## Contents
ESO Pathways 2024 Data Workbook
This workbook contains all the graphs and its data to our 2024 FES: ESO Pathways to Net Zero Document. This workbook also contains additional data and charts that we think might be useful to our stakeholders. The Pathways document can be downloaded from our website (link below). Any questions, please contact us at the email address shown below.
https://www.nationalgrideso.com/future-energy/future-energy-scenarios |  |  | FES@nationalgrideso.com
Charts Contents
Chapter Section | Subsection | Figure Title | Figure Number
Legal notice
Versions |  | Version History | Versions | Pursuant to its electricity transmission licence,National Grid Electricity System Operator Limited is the system operator of the national electricity transmission system. For the purpose of this outlook document, the terms “we”, “our”, “us” etc. are used to refer to the licensed entity, National Grid Electricity System Operator Limited. National Grid Electricity System Operator Limited has prepared this outlook document pursuant to its electricity transmission licence in good faith, and has endeavoured to prepare this outlook document in a manner which is, as far as reasonably possible, objective, using information collected and compiled from users of the gas national transmission system and the electricity transmission system together with its own forecasts of the future development of those systems. While National Grid Electricity System Operator Limited has not sought to mislead any person as to the contents of this outlook document and whilst such content represent its best view as at the time of publication, readers of this document should not place any reliance on the contents of this outlook document. The contents of this outlook document must be considered as illustrative only and no warranty can be or is made as to the accuracy and completeness of such contents, nor shall anything within this outlook document constitute an offer capable of acceptance or form the basis of any contract. Other than in the event of fraudulent misstatement or fraudulent misrepresentation, National Grid Electricity System Operator Limited does not accept any responsibility for any use which is made of the information contained within this outlook document. This data is released under the terms of the ESO open data licence, a copy of which can be obtained here: https://data.nationalgrideso.com/licence
Data Dashboards |  | DB.Guide: Guide on Data Dashboard's | DB.Guide
|  | DB.FLX1: Electricity System Flexibility Data Dashboard | DB.FLX1
|  | DB.ES1: Electricity Supply Data Dashboard | DB.ES1
|  | DB.ES2: Electricity Supply (European Scenarios) Data Dashboard | DB.ES2
|  | DB.ED1: Electricity Demand Data Dashboard | DB.ED1
|  | DB.ED3: Natural Gas and Residential Heat Demand Data Dashboard | DB.ED3
|  | DB.ED5: Road Transport Data Dashboard | DB.ED5
|  | DB.WS1: Whole System and Gas Supply Data Dashboard | DB.WS1
|  | DB.WS2: Emissions Data Dashboard | DB.WS2
Commodity Prices |  | Commodity prices - fuels | CP1
|  | Commodity prices - carbon | CP2
FES in Five |  | Energy flow diagram inputs | Energy flow diagrams
|  | Key Statistics in 2030, 2035 and 2050 | Key Stats
|  | FES Key Comparison Chart | Key Comparisons
|  | FES Pathways: Power Generation (TWh) by technology | Supply key graphs
Net Zero |  | NZ.01: Annual emissions by sector from 2019 to 2022 in relation to 1990 levels | NZ.01
|  | NZ.02: Accumulated emissions for carbon budget period | NZ.02
|  | NZ.03: Net greenhouse gas emissions and carbon budgets | NZ.03
|  | NZ.04: Breakdown of residential thermal demand savings in 2050 | NZ.04
|  | NZ.05: Power generation emissions out to 2050 | NZ.05
|  | NZ.06: Flexible power generation and emissions out to 2050 for Holistic Transition | NZ.06
|  | NZ.07: Estimated vehicle fuel consumption in the UK and associated emissions | NZ.07
|  | NZ.08 Carbon captured per year with CCS in 2050 | NZ.08
|  | NZ.09-12: Negative emissions by pathway | NZ.09-12
| Additional Graphs | NZ.A: Historical emissions by sector and trajectory | NZ.A
|  | NZ.B: Emissions projections by sector and pathway | NZ.B
|  | NZ.C: Non-FES sector emissions | NZ.C
|  | NZ.D: Clearing price and total allowances of the UK ETS since the first auction back in May 2021 | NZ.D
|  | NZ.E: Latest actual emissions vs. FES 2024 emissions | NZ.E
|  | NZ.F-I: Residential Emissions and heat technologies fuel consumption by pathway | NZ.F-I
The Energy Consumer |  | EC.01: Annual consumer demand in Holistic Transition by fuel and sector | EC.01
|  | EC.02: Annual consumer demand in Electric Engagement by fuel and sector | EC.02
|  | EC.03: Annual consumer demand in Hydrogen Evolution by fuel and sector | EC.03
|  | EC.04: Annual consumer demand in the Counterfactual by fuel and sector | EC.04
|  | EC.05: Consumer flexibility in Holistic Transition at peak by sector | EC.05
|  | EC.06: Battery electric cars on the road | EC.06
|  | EC.07: Electricity demand for road transport | EC.07
|  | EC.08: Electric Vehicles public charge points installed in the UK | EC.08
|  | EC.09: Peak demand from road transport with smart charging (excluding Vehicle-to-Grid) | EC.09
|  | EC.10: Average demands on the network from unmanaged and smart charging profiles | EC.10
|  | EC.11: Peak demand from road transport with smart charging and vehicle-to-grid | EC.11
|  | EC.12: Low carbon hydrogen demand for road transport | EC.12
|  | EC.13: Residential electricity demand for appliances | EC.13
|  | EC.14: Residential annual electricity demand for heat | EC.14
|  | EC.15: Residential annual gas demand for heat | EC.15
|  | EC.16: Flexibility from electrified heating | EC.16
|  | EC.17: Residential thermal demand savings from insulation improvements and behavioural change | EC.17
|  | EC.18: Annual heat pump installations | EC.18
|  | EC.19: Annual low carbon hydrogen demand for residential heat | EC.19
|  | EC.20: Electricity demand in the commercial sector (excluding hydrogen production) | EC.20
|  | EC.21: Low carbon hydrogen demand in the commercial sector | EC.21
|  | EC.22: Gas demand in the commercial sector | EC.22
|  | EC.23: Industrial electricity demand (excluding hydrogen production) | EC.23
|  | EC.24: Industrial gas demand | EC.24
|  | EC.25: Industrial low carbon hydrogen demand | EC.25
| Additional Graphs | EC.A: Total annual consumer electricity demand | EC.A
|  | EC.B: Total annual consumer hydrogen demand | EC.B
|  | EC.C: Road transport energy demand in 2023 | EC.C
|  | EC.D: Annual energy demand for road transport | EC.D
|  | EC.E: Battery electric vans on the road | EC.E
|  | EC.F: HGVs on the road by fuel type | EC.F
|  | EC.G: Delivered volumes by DFS event date | EC.G
|  | EC.H: Residential heating technology mix today, in 2035 and in 2050 | EC.H
|  | EC.I: Total annual fuel demand for residential heat | EC.I
|  | EC.J: Total residential heat pumps installed (including hybrids) | EC.J
|  | EC.K: Total residential hydrogen boilers installed (including hybrids) | EC.K
|  | EC.L: District heat network connections today and in 2050 | EC.L
|  | EC.M: Overall heat flexibility by technology | EC.M
|  | EC.N: Commercial demand in 2022 by end use | EC.N
|  | EC.O: Non-residential heating technology mix today, in 2035 and in 2050 | EC.O
|  | EC.P: Electricity demand for data centres | EC.P
|  | EC.Q: Industrial demand in 2022 by end use | EC.Q
The Energy System |  | ES.01: Primary energy supply in Holistic Transition in 2050 | ES.01
|  | ES.02: Locations of electricity generation output and demand in Holistic Transition | ES.02
|  | ES.03: Electricity average cold spell peak demand (including losses) | ES.03
|  | ES.04: Natural gas peak demand (1-in-20 day) | ES.04
|  | ES.05: Hydrogen demand by pathway and end user in 2050 | ES.05
|  | ES.06: Installed electricity supply capacity | ES.06
|  | ES.07: Installed generation capacity, peak demand and percentage of decentralised generation capacity | ES.07
|  | ES.08-11: Electricity output by technology (excluding non-networked wind and solar) | ES.08-11
|  | ES.12: Offshore wind capacity | ES.12
|  | ES.13: Onshore wind capacity | ES.13
|  | ES.14: Solar capacity | ES.14
|  | ES.15: Tidal capacity | ES.15
|  | ES.16: Battery storage installed capacity (excluding vehicle to grid) | ES.16
|  | ES.17: Long duration energy storage installed capacity (excluding vehicle to grid and hydrogen) | ES.17
|  | ES.18: Electricity storage installed capacity and volume (excluding vehicle to grid and hydrogen) | ES.18
|  | ES.19: Interconnector capacity | ES.19
|  | ES.20: Interconnectors imports, exports and net annual flows | ES.20
|  | ES.21: Nuclear capacity | ES.21
|  | ES.22: Low carbon dispatchable capacity | ES.22
|  | ES.23: Unabated gas capacity | ES.23
|  | ES.24: Bioenergy with carbon capture and storage capacity | ES.24
|  | ES.25: Distribution connected generation capacity (excluding storage) | ES.25
|  | ES.26: Annual curtailment | ES.26
|  | ES.27-28: Natural gas supply and demand in 2023 | ES.27-28
|  | ES.29: Total annual consumer gas demand (excl. power and non-FES sectors) | ES.29
|  | ES.30: Annual gas supply and import dependency in Holistic Transition | ES.30
|  | ES.31: Annual gas supply and import dependency in Electric Engagement | ES.31
|  | ES.32: Annual gas supply and import dependency in Hydrogen Evolution | ES.32
|  | ES.33: Annual gas supply and import dependency in the Counterfactual | ES.33
|  | ES.34: Imported gas volumes out to 2050 | ES.34
|  | ES.35 Hydrogen capacity and supply by pathway | ES.35
|  | ES.36: Hydrogen supply by technology in 2050 | ES.36
|  | ES.37: Hydrogen storage capacity requirements | ES.37
|  | ES.38: Hydrogen daily stock level profile in 2050 in Holistic Transition | ES.38
|  | ES.39: Blending demand for hydrogen by pathway | ES.39
|  | ES.40: Biomass Supply and Demand in Holistic Transition | ES.40
|  | ES.41: Biomass Supply and Demand in Electric Engagement | ES.41
|  | ES.42: Biomass Supply and Demand in Hydrogen Evolution | ES.42
| Additional Graphs | ES.A: Demand components contributing to total primary energy in Holistic Transition | ES.A
|  | ES.B: Load Factor, Capacity and Generation in 2030 and 2050 | ES.B
|  | ES.C: Wind and solar generation capacity by region | ES.C
|  | ES.D: New Low-Carbon Hydrogen Production Projects By Development Stage - MW of initial targeted capacity | ES.D
|  | ES.E: Natural gas storage capacities | ES.E
|  | ES.F: LNG Imports in 2023 by country source | ES.F
|  | ES.G: Total bioenergy annual demand in 2050 | ES.G
|  | ES.H: Total bioenergy annual supply in 2050 | ES.H
|  | ES.I: Total networked electrolysis capacity, grid-connected and nuclear-connected (GW) | ES.I
|  | ES.J: Total bioenergy annual demand (TWh) | ES.J
|  | ES.K: Electricity demand for hydrogen production (including electrolysis connected to non-networked offshore wind) | ES.K
|  | ES.L: Nuclear Electricity demand for hydrogen production from electrolysis | ES.L
|  | ES.M: Natural gas demand for hydrogen production by methane reformation | ES.M
|  | ES.N: Bioresource demand for hydrogen production | ES.N
|  | ES.O: Hydrogen supply in Electric Engagement | ES.O
|  | ES.P: Hydrogen production capacity in Electric Engagement | ES.P
|  | ES.Q: Hydrogen supply in Hydrogen Evolution (TWh) | ES.Q
|  | ES.R: Hydrogen production capacity in Hydrogen Evolution (GW) | ES.R
|  | ES.S: Hydrogen supply in Holistic Transition (TWh) | ES.S
|  | ES.T: Hydrogen production capacity in Holistic Transition (GW) | ES.T
|  | ES.U: Hydrogen supply in Counterfactual (TWh) | ES.U
|  | ES.V: Hydrogen production capacity in Counterfactual (GW) | ES.V
|  | ES.W: Hydrogen daily demand & production profile 2050 by pathway | ES.W
|  | ES.X: Total bioenergy annual supply in 2000-2022 (TWh) | ES.X
|  | ES.Y: Total bioenergy annual end use in 2000-2020 (TWh) | ES.Y
|  | ES.Z: Bioenergy demand in each pathway by sector and pathway | ES.Z
|  | ES.AA: Hydrogen supply by technology in 2030 | ES.AA
Data Tables |  | FLX1: Flexibility data table | FLX1
|  | ES1: Electricity supply data table | ES1
|  | ES2: European electricity supply data table | ES2
|  | ED1: Electricity demand summary | ED1
|  | ED2: Electricity definitions | ED2
|  | ED3: Gas and heat demand summary | ED3
|  | ED4: Natural Gas demand definitions | ED4
|  | ED5: Road transport summary | ED5
|  | ED6: Road transport notes | ED6
|  | WS1: Whole System & Gas Supply | WS1
|  | WS2: Whole System & Gas Supply - Emissions | WS2
| Building Blocks -> | Building Block Data | BB1
|  | Building Block Definitions | BB2
|  | BB3: Building Blocks - Area Name Lookup | BB3

## Versions
Version History
Return to: Main Menu
Version | Date Uploaded | Changes
0.9 | 2024-06-24 | Preview version for network companies ahead of full publication
1 | 2024-07-15 | Initital publication
2 | 2024-07-24 | Fixed missing formulas on NC.03 tab for 2024.
Fixed values for ES.C tab
3 | 2024-08-02 | BB1: Updated number of decimal places to reduce rounding differences compared to other data
ES1: Updated carbon intensity figures with and without BECCS
ES1: Split distributed generation capacities in ES1 to split microgeneration for hydro, solar, wind &storage. Tabs associated with DG checked.
4 | 2025-02-05 | ED3: Peak day gas demand amended for HT due to error in original data - gas demand for power generation was too low previously. ES.04: Chart ES.04 is the chart which uses this data and thus HT has changed in this chart.
5 | 2025-02-17 | ED3: Peak day gas demand amended further for HT as a result of minor changes to LDZ peak demands from full re-run relating to above change. ES.04: Chart ES.04 is the chart which uses this data and thus HT has changed in this chart.

## Data Dashboards
Data Dashboards
Chapter Section | Figure Title | Figure Number
Data Dashboards | DB.Guide: Guide on Data Dashboard's | DB.Guide
| DB.FLX1: Electricity System Flexibility Data Dashboard | DB.FLX1
| DB.ES1: Electricity Supply Data Dashboard | DB.ES1
| DB.ES2: Electricity Supply (European Scenarios) Data Dashboard | DB.ES2
| DB.ED1: Electricity Demand Data Dashboard | DB.ED1
| DB.ED3: Natural Gas and Residential Heat Demand Data Dashboard | DB.ED3
| DB.ED5: Road Transport Data Dashboard | DB.ED5
| DB.WS1: Whole System and Gas Supply Data Dashboard | DB.WS1
| DB.WS2: Emissions Data Dashboard | DB.WS2

## DB.Guide
DB.Guide: Guide on Data Dashboard's
This is an information page surrounding the customisable aspects of the dashboards. For each pathway and variable selected the values are summed across all remaining selected options. The data values for the selected options are below the chart.
General Info
All data displayed is generated from the corresponding data table within the workbook. As an example DB.FLX1 pulls all of it’s data from the FLX1 data table tab. The charts are defined by the slicers and your interaction with them shapes the chart and data below. When selecting a point within a slicer the data provided underneath the chart will automatically adjust to the selected point.
Common peculiarities
By default everything is enabled in the dashboard, often providing a confusing report. This is due to every possible combination being combined and displayed. Managing this can be done by selecting filter points the “Slicers”. Selecting the unit’s (e.g. MW, TWh, GW) filters the report down into a more readable format.
Slicer example
The top colour identifies data points currently active in the chart and data table. The bottom is a deselected data point and won’t show in the chart or the data table below the chart.
The above marker allows for multiple selections within the marker. Simply click on the icon to enable this feature.
The above marker clears all selections currently active within the slicer.

## DB.FLX1
DB.FLX1: Electricity System Flexibility Data Dashboard
The Future Energy Scenarios (FES) represent a range of different, credible ways to decarbonise our energy system as we strive towards the 2050 target. One of the FES outputs is an agreed set of data tables containing the GB FES values for the electricity system flexibility (FLX1) which this dashboard is visualising. For each scenario and variable selected the values are summed across all remaining selected options. The data values for the selected options are below the chart.
Electricity system flexibility scenarios for GB(FLX1) with selected options
| Unit | Pathway
| GW |  |  |  |  | GW Result | GWh |  |  |  |  | GWh Result | TWh |  |  |  |  | TWh Result
Data | Counterfactual | Electric Engagement | Five Year Forecast | Holistic Transition | Hydrogen Evolution |  | Counterfactual | Electric Engagement | Five Year Forecast | Holistic Transition | Hydrogen Evolution |  | Counterfactual | Electric Engagement | Five Year Forecast | Holistic Transition | Hydrogen Evolution
2022 | 62.6202 | 62.6202 | 54.6202 | 62.6202 | 62.6202 | 305.1012 | 58.99 | 58.99 | 56.92 | 58.99 | 58.99 | 292.88 | -8.89 | -8.89 | -8.89 | -8.89 | -8.89 | -44.45
2023 | 65.808 | 65.811 | 65.8078 | 65.812 | 65.8086 | 329.0475 | 67.6556 | 67.6556 | 67.6556 | 67.6556 | 67.6556 | 338.2782 | 12.2519 | 12.2519 | 12.2519 | 12.2519 | 12.2519 | 61.2593
2024 | 72.2193 | 75.8488 | 73.8725 | 77.4299 | 74.0469 | 373.4175 | 66.3916 | 73.3326 | 69.4297 | 76.8277 | 69.4297 | 355.4112 | 45.1606 | 22.5401 | 35.0846 | 10.9997 | 31.8563 | 145.6414
2025 | 73.3763 | 81.6969 | 77.9005 | 90.0969 | 78.0744 | 401.145 | 71.9594 | 88.7275 | 81.4333 | 105.2787 | 81.4333 | 428.8322 | 52.7169 | 6.1165 | 25.9668 | -21.3353 | 22.8631 | 86.3281
2026 | 80.2758 | 93.2373 | 86.9568 | 100.638 | 87.6203 | 448.7282 | 79.3703 | 108.1907 | 94.0035 | 125.0218 | 94.0035 | 500.5898 | 40.9511 | -18.5624 | -14.3109 | -51.8815 | -13.8663 | -57.67
2027 | 87.0461 | 100.5068 | 97.3929 | 106.2601 | 98.7654 | 489.9713 | 87.9907 | 125.7345 | 116.2312 | 138.4492 | 116.2312 | 584.6368 | 47.2807 | -2.3677 | 13.5199 | -25.1174 | 11.8415 | 45.157
2028 | 94.7699 | 106.1627 | 102.6864 | 111.2675 | 106.1151 | 521.0016 | 102.7213 | 135.2191 | 132.4156 | 148.0404 | 132.4156 | 650.812 | 30.3082 | -4.694 | 14.7757 | -53.1449 | 11.6441 | -1.111
2029 | 101.1052 | 110.513 | 107.2078 | 114.524 | 109.1916 | 542.5416 | 114.9757 | 174.486 | 135.7822 | 187.7263 | 135.7822 | 748.7523 | 24.6538 | -38.5099 | -18.7523 | -80.3213 | -22.9855 | -135.9152
2030 | 106.2016 | 112.5025 |  | 113.3691 | 116.1204 | 448.1937 | 126.6853 | 183.0929 |  | 259.8376 | 171.6899 | 741.3057 | -18.4393 | -76.3662 |  | -107.2156 | -49.4829 | -251.5039
2031 | 97.8275 | 98.9651 |  | 104.4303 | 112.1781 | 413.401 | 129.1961 | 184.4332 |  | 278.1879 | 185.0974 | 776.9147 | -10.0515 | -84.4402 |  | -126.9585 | -72.3251 | -293.7753
2032 | 99.3546 | 102.476 |  | 104.7612 | 112.2119 | 418.8036 | 160.6786 | 193.5208 |  | 292.8227 | 187.1275 | 834.1496 | -32.1525 | -108.8286 |  | -137.6675 | -60.9203 | -339.5689
2033 | 101.8871 | 103.0942 |  | 101.8469 | 122.1725 | 429.0007 | 166.8382 | 204.1046 |  | 298.1371 | 192.0881 | 861.168 | -39.5931 | -118.4028 |  | -179.8053 | -72.1557 | -409.9569
2034 | 103.5682 | 104.9071 |  | 98.8165 | 126.7793 | 434.0712 | 168.5949 | 222.6525 |  | 324.5251 | 196.8809 | 912.6536 | -57.1556 | -143.1222 |  | -186.9993 | -83.9888 | -471.2659
2035 | 105.6841 | 105.3598 |  | 90.8034 | 135.2616 | 437.1089 | 173.0078 | 224.5639 |  | 343.3908 | 209.1178 | 950.0803 | -105.1568 | -158.2997 |  | -206.1006 | -95.9251 | -565.4822
2036 | 109.4193 | 102.6352 |  | 85.1219 | 139.2654 | 436.4418 | 194.7907 | 245.9436 |  | 392.732 | 232.207 | 1065.6733 | -120.5169 | -168.6378 |  | -198.7307 | -94.3382 | -582.2236
2037 | 111.2622 | 101.3335 |  | 77.068 | 146.0598 | 435.7235 | 196.4566 | 266.9906 |  | 413.9488 | 238.1933 | 1115.5892 | -142.362 | -188.8017 |  | -192.7267 | -114.8384 | -638.7288
2038 | 113.184 | 99.6431 |  | 69.7242 | 147.7191 | 430.2703 | 196.6655 | 313.4984 |  | 455.4412 | 239.0987 | 1204.7038 | -166.5319 | -189.4868 |  | -178.2654 | -137.527 | -671.8111
2039 | 113.5888 | 98.049 |  | 62.7588 | 157.0998 | 431.4964 | 196.7389 | 358.6709 |  | 476.8092 | 267.0824 | 1299.3014 | -174.4374 | -193.9138 |  | -183.7447 | -133.2827 | -685.3785
2040 | 116.9104 | 97.0529 |  | 56.618 | 159.5748 | 430.1561 | 198.2131 | 380.0494 |  | 498.4668 | 287.4017 | 1364.131 | -192.2387 | -199.1257 |  | -186.7985 | -134.1138 | -712.2767
2041 | 118.1886 | 96.0895 |  | 55.2136 | 164.1169 | 433.6086 | 218.3689 | 421.3774 |  | 520.0161 | 307.7366 | 1467.499 | -193.657 | -194.7704 |  | -182.4461 | -124.1359 | -695.0094
2042 | 120.3962 | 97.2905 |  | 51.8736 | 172.6759 | 442.2362 | 218.8522 | 462.8926 |  | 521.6453 | 373.2871 | 1576.6771 | -206.5469 | -184.0691 |  | -181.5381 | -129.0047 | -701.1588
2043 | 122.6729 | 99.9588 |  | 57.1461 | 177.7075 | 457.4853 | 219.026 | 484.3557 |  | 523.3514 | 373.6532 | 1600.3862 | -206.6791 | -170.932 |  | -169.5666 | -125.0085 | -672.1862
2044 | 124.6447 | 104.6628 |  | 61.8338 | 177.9024 | 469.0437 | 219.202 | 485.8853 |  | 525.1374 | 374.0349 | 1604.2595 | -199.4641 | -150.667 |  | -147.0698 | -107.0267 | -604.2276
2045 | 125.0782 | 109.0627 |  | 65.8202 | 181.993 | 481.9541 | 219.3818 | 507.482 |  | 527.2003 | 394.4321 | 1648.4963 | -203.7037 | -150.5681 |  | -145.2578 | -110.2433 | -609.7727
2046 | 130.593 | 110.9976 |  | 70.5754 | 184.1354 | 496.3014 | 263.5676 | 509.146 |  | 529.1423 | 414.845 | 1716.701 | -208.7209 | -159.4148 |  | -153.6418 | -92.2926 | -614.0702
2047 | 130.9634 | 113.3287 |  | 74.6802 | 185.8536 | 504.8258 | 263.7612 | 510.8772 |  | 531.1638 | 415.2735 | 1721.0757 | -207.0756 | -157.0992 |  | -149.3269 | -89.0131 | -602.5148
2048 | 132.1515 | 115.0169 |  | 76.2807 | 184.7467 | 508.1957 | 263.959 | 512.6756 |  | 533.2619 | 415.7176 | 1725.6141 | -203.7879 | -159.123 |  | -140.0602 | -86.129 | -589.1001
2049 | 135.5618 | 116.5711 |  | 79.7256 | 186.6891 | 518.5475 | 264.1628 | 514.5411 |  | 535.4392 | 416.1773 | 1730.3204 | -197.5994 | -158.6877 |  | -136.8666 | -56.5898 | -549.7435
2050 | 134.7634 | 118.659 |  | 82.2193 | 186.3676 | 522.0093 | 264.3726 | 516.4739 |  | 537.7016 | 416.6526 | 1735.2006 | -193.7153 | -145.0107 |  | -115.6871 | -29.7543 | -484.1674
This shape represents a slicer. Slicers are supported in Excel 2010 or later.
If the shape was modified in an earlier version of Excel, or if the workbook was saved in Excel 2003 or earlier, the slicer cannot be used.
This shape represents a slicer. Slicers are supported in Excel 2010 or later.
If the shape was modified in an earlier version of Excel, or if the workbook was saved in Excel 2003 or earlier, the slicer cannot be used.
This shape represents a slicer. Slicers are supported in Excel 2010 or later.
If the shape was modified in an earlier version of Excel, or if the workbook was saved in Excel 2003 or earlier, the slicer cannot be used.
This shape represents a slicer. Slicers are supported in Excel 2010 or later.
If the shape was modified in an earlier version of Excel, or if the workbook was saved in Excel 2003 or earlier, the slicer cannot be used.
This shape represents a slicer. Slicers are supported in Excel 2010 or later.
If the shape was modified in an earlier version of Excel, or if the workbook was saved in Excel 2003 or earlier, the slicer cannot be used.
This shape represents a slicer. Slicers are supported in Excel 2010 or later.
If the shape was modified in an earlier version of Excel, or if the workbook was saved in Excel 2003 or earlier, the slicer cannot be used.

## DB.ES1
DB.ES1: Electricity Supply Data Dashboard
The Future Energy Scenarios (FES) represent a range of different, credible ways to decarbonise our energy system as we strive towards the 2050 target. One of the FES outputs is an agreed set of data tables containing the electricity supply values (ES1) which this dashboard is visualising. For each scenario and variable selected the values are summed across all remaining selected options. The data values for the selected options are below the chart.
Electricity supply scenarios (ES1) with selected options
| Variable | Pathway
| Capacity (MW) |  |  |  |  | Capacity (MW) Result | Consumption (TWh) |  |  |  |  | Consumption (TWh) Result | Generation (TWh) |  |  |  |  | Generation (TWh) Result | Export (TWh) |  |  |  |  | Export (TWh) Result | Import (TWh) |  |  |  |  | Import (TWh) Result | Netflows (TWh) |  |  |  |  | Netflows (TWh) Result | Available DSR (MW) |  |  |  |  | Available DSR (MW) Result | Demand Reduction (TWh) |  |  |  |  | Demand Reduction (TWh) Result | Demand (TWh) |  |  |  |  | Demand (TWh) Result | Storage Capacity (GWh) |  |  |  |  | Storage Capacity (GWh) Result | Curtailment (TWh) |  |  |  |  | Curtailment (TWh) Result | Curtailment including DACCS (TWh) |  |  |  |  | Curtailment including DACCS (TWh) Result | Demand (MW) |  |  |  |  | Demand (MW) Result
Data | Counterfactual | Electric Engagement | Five Year Forecast | Holistic Transition | Hydrogen Evolution |  | Counterfactual | Electric Engagement | Five Year Forecast | Holistic Transition | Hydrogen Evolution |  | Counterfactual | Electric Engagement | Five Year Forecast | Holistic Transition | Hydrogen Evolution |  | Counterfactual | Electric Engagement | Five Year Forecast | Holistic Transition | Hydrogen Evolution |  | Counterfactual | Electric Engagement | Five Year Forecast | Holistic Transition | Hydrogen Evolution |  | Counterfactual | Electric Engagement | Five Year Forecast | Holistic Transition | Hydrogen Evolution |  | Counterfactual | Electric Engagement | Five Year Forecast | Holistic Transition | Hydrogen Evolution |  | Counterfactual | Electric Engagement | Five Year Forecast | Holistic Transition | Hydrogen Evolution |  | Counterfactual | Electric Engagement | Five Year Forecast | Holistic Transition | Hydrogen Evolution |  | Counterfactual | Electric Engagement | Five Year Forecast | Holistic Transition | Hydrogen Evolution |  | Counterfactual | Electric Engagement | Five Year Forecast | Holistic Transition | Hydrogen Evolution |  | Counterfactual | Electric Engagement | Five Year Forecast | Holistic Transition | Hydrogen Evolution |  | Counterfactual | Electric Engagement | Five Year Forecast | Holistic Transition | Hydrogen Evolution
2023 | 108787.1378 | 108787.1698 | 108787.1598 | 108787.1379 | 108787.1698 | 543935.7753 | 0.87292 | 0.87294 | 0.87292 | 0.87292 | 0.87292 | 4.3646 | 279.2275 | 279.2275 | 279.2275 | 279.2275 | 279.2275 | 1396.1375 | -14.5264 | -14.5264 | -14.5264 | -14.5264 | -14.5264 | -72.6318 | 20.6523 | 20.6523 | 20.6523 | 20.6523 | 20.6523 | 103.2614 | 6.1259 | 6.1259 | 6.1259 | 6.1259 | 6.1259 | 30.6296 | 1570 | 1570 | 1570 | 1570 | 1570 | 7850 | 0.41067 | 0.41067 | 0.41067 | 0.41067 | 0.41067 | 2.0534 | 568.3017 | 568.302 | 568.3017 | 568.3017 | 568.3022 | 2841.5094 | 33.8278 | 33.8278 | 33.8278 | 33.8278 | 33.8278 | 169.1391 | 0.0045375 | 0.0045375 | 0.0045375 | 0.0045375 | 0.0045375 | 0.022687 | 0 | 0 | 0 | 0 | 0 | 0 | 51098.2787 | 51098.2787 | 51098.2787 | 51098.2787 | 51098.2787 | 255491.3934
2024 | 116848.9066 | 121849.5753 | 118610.6187 | 123950.3143 | 118675.2187 | 599934.6335 | 0.65182 | 1.5091 | 1.1007 | 1.5686 | 1.095 | 5.9253 | 268.1725 | 273.7307 | 270.2819 | 280.0075 | 271.1345 | 1363.327 | -12.9925 | -18.3071 | -15.0011 | -19.3796 | -15.8776 | -81.5579 | 35.5728 | 29.5772 | 32.5434 | 24.8795 | 31.8057 | 154.3786 | 22.5803 | 11.2701 | 17.5423 | 5.4999 | 15.9281 | 72.8207 | 1100 | 1100 | 1100 | 1100 | 1100 | 5500 | 0.23699 | 0.24991 | 0.255 | 0.21289 | 0.27586 | 1.2307 | 578.9153 | 567.323 | 572.1448 | 564.7432 | 571.0341 | 2854.1603 | 33.1958 | 36.6663 | 34.7148 | 38.4138 | 34.7148 | 177.7056 | 0.0047939 | 0.050568 | 0.020535 | 0.14766 | 0.021484 | 0.24505 | 0 | 0.05 | 0.02 | 0.15 | 0.02 | 0.24 | 52091.9561 | 50852.4933 | 51235.3043 | 50278.4644 | 51362.5696 | 255820.7876
2025 | 117723.8955 | 129868.2189 | 123807.1303 | 138186.9812 | 123871.6303 | 633457.8563 | 0.76345 | 3.1313 | 1.9623 | 4.3244 | 1.944 | 12.1254 | 266.085 | 285.8027 | 278.7133 | 299.0712 | 278.8511 | 1408.5233 | -13.6094 | -23.7211 | -18.7264 | -29.6873 | -19.4045 | -105.1487 | 39.9678 | 26.7794 | 31.7098 | 19.0197 | 30.836 | 148.3127 | 26.3585 | 3.0583 | 12.9834 | -10.6677 | 11.4315 | 43.164 | 1026.0501 | 1633.3142 | 1346.1915 | 1456.9991 | 1346.1915 | 6808.7465 | 0.30108 | 0.4599 | 0.39571 | 0.36952 | 0.37387 | 1.9001 | 581.9811 | 569.3835 | 577.4912 | 566.2286 | 574.6251 | 2869.7096 | 35.9797 | 44.3637 | 40.7167 | 52.6393 | 40.7167 | 214.4161 | 0.0046109 | 0.14516 | 0.060936 | 0.70194 | 0.049898 | 0.96255 | 0 | 0.15 | 0.06 | 0.71 | 0.05 | 0.97 | 52759.0226 | 51245.7048 | 51907.8368 | 50483.7896 | 51979.3581 | 258375.7119
2026 | 124336.8879 | 143110.9028 | 138661.9692 | 152850.8716 | 138726.4692 | 697687.1007 | 1.0584 | 4.9461 | 4.6872 | 8.3903 | 4.7957 | 23.8777 | 274.4107 | 304.1914 | 304.7098 | 322.0702 | 302.0071 | 1507.3891 | -17.4097 | -29.3906 | -28.7766 | -39.0206 | -28.9561 | -143.5536 | 37.8853 | 20.1094 | 21.6212 | 13.0799 | 22.0229 | 114.7186 | 20.4755 | -9.2812 | -7.1554 | -25.9407 | -6.9332 | -28.835 | 1133.6222 | 2005.1049 | 1476.0573 | 1832.0943 | 1476.0573 | 7922.936 | 0.23735 | 0.57089 | 0.39103 | 0.51648 | 0.35684 | 2.0726 | 586.1494 | 576.7573 | 584.363 | 574.7841 | 578.9595 | 2901.0134 | 39.6852 | 54.0953 | 47.0018 | 62.5109 | 47.0018 | 250.2949 | 0.021939 | 0.46596 | 0.56232 | 2.1287 | 0.73994 | 3.9189 | 0.02 | 0.46 | 0.56 | 2.13 | 0.74 | 3.91 | 53378.1894 | 51895.3503 | 52639.5384 | 51007.3212 | 52627.3776 | 261547.7768
2027 | 130701.0281 | 151331.1685 | 145417.6106 | 159597.1239 | 145467.1106 | 732514.0417 | 1.6697 | 7.2679 | 5.428 | 9.7382 | 5.5553 | 29.6591 | 274.8504 | 303.464 | 297.3571 | 319.0903 | 294.6872 | 1489.449 | -17.3137 | -27.2897 | -23.4924 | -33.9222 | -23.9176 | -125.9356 | 40.9541 | 26.1058 | 30.2524 | 21.3635 | 29.8384 | 148.5142 | 23.6404 | -1.1839 | 6.7599 | -12.5587 | 5.9207 | 22.5785 | 1209.106 | 2437.0845 | 1653.925 | 2215.7422 | 1653.925 | 9169.7827 | 0.34196 | 0.55921 | 0.42508 | 0.62594 | 0.36841 | 2.3206 | 592.104 | 586.857 | 595.6683 | 589.3064 | 588.1788 | 2952.1144 | 43.9953 | 62.8672 | 58.1156 | 69.2246 | 58.1156 | 292.3184 | 0.079588 | 0.91757 | 0.56892 | 2.4687 | 0.78055 | 4.8153 | 0.08 | 0.92 | 0.57 | 2.47 | 0.78 | 4.82 | 54217.0288 | 52872.2851 | 53690.7889 | 51843.659 | 53681.7974 | 266305.5592
2028 | 139013.9591 | 161659.1532 | 154054.6802 | 178430.5337 | 154119.1829 | 787277.5091 | 3.2278 | 9.5117 | 7.4318 | 21.8246 | 7.7816 | 49.7774 | 289.7931 | 315.9939 | 306.9713 | 357.8238 | 304.8457 | 1575.4278 | -20.2215 | -31.9942 | -25.123 | -47.6546 | -25.4914 | -150.4847 | 35.3756 | 29.6472 | 32.5108 | 21.0821 | 31.3134 | 149.9292 | 15.1541 | -2.347 | 7.3878 | -26.5725 | 5.822 | -0.5555 | 1318.995 | 2810.1594 | 1781.1002 | 2611.1663 | 1781.1002 | 10302.521 | 0.28013 | 0.80235 | 0.50081 | 0.74566 | 0.49324 | 2.8222 | 601.5362 | 604.3277 | 611.0343 | 609.1789 | 602.4184 | 3028.4955 | 51.3607 | 67.6095 | 66.2078 | 74.0202 | 66.2078 | 325.406 | 0.40395 | 1.3655 | 1.0138 | 8.3364 | 1.2034 | 12.323 | 0.4 | 1.36 | 1.01 | 8.33 | 1.2 | 12.3 | 55174.0681 | 54317.2686 | 54859.9987 | 52876.6729 | 54955.2516 | 272183.2599
2029 | 148263.3734 | 175858.9333 | 165815.653 | 191159.7611 | 165880.2173 | 846977.9381 | 5.6793 | 19.8807 | 12.894 | 32.2975 | 13.8343 | 84.5858 | 299.055 | 350.3202 | 337.8955 | 382.5865 | 336.029 | 1705.8862 | -23.0336 | -41.9562 | -35.5806 | -56.0493 | -37.0515 | -193.6711 | 35.3605 | 22.7012 | 26.2044 | 15.8886 | 25.5587 | 125.7135 | 12.3269 | -19.2549 | -9.3761 | -40.1606 | -11.4928 | -67.9576 | 1448.4054 | 3200.0983 | 1927.2603 | 3014.2647 | 1927.2603 | 11517.2891 | 0.3683 | 0.77317 | 0.53031 | 0.66901 | 0.48923 | 2.83 | 609.0732 | 619.6921 | 626.4139 | 614.9855 | 615.9419 | 3086.1066 | 57.4878 | 87.243 | 67.8911 | 93.8632 | 67.8911 | 374.3762 | 0.94466 | 4.6586 | 2.864 | 16.0302 | 3.4247 | 27.9222 | 0.94 | 4.68 | 2.86 | 16.04 | 3.42 | 27.94 | 56360.1506 | 56069.7892 | 56293.6655 | 54103.1352 | 56513.0952 | 279339.8357
2030 | 155922.4409 | 189997.9034 |  | 200761.3505 | 179855.9705 | 726537.6652 | 6.0232 | 24.158 |  | 35.1792 | 16.2607 | 81.6211 | 326.6449 | 386.7676 |  | 415.7064 | 365.0387 | 1494.1576 | -34.5908 | -54.7064 |  | -66.5925 | -45.7294 | -201.6191 | 25.3712 | 16.5233 |  | 12.9847 | 20.9879 | 75.8671 | -9.2196 | -38.1831 |  | -53.6078 | -24.7415 | -125.752 | 1553.12 | 3577.1851 |  | 3368.1867 | 2065.6122 | 10564.1039 | 0.35216 | 0.84515 |  | 0.88171 | 0.51401 | 2.593 | 619.8118 | 643.5783 |  | 640.2704 | 636.8954 | 2540.5559 | 63.3427 | 91.5465 |  | 129.9188 | 85.8449 | 370.6529 | 2.0631 | 17.3987 |  | 31.3945 | 9.8647 | 60.721 | 2.06 | 17.4 |  | 31.4 | 9.87 | 60.73 | 57660.2935 | 58171.1503 |  | 55428.9522 | 58343.928 | 229604.324
2031 | 153056.4221 | 189095.1222 |  | 200968.1268 | 189176.5095 | 732296.1806 | 8.7436 | 30.7213 |  | 32.411 | 25.7427 | 97.6186 | 331.5654 | 413.1056 |  | 435.0824 | 403.3636 | 1583.117 | -34.0071 | -58.3093 |  | -83.5222 | -53.6979 | -229.5365 | 28.9814 | 16.0892 |  | 20.0429 | 17.5354 | 82.6489 | -5.0258 | -42.2201 |  | -63.4793 | -36.1625 | -146.8877 | 1688.6086 | 3920.5166 |  | 3687.4491 | 2193.0823 | 11489.6565 | 0.35507 | 1.326 |  | 1.1041 | 0.70611 | 3.4913 | 631.9791 | 672.461 |  | 663.0318 | 663.9778 | 2631.4497 | 64.598 | 92.2166 |  | 139.094 | 92.5487 | 388.4573 | 3.9918 | 29.2261 |  | 25.8937 | 22.8282 | 81.9397 | 3.99 | 29.23 |  | 25.91 | 22.82 | 81.95 | 58956.9565 | 60689.0535 |  | 57402.5499 | 60485.626 | 237534.186
2032 | 163570.0767 | 200930.6903 |  | 213668.7863 | 191228.5418 | 769398.095 | 14.0888 | 29.0136 |  | 37.1 | 24.1008 | 104.3031 | 356.3667 | 441.9224 |  | 464.0178 | 411.9983 | 1674.3053 | -41.7751 | -76.505 |  | -91.844 | -51.1757 | -261.2998 | 25.6989 | 22.0907 |  | 23.0102 | 20.7156 | 91.5154 | -16.0762 | -54.4143 |  | -68.8338 | -30.4602 | -169.7845 | 1813.6275 | 4204.5261 |  | 3952.6246 | 2292.6489 | 12263.4272 | 0.39171 | 1.5737 |  | 1.2451 | 0.77555 | 3.9861 | 648.1527 | 706.9337 |  | 696.1791 | 692.3439 | 2743.6093 | 80.3393 | 96.7604 |  | 146.4114 | 93.5637 | 417.0748 | 10.8102 | 26.6353 |  | 29.2791 | 21.56 | 88.2846 | 10.83 | 26.64 |  | 29.27 | 21.55 | 88.29 | 60424.138 | 63579.0942 |  | 59778.1256 | 62802.6418 | 246583.9995
2033 | 169906.4269 | 209155.177 |  | 232168.3407 | 202589.1837 | 813819.1284 | 14.9112 | 28.6065 |  | 41.1865 | 19.448 | 104.1523 | 367.9897 | 467.0881 |  | 508.1532 | 436.0204 | 1779.2514 | -42.9418 | -81.2004 |  | -111.5225 | -60.1142 | -295.7789 | 23.1452 | 21.999 |  | 21.6198 | 24.0364 | 90.8005 | -19.7966 | -59.2014 |  | -89.9026 | -36.0778 | -204.9784 | 1964.4066 | 4483.4873 |  | 4191.0195 | 2407.3465 | 13046.2599 | 0.55597 | 1.5634 |  | 1.3287 | 0.85779 | 4.3058 | 661.8992 | 743.9532 |  | 728.7511 | 726.1587 | 2860.7622 | 83.4191 | 102.0523 |  | 149.0686 | 96.0441 | 430.584 | 13.408 | 29.3047 |  | 43.2373 | 15.12 | 101.07 | 13.4 | 29.3 |  | 43.24 | 15.11 | 101.05 | 62017.4475 | 66799.1118 |  | 62484.9508 | 65391.9021 | 256693.4122
2034 | 179410.6636 | 224596.6215 |  | 245571.5216 | 219188.2377 | 868767.0444 | 18.8239 | 33.6778 |  | 41.51 | 23.1959 | 117.2076 | 389.5211 | 507.2898 |  | 533.6041 | 474.1854 | 1904.6004 | -51.2056 | -94.4074 |  | -120.2876 | -68.4945 | -334.3953 | 22.6278 | 22.8463 |  | 26.788 | 26.5001 | 98.7623 | -28.5778 | -71.5611 |  | -93.4996 | -41.9944 | -235.633 | 2062.1369 | 4781.8405 |  | 4456.1987 | 2483.6687 | 13783.8449 | 0.41116 | 1.4791 |  | 1.3857 | 0.88358 | 4.1595 | 678.4493 | 784.7767 |  | 765.4464 | 766.1796 | 2994.8521 | 84.2975 | 111.3263 |  | 162.2626 | 98.4405 | 456.3268 | 18.7834 | 37.7571 |  | 48.224 | 24.4644 | 129.2289 | 18.77 | 37.76 |  | 48.22 | 24.45 | 129.2 | 63587.4804 | 70193.7266 |  | 65335.7556 | 67875.9278 | 266992.8904
2035 | 193283.684 | 237782.3003 |  | 255961.2203 | 229957.1477 | 916984.3523 | 26.1669 | 31.7529 |  | 41.3729 | 22.0466 | 121.3393 | 429.6053 | 534.9187 |  | 564.8619 | 493.8005 | 2023.1864 | -69.716 | -99.4037 |  | -126.6338 | -72.7686 | -368.5221 | 17.1376 | 20.2539 |  | 23.5835 | 24.806 | 85.781 | -52.5784 | -79.1498 |  | -103.0503 | -47.9626 | -282.7411 | 2138.553 | 5071.4003 |  | 4716.9249 | 2566.1333 | 14493.0115 | 0.47276 | 1.6992 |  | 1.2337 | 0.9877 | 4.3934 | 694.804 | 825.824 |  | 802.981 | 792.9745 | 3116.5835 | 86.5039 | 112.282 |  | 171.6954 | 104.5589 | 475.0401 | 28.882 | 42.4977 |  | 58.3781 | 23.0461 | 152.8039 | 28.89 | 42.5 |  | 58.37 | 23.04 | 152.8 | 65077.71 | 73694.8631 |  | 68257.775 | 70296.1497 | 277326.4978
2036 | 201352.9628 | 247985.9816 |  | 264913.3323 | 237081.7592 | 951334.0359 | 25.4075 | 31.9188 |  | 42.0822 | 23.5913 | 122.9998 | 447.075 | 569.9629 |  | 582.9609 | 514.6026 | 2114.6014 | -77.6384 | -106.5222 |  | -129.8767 | -73.8533 | -387.8906 | 17.3799 | 22.2033 |  | 30.5114 | 26.6842 | 96.7788 | -60.2585 | -84.3189 |  | -99.3653 | -47.1691 | -291.1118 | 2182.2114 | 5432.081 |  | 5049.6638 | 2646.8332 | 15310.7895 | 0.56874 | 1.3722 |  | 1.2274 | 0.7482 | 3.9165 | 715.2105 | 878.6961 |  | 843.2823 | 827.2376 | 3264.4264 | 97.3954 | 122.9718 |  | 196.366 | 116.1035 | 532.8366 | 32.3499 | 50.3504 |  | 59.0317 | 28.3138 | 170.0458 | 32.36 | 50.36 |  | 59.04 | 28.3 | 170.06 | 66820.1762 | 78268.4025 |  | 71727.209 | 73136.4308 | 289952.2185
2037 | 206081.867 | 263432.6405 |  | 274017.8056 | 248769.7157 | 992302.0287 | 24.6247 | 31.2675 |  | 42.4119 | 22.6392 | 120.9433 | 466.91 | 605.5265 |  | 604.4701 | 540.6067 | 2217.5133 | -84.78 | -117.8352 |  | -127.2487 | -79.7088 | -409.5727 | 13.599 | 23.4344 |  | 30.8853 | 22.2896 | 90.2083 | -71.181 | -94.4008 |  | -96.3634 | -57.4192 | -319.3644 | 2215.0117 | 5854.009 |  | 5433.3621 | 2737.202 | 16239.5847 | 0.49491 | 1.6955 |  | 1.1817 | 1.2038 | 4.5759 | 733.8957 | 925.4554 |  | 883.4873 | 856.6232 | 3399.4616 | 98.2283 | 133.4953 |  | 206.9744 | 119.0966 | 557.7946 | 36.1736 | 58.7815 |  | 65.8091 | 33.3941 | 194.1582 | 36.17 | 58.78 |  | 65.82 | 33.4 | 194.17 | 68837.0512 | 82941.1069 |  | 75367.9579 | 76140.8433 | 303286.9592
2038 | 214553.9268 | 270914.2921 |  | 278796.3673 | 256016.0136 | 1020280.5999 | 26.7544 | 32.3732 |  | 41.1066 | 21.8058 | 122.0401 | 492.1787 | 628.6543 |  | 615.9097 | 566.121 | 2302.8638 | -93.5123 | -117.6912 |  | -122.8365 | -85.8538 | -419.8937 | 10.2463 | 22.9478 |  | 33.7039 | 17.0903 | 83.9882 | -83.2659 | -94.7434 |  | -89.1327 | -68.7635 | -335.9055 | 2187.1287 | 6298.7004 |  | 5839.6391 | 2820.9311 | 17146.3993 | 0.51808 | 1.8636 |  | 1.4883 | 1.171 | 5.041 | 755.7282 | 968.5319 |  | 920.9962 | 885.5124 | 3530.7687 | 98.3327 | 156.7492 |  | 227.7206 | 119.5494 | 602.3519 | 46.098 | 62.3293 |  | 62.8559 | 38.6635 | 209.9466 | 46.1 | 62.33 |  | 62.86 | 38.67 | 209.96 | 70907.2012 | 87542.5068 |  | 78988.9098 | 79258.754 | 316697.3719
2039 | 220154.3069 | 277972.0112 |  | 287847.7876 | 265345.1613 | 1051319.267 | 26.8636 | 31.1281 |  | 42.395 | 21.9944 | 122.3812 | 507.7427 | 651.899 |  | 645.6832 | 588.7378 | 2394.0628 | -96.451 | -120.5097 |  | -125.8256 | -85.6325 | -428.4188 | 9.2323 | 23.5528 |  | 33.9533 | 18.9911 | 85.7295 | -87.2187 | -96.9569 |  | -91.8723 | -66.6413 | -342.6893 | 2189.4416 | 6716.6816 |  | 6211.6241 | 2930.7807 | 18048.528 | 0.43175 | 1.4741 |  | 1.1605 | 1.0811 | 4.1475 | 778.7918 | 1010.5585 |  | 962.5167 | 922.9464 | 3674.8134 | 98.3694 | 179.3355 |  | 238.4046 | 133.5412 | 649.6507 | 51.6238 | 59.2737 |  | 64.1196 | 35.9122 | 210.9294 | 51.62 | 59.27 |  | 64.12 | 35.91 | 210.92 | 73144.5044 | 91911.9418 |  | 82588.3603 | 82211.7657 | 329856.5722
2040 | 225714.0443 | 287784.8782 |  | 296386.8107 | 271976.2786 | 1081862.0118 | 25.229 | 31.9071 |  | 42.0326 | 21.0071 | 120.1757 | 531.0272 | 679.1964 |  | 669.2173 | 610.3724 | 2489.8132 | -103.8797 | -122.6408 |  | -127.3183 | -85.6776 | -439.5163 | 7.7603 | 23.078 |  | 33.919 | 18.6207 | 83.3779 | -96.1194 | -99.5628 |  | -93.3993 | -67.0569 | -356.1384 | 2201.211 | 7191.0093 |  | 6618.4689 | 3050.4749 | 19061.164 | 0.48137 | 1.222 |  | 1.2732 | 1.3865 | 4.363 | 808.2785 | 1054.2226 |  | 1000.8598 | 958.7051 | 3822.066 | 99.1066 | 190.0247 |  | 249.2334 | 143.7009 | 682.0655 | 47.9004 | 64.483 |  | 64.266 | 33.6252 | 210.2746 | 47.9 | 63.9 |  | 63.6 | 33.19 | 208.59 | 75499.6013 | 95894.8504 |  | 85796.0904 | 85132.4295 | 342322.9717
2041 | 230300.7025 | 291646.6372 |  | 302583.0828 | 277676.9183 | 1102207.3407 | 26.1643 | 32.3172 |  | 41.6973 | 18.8114 | 118.9902 | 545.663 | 697.2227 |  | 685.456 | 626.7119 | 2555.0536 | -104.6522 | -121.5275 |  | -126.0483 | -82.701 | -434.929 | 7.8237 | 24.1423 |  | 34.8253 | 20.633 | 87.4243 | -96.8285 | -97.3852 |  | -91.2231 | -62.068 | -347.5047 | 2178.097 | 7642.884 |  | 7003.4837 | 3134.4043 | 19958.869 | 0.51597 | 1.3495 |  | 1.1174 | 1.2145 | 4.1973 | 832.9846 | 1089.4401 |  | 1032.0067 | 993.1298 | 3947.5613 | 109.1845 | 210.6887 |  | 260.008 | 153.8683 | 733.7495 | 48.1762 | 60.3513 |  | 58.4698 | 29.2345 | 196.2318 | 48.18 | 58.29 |  | 55.96 | 27.78 | 190.21 | 78083.4086 | 99468.0359 |  | 88615.0926 | 87944.6015 | 354111.1386
2042 | 234409.7824 | 297588.2392 |  | 309689.6312 | 286987.5859 | 1128675.2386 | 24.2122 | 32.6018 |  | 46.0279 | 18.9741 | 121.8159 | 563.6497 | 714.9818 |  | 707.8166 | 651.36 | 2637.8081 | -110.8003 | -119.1854 |  | -126.2899 | -86.3621 | -442.6377 | 7.5269 | 27.1509 |  | 35.5208 | 21.8598 | 92.0583 | -103.2735 | -92.0345 |  | -90.769 | -64.5024 | -350.5794 | 2163.8643 | 8063.0736 |  | 7383.3207 | 3209.0881 | 20819.3467 | 0.40431 | 1.3413 |  | 1.186 | 1.5342 | 4.4658 | 858.9155 | 1126.5553 |  | 1065.3071 | 1024.7763 | 4075.5542 | 109.4261 | 231.4463 |  | 260.8226 | 186.6435 | 788.3386 | 46.4465 | 57.1488 |  | 59.77 | 24.7307 | 188.096 | 46.45 | 54.22 |  | 53.29 | 22.51 | 176.47 | 80639.6385 | 102605.4475 |  | 91149.0285 | 90410.6304 | 364804.7449
2043 | 237241.9095 | 301853.2902 |  | 313645.5763 | 291936.8861 | 1144677.6621 | 23.096 | 33.8539 |  | 49.259 | 19.0624 | 125.2713 | 575.1687 | 728.7062 |  | 721.5718 | 658.8535 | 2684.3001 | -111.4387 | -115.6457 |  | -122.3175 | -85.7998 | -435.2017 | 8.0992 | 30.1797 |  | 37.5342 | 23.2956 | 99.1086 | -103.3395 | -85.466 |  | -84.7833 | -62.5042 | -336.0931 | 2205.4523 | 8397.1091 |  | 7736.6001 | 3265.9777 | 21605.1392 | 0.5034 | 1.1541 |  | 1.164 | 1.4728 | 4.2943 | 883.6898 | 1159.5047 |  | 1094.982 | 1043.6159 | 4181.7924 | 109.513 | 242.1778 |  | 261.6757 | 186.8266 | 800.1931 | 44.3423 | 51.6491 |  | 54.5094 | 21.761 | 172.2619 | 44.34 | 45.92 |  | 43.65 | 18.16 | 152.07 | 83184.782 | 105275.6015 |  | 93445.6576 | 92696.7541 | 374602.7952
2044 | 242282.5882 | 305845.8044 |  | 317580.8775 | 295109.4324 | 1160818.7026 | 22.6748 | 35.3136 |  | 50.539 | 20.5526 | 129.08 | 585.7582 | 738.1548 |  | 731.1016 | 672.1292 | 2727.1438 | -108.7542 | -109.7768 |  | -115.6682 | -80.7472 | -414.9464 | 9.0222 | 34.4433 |  | 42.1333 | 27.2338 | 112.8326 | -99.732 | -75.3335 |  | -73.5349 | -53.5133 | -302.1138 | 2249.348 | 8702.7725 |  | 8141.1101 | 3308.5852 | 22401.8158 | 0.59462 | 1.9307 |  | 1.428 | 1.6637 | 5.6171 | 911.5534 | 1191.6438 |  | 1126.5208 | 1073.9069 | 4303.6249 | 109.601 | 242.9426 |  | 262.5687 | 187.0174 | 802.1298 | 45.5476 | 50.5582 |  | 50.8804 | 20.1906 | 167.1768 | 45.55 | 42.06 |  | 36.92 | 14.86 | 139.39 | 85724.5749 | 107588.1731 |  | 95484.9866 | 94528.4569 | 383326.1914
2045 | 245507.4687 | 310330.325 |  | 321753.8194 | 299433.6405 | 1177025.2536 | 21.8076 | 37.6213 |  | 52.7126 | 19.5224 | 131.6639 | 598.961 | 752.0918 |  | 745.3538 | 688.8859 | 2785.2926 | -110.3032 | -109.3944 |  | -115.711 | -82.1554 | -417.5639 | 8.4514 | 34.1103 |  | 43.0821 | 27.0337 | 112.6776 | -101.8518 | -75.284 |  | -72.6289 | -55.1216 | -304.8864 | 2306.3629 | 8938.5198 |  | 8517.4236 | 3336.1168 | 23098.4231 | 0.56314 | 1.3461 |  | 1.4369 | 1.8316 | 5.1778 | 934.3 | 1210.1424 |  | 1147.2303 | 1094.5097 | 4386.1824 | 109.6909 | 253.741 |  | 263.6001 | 197.2161 | 824.2481 | 44.1286 | 50.6872 |  | 50.9604 | 15.1091 | 160.8854 | 44.15 | 41.04 |  | 33.84 | 8.85 | 127.88 | 88387.262 | 109423.5088 |  | 97199.0425 | 96049.228 | 391059.0413
2046 | 250532.2883 | 314491.5933 |  | 325676.7878 | 301316.8745 | 1192017.544 | 21.6778 | 37.8009 |  | 52.8828 | 19.2946 | 131.656 | 612.833 | 769.6695 |  | 758.8462 | 697.4335 | 2838.7822 | -113.2638 | -112.9451 |  | -118.8141 | -79.732 | -424.7549 | 8.9033 | 33.2376 |  | 41.9932 | 33.5857 | 117.7198 | -104.3605 | -79.7074 |  | -76.8209 | -46.1463 | -307.0351 | 2408.9666 | 9120.449 |  | 8899.6448 | 3382.3753 | 23811.4357 | 0.55371 | 1.2711 |  | 1.2776 | 2.1199 | 5.2224 | 956.488 | 1230.152 |  | 1164.4113 | 1117.5376 | 4468.5889 | 131.7838 | 254.573 |  | 264.5712 | 207.4225 | 858.3505 | 40.312 | 50.103 |  | 50.1943 | 10.2707 | 150.88 | 40.31 | 39.68 |  | 30.03 | 3.05 | 113.07 | 91101.7071 | 110950.0491 |  | 98621.7926 | 97326.8413 | 398000.3901
2047 | 253269.0855 | 317099.6629 |  | 327858.4364 | 304274.2825 | 1202501.4673 | 20.7356 | 37.0195 |  | 53.663 | 19.1155 | 130.5336 | 621.7605 | 776.8601 |  | 767.519 | 710.9106 | 2877.0501 | -113.0656 | -112.1752 |  | -117.1442 | -78.1623 | -420.5473 | 9.5279 | 33.6256 |  | 42.4807 | 33.6557 | 119.2898 | -103.5378 | -78.5496 |  | -74.6635 | -44.5065 | -301.2574 | 2502.0632 | 9250.9802 |  | 9267.0116 | 3418.6384 | 24438.6934 | 0.68449 | 1.0817 |  | 1.2346 | 1.827 | 4.8277 | 977.5317 | 1247.1092 |  | 1181.2094 | 1137.1233 | 4542.9736 | 131.8806 | 255.4386 |  | 265.5819 | 207.6368 | 860.5379 | 38.2668 | 49.4465 |  | 44.3669 | 9.3747 | 141.4549 | 38.27 | 36.69 |  | 21.58 | 1.54 | 98.08 | 93609.7863 | 112323.6308 |  | 99886.9081 | 98409.6126 | 404229.9378
2048 | 255811.2479 | 318773.5563 |  | 328250.8409 | 307253.0595 | 1210088.7046 | 19.8284 | 38.0666 |  | 51.9071 | 20.8598 | 130.6619 | 632.3353 | 784.5082 |  | 768.8375 | 723.8878 | 2909.5688 | -112.1645 | -113.6507 |  | -115.2261 | -77.8728 | -418.9141 | 10.2705 | 34.0893 |  | 45.196 | 34.8083 | 124.3641 | -101.894 | -79.5615 |  | -70.0301 | -43.0645 | -294.55 | 2583.7204 | 9359.2632 |  | 9630.454 | 3451.0098 | 25024.4475 | 0.43988 | 1.7104 |  | 1.8746 | 2.1855 | 6.2103 | 1003.0353 | 1261.2625 |  | 1196.3344 | 1156.0148 | 4616.647 | 131.9795 | 256.3378 |  | 266.631 | 207.8588 | 862.807 | 35.789 | 47.5346 |  | 43.2648 | 10.5703 | 137.1587 | 35.79 | 32.35 |  | 18.79 | 1.58 | 88.51 | 96262.2577 | 113412.6297 |  | 100879.8672 | 99341.509 | 409896.2636
2049 | 260517.5137 | 321844.634 |  | 328606.5203 | 309228.1549 | 1220196.8229 | 17.5398 | 38.6089 |  | 54.0037 | 19.3681 | 129.5205 | 638.0542 | 786.6425 |  | 772.2631 | 723.7846 | 2920.7444 | -110.006 | -113.1245 |  | -114.6095 | -70.9782 | -408.7183 | 11.2063 | 33.7807 |  | 46.1762 | 42.6834 | 133.8466 | -98.7997 | -79.3439 |  | -68.4333 | -28.2949 | -274.8718 | 2632.4247 | 9421.5503 |  | 9791.7515 | 3469.4137 | 25315.1402 | 0.57598 | 2.6775 |  | 2.127 | 3.1937 | 8.5741 | 1023.9804 | 1268.2105 |  | 1202.0744 | 1174.6412 | 4668.9065 | 132.0814 | 257.2706 |  | 267.7196 | 208.0886 | 865.1602 | 33.2757 | 51.1317 |  | 40.7293 | 7.8598 | 132.9965 | 33.27 | 33.62 |  | 13.18 | 0 | 80.07 | 99008.2406 | 114450.0234 |  | 101508.9823 | 100241.6364 | 415208.8827
2050 | 261984.5548 | 324107.6604 |  | 329569.3943 | 310761.1202 | 1226422.7298 | 17.0588 | 38.8202 |  | 55.3021 | 20.0524 | 131.2335 | 647.5758 | 787.0597 |  | 768.6841 | 723.9317 | 2927.2513 | -108.5275 | -107.8014 |  | -107.735 | -63.8443 | -387.9081 | 11.6698 | 35.296 |  | 49.8914 | 48.9672 | 145.8244 | -96.8577 | -72.5054 |  | -57.8435 | -14.8771 | -242.0837 | 2673.3277 | 9479.2836 |  | 9986.5332 | 3486.7569 | 25625.9014 | 0.59226 | 2.2553 |  | 1.9515 | 2.298 | 7.0971 | 1047.5209 | 1282.0617 |  | 1212.6093 | 1192.5733 | 4734.7652 | 132.1863 | 258.2369 |  | 268.8508 | 208.3263 | 867.6003 | 31.3312 | 51.1245 |  | 42.9117 | 8.1582 | 133.5256 | 31.32 | 30.64 |  | 12.61 | 0 | 74.57 | 101806.6909 | 115493.3119 |  | 102081.0171 | 101113.3893 | 420494.4092
This shape represents a slicer. Slicers are supported in Excel 2010 or later.
If the shape was modified in an earlier version of Excel, or if the workbook was saved in Excel 2003 or earlier, the slicer cannot be used.
This shape represents a slicer. Slicers are supported in Excel 2010 or later.
If the shape was modified in an earlier version of Excel, or if the workbook was saved in Excel 2003 or earlier, the slicer cannot be used.
This shape represents a slicer. Slicers are supported in Excel 2010 or later.
If the shape was modified in an earlier version of Excel, or if the workbook was saved in Excel 2003 or earlier, the slicer cannot be used.
This shape represents a slicer. Slicers are supported in Excel 2010 or later.
If the shape was modified in an earlier version of Excel, or if the workbook was saved in Excel 2003 or earlier, the slicer cannot be used.
This shape represents a slicer. Slicers are supported in Excel 2010 or later.
If the shape was modified in an earlier version of Excel, or if the workbook was saved in Excel 2003 or earlier, the slicer cannot be used.
This shape represents a slicer. Slicers are supported in Excel 2010 or later.
If the shape was modified in an earlier version of Excel, or if the workbook was saved in Excel 2003 or earlier, the slicer cannot be used.

## DB.ES2
DB.ES2: Electricity Supply (European Scenarios) Data Dashboard
The Future Energy Scenarios (FES) represent a range of different, credible ways to decarbonise our energy system as we strive towards the 2050 target. One of the FES outputs is an agreed set of data tables containing the European electricity supply values (ES2) which this dashboard is visualising. For each scenario and variable selected the values are summed across all remaining selected options. The data values for the selected options are below the chart.
Electricity supply European scenarios (ES2) with selected options
Variable
Data | Capacity (MW) | Demand (TWh)
2023 | 3850517.2576 | 11063
2024 | 4009210.4769 | 11275.72
2025 | 4201409.8923 | 11499.46
2026 | 4496229.1513 | 11868.42
2027 | 4817298.5945 | 12170.26
2028 | 5114773.1796 | 12510.74
2029 | 5394552.5158 | 12776.56
2030 | 5655001.5808 | 13126.16
2031 | 5854735.0712 | 13443.6
2032 | 6088843.7856 | 13786.42
2033 | 6313029.072 | 14063.76
2034 | 6509479.0544 | 14380.4
2035 | 6693105.6368 | 14793.82
2036 | 6899894.1324 | 15175.06
2037 | 7112246.652 | 15445.12
2038 | 7336117.3076 | 15742.76
2039 | 7534047.5712 | 16045.32
2040 | 7738792.6388 | 16439.86
2041 | 7902407.0292 | 16640.38
2042 | 8111318.9836 | 16895.92
2043 | 8318104.05 | 17129.16
2044 | 8520478.0924 | 17422.88
2045 | 8733175.6188 | 17643.64
2046 | 8787832.9848 | 17883.56
2047 | 8917721.2588 | 18191.3
2048 | 9053863.0708 | 18613.2
2049 | 9190748.8428 | 19001.28
2050 | 9328570.8548 | 19301.78
This shape represents a slicer. Slicers are supported in Excel 2010 or later.
If the shape was modified in an earlier version of Excel, or if the workbook was saved in Excel 2003 or earlier, the slicer cannot be used.
This shape represents a slicer. Slicers are supported in Excel 2010 or later.
If the shape was modified in an earlier version of Excel, or if the workbook was saved in Excel 2003 or earlier, the slicer cannot be used.
This shape represents a slicer. Slicers are supported in Excel 2010 or later.
If the shape was modified in an earlier version of Excel, or if the workbook was saved in Excel 2003 or earlier, the slicer cannot be used.
This shape represents a slicer. Slicers are supported in Excel 2010 or later.
If the shape was modified in an earlier version of Excel, or if the workbook was saved in Excel 2003 or earlier, the slicer cannot be used.
This shape represents a slicer. Slicers are supported in Excel 2010 or later.
If the shape was modified in an earlier version of Excel, or if the workbook was saved in Excel 2003 or earlier, the slicer cannot be used.

## DB.ED1
DB.ED1: Electricity Demand Data Dashboard
The Future Energy Scenarios (FES) represent a range of different, credible ways to decarbonise our energy system as we strive towards the 2050 target. One of the FES outputs is an agreed set of data tables containing the electricity demand (ED1) which this dashboard is visualising. For each scenario and variable selected the values are summed across all remaining selected options. The data values for the selected options are below the chart.
Electricity demand scenarios (ED1) with selected options
| Unit | Pathway
| GW |  |  |  |  | GW Result | GWh |  |  |  |  | GWh Result
Data | Counterfactual | Electric Engagement | Five Year Forecast | Holistic Transition | Hydrogen Evolution |  | Counterfactual | Electric Engagement | Five Year Forecast | Holistic Transition | Hydrogen Evolution
2022 | 343.4173 | 343.3919 | 343.3875 | 343.3947 | 343.3831 | 1716.9745 | 925293 | 925293 | 925293 | 925293 | 925293 | 4626465
2023 | 328.6929 | 328.7072 | 328.7092 | 328.7113 | 328.7459 | 1643.5665 | 926580 | 928151 | 928151 | 928151 | 928124 | 4639157
2024 | 336.8744 | 336.4893 | 334.4814 | 334.6254 | 335.2706 | 1677.7411 | 944436 | 930705 | 936420 | 928036 | 934577 | 4674174
2025 | 340.8294 | 336.5355 | 339.3487 | 336.2634 | 339.3213 | 1692.2983 | 954766 | 944652 | 953892 | 944525 | 949433 | 4747268
2026 | 343.7042 | 341.3691 | 344.0791 | 341.5456 | 343.3206 | 1714.0186 | 963420 | 965024 | 970917 | 966953 | 964165 | 4830479
2027 | 348.2213 | 347.6166 | 350.1528 | 349.0449 | 349.5471 | 1744.5827 | 975824 | 988331 | 997711 | 998210 | 990338 | 4950414
2028 | 353.39 | 356.1839 | 356.8047 | 357.3339 | 355.1402 | 1778.8527 | 991662 | 1022608 | 1024423 | 1040332 | 1028102 | 5107127
2029 | 359.5541 | 366.2438 | 365.4413 | 361.494 | 366.5427 | 1819.276 | 1010492 | 1061276 | 1057759 | 1077609 | 1061899 | 5269035
2030 | 365.9654 | 381.1883 |  | 376.2411 | 370.0287 | 1493.4234 | 1032403 | 1115128 |  | 1139491 | 1109958 | 4396980
2031 | 372.5875 | 392.6955 |  | 381.6341 | 380.323 | 1527.2402 | 1056786 | 1169696 |  | 1193900 | 1155413 | 4575795
2032 | 378.8871 | 410.2259 |  | 406.7375 | 391.2183 | 1587.0688 | 1084452 | 1235285 |  | 1253999 | 1212818 | 4786554
2033 | 388.3737 | 429.3558 |  | 411.3531 | 403.3908 | 1632.4733 | 1116312 | 1315051 |  | 1313245 | 1280585 | 5025193
2034 | 395.1345 | 449.6789 |  | 425.9326 | 414.541 | 1685.287 | 1148249 | 1391031 |  | 1387463 | 1347139 | 5273882
2035 | 399.8676 | 483.7677 |  | 455.93 | 445.3229 | 1784.8882 | 1180621 | 1463984 |  | 1456955 | 1425925 | 5527485
2036 | 408.8543 | 495.3845 |  | 461.7605 | 438.834 | 1804.8333 | 1215907 | 1555363 |  | 1527773 | 1497542 | 5796585
2037 | 420.7773 | 517.9276 |  | 475.8913 | 452.4311 | 1867.0273 | 1258296 | 1650232 |  | 1604478 | 1574820 | 6087826
2038 | 430.8733 | 541.1119 |  | 508.8789 | 466.1029 | 1946.967 | 1299862 | 1736127 |  | 1676699 | 1634681 | 6347369
2039 | 443.0386 | 562.5857 |  | 511.8312 | 481.053 | 1998.5085 | 1342092 | 1820918 |  | 1762281 | 1712583 | 6637874
2040 | 454.7852 | 613.749 |  | 544.4485 | 511.9243 | 2124.9069 | 1388609 | 1902935 |  | 1829773 | 1768532 | 6889849
2041 | 460.6119 | 596.8634 |  | 557.6647 | 520.4632 | 2135.6031 | 1437451 | 1999742 |  | 1913716 | 1838419 | 7189328
2042 | 471.7703 | 610.9002 |  | 549.0791 | 512.4117 | 2144.1613 | 1482231 | 2086198 |  | 1970806 | 1905185 | 7444420
2043 | 483.0315 | 622.4887 |  | 557.3135 | 542.8116 | 2205.6453 | 1526098 | 2171594 |  | 2049168 | 1978746 | 7725606
2044 | 504.2851 | 632.7432 |  | 586.5654 | 541.9108 | 2265.5045 | 1573707 | 2245203 |  | 2124431 | 2012787 | 7956128
2045 | 504.5538 | 650.7744 |  | 629.3301 | 536.4271 | 2321.0854 | 1621338 | 2289085 |  | 2169978 | 2071256 | 8151657
2046 | 524.7789 | 646.0766 |  | 634.4464 | 538.9552 | 2344.257 | 1659301 | 2326169 |  | 2227456 | 2141448 | 8354374
2047 | 528.7026 | 705.7865 |  | 612.2143 | 598.8706 | 2445.574 | 1695778 | 2362874 |  | 2265661 | 2190426 | 8514739
2048 | 535.597 | 651.8275 |  | 587.4163 | 545.8878 | 2320.7286 | 1736565 | 2392493 |  | 2296426 | 2203817 | 8629301
2049 | 546.7339 | 659.3067 |  | 637.3519 | 575.6624 | 2419.0548 | 1783758 | 2417973 |  | 2330367 | 2254262 | 8786360
2050 | 563.348 | 678.6158 |  | 662.9473 | 561.4648 | 2466.3759 | 1821939 | 2427225 |  | 2335573 | 2275698 | 8860435
This shape represents a slicer. Slicers are supported in Excel 2010 or later.
If the shape was modified in an earlier version of Excel, or if the workbook was saved in Excel 2003 or earlier, the slicer cannot be used.
This shape represents a slicer. Slicers are supported in Excel 2010 or later.
If the shape was modified in an earlier version of Excel, or if the workbook was saved in Excel 2003 or earlier, the slicer cannot be used.
This shape represents a slicer. Slicers are supported in Excel 2010 or later.
If the shape was modified in an earlier version of Excel, or if the workbook was saved in Excel 2003 or earlier, the slicer cannot be used.
This shape represents a slicer. Slicers are supported in Excel 2010 or later.
If the shape was modified in an earlier version of Excel, or if the workbook was saved in Excel 2003 or earlier, the slicer cannot be used.
This shape represents a slicer. Slicers are supported in Excel 2010 or later.
If the shape was modified in an earlier version of Excel, or if the workbook was saved in Excel 2003 or earlier, the slicer cannot be used.

## DB.ED3
DB.ED3: Natural Gas and Residential Heat Demand Data Dashboard
The Future Energy Scenarios (FES) represent a range of different, credible ways to decarbonise our energy system as we strive towards the 2050 target. One of the FES outputs is an agreed set of data tables containing the GB FES values for natural gas and residential heat demand (ED3) which this dashboard is visualising. For each scenario and variable selected the values are summed across all remaining selected options. The data values for the selected options are below the chart.
Natural gas and residential heat demand scenarios (ED3) with selected options
| Units | Pathway
| GW |  |  |  |  | GW Result | GWh |  |  |  |  | GWh Result | number |  |  |  |  | number Result | TWh |  |  |  |  | TWh Result | uptake |  |  |  |  | uptake Result | GWh/day |  |  |  |  | GWh/day Result
Data | Counterfactual | Electric Engagement | Five Year Forecast | Holistic Transition | Hydrogen Evolution |  | Counterfactual | Electric Engagement | Five Year Forecast | Holistic Transition | Hydrogen Evolution |  | Counterfactual | Electric Engagement | Five Year Forecast | Holistic Transition | Hydrogen Evolution |  | Counterfactual | Electric Engagement | Five Year Forecast | Holistic Transition | Hydrogen Evolution |  | Counterfactual | Electric Engagement | Five Year Forecast | Holistic Transition | Hydrogen Evolution |  | Counterfactual | Electric Engagement | Five Year Forecast | Holistic Transition | Hydrogen Evolution
2022 | 202.055 | 202.055 | 202.055 | 202.055 | 202.055 | 1010.275 | 1762440.8942 | 1762440.8942 | 1762440.8942 | 1762440.8942 | 1762440.8942 | 8812204.4711 | 30028943 | 30028943 | 30028943 | 30028943 | 30028943 | 150144715 | 942.635 | 942.635 | 942.635 | 942.635 | 942.635 | 4713.175 | 2143832 | 2143832 | 2143832 | 2143832 | 2143832 | 10719160 | 5313 | 5313 | 5313 | 5313 | 5313 | 26565
2023 | 218.35 | 205.231 | 209.168 | 205.283 | 205.245 | 1043.277 | 1524166.9803 | 1524058.6875 | 1524064.6978 | 1524008.4918 | 1524150.2008 | 7620449.0582 | 30193718 | 30193716 | 30193721 | 30193719 | 30193716 | 150968590 | 947.1 | 946.648 | 946.895 | 946.641 | 946.938 | 4734.222 | 2143836 | 2143836 | 2143831 | 2143835 | 2143837 | 10719175 | 5082 | 5082 | 5082 | 5082 | 5082 | 25410
2024 | 227.306 | 212.126 | 217.344 | 212.405 | 213.17 | 1082.351 | 1433476.687 | 1311367.1031 | 1385838.7874 | 1314077.4943 | 1326695.1015 | 6771455.1733 | 30358489 | 30358491 | 30358492 | 30358490 | 30358490 | 151792452 | 953.785 | 952.456 | 953.021 | 952.704 | 953.479 | 4765.445 | 2143833 | 2143833 | 2143832 | 2143832 | 2143835 | 10719165 | 5353.5961 | 5017.2359 | 5235.7033 | 4970.769 | 5195.2035 | 25772.5078
2025 | 238.063 | 210.756 | 227.063 | 211.141 | 222.577 | 1109.6 | 1462393.4422 | 1315735.4489 | 1427870.8032 | 1309685.1937 | 1375837.2566 | 6891522.1445 | 30523264 | 30523266 | 30523264 | 30523267 | 30523264 | 152616325 | 960.505 | 955.563 | 959.288 | 956.18 | 959.647 | 4791.183 | 2143835 | 2143835 | 2143836 | 2143832 | 2143835 | 10719173 | 5553.5529 | 5075.544 | 5298.3918 | 5059.54 | 5260.5941 | 26247.6228
2026 | 236.836 | 209.483 | 225.876 | 210.046 | 221.54 | 1103.781 | 1455976.8975 | 1295293.3578 | 1382883.9865 | 1284775.253 | 1339239.0102 | 6758168.505 | 30688040 | 30688040 | 30688042 | 30688043 | 30688042 | 153440207 | 964.449 | 958.435 | 962.583 | 959.317 | 962.828 | 4807.612 | 2143833 | 2143835 | 2143834 | 2143834 | 2143832 | 10719168 | 5548.5641 | 5037.3873 | 5227.7301 | 5025.1243 | 5253.0205 | 26091.8263
2027 | 235.668 | 207.732 | 224.386 | 208.184 | 219.856 | 1095.826 | 1454979.7362 | 1287189.302 | 1362480.7274 | 1282524.0547 | 1339625.1027 | 6726798.9231 | 30852816 | 30852814 | 30852815 | 30852813 | 30852811 | 154264069 | 968.028 | 960.02 | 964.959 | 960.912 | 964.791 | 4818.71 | 2143834 | 2143836 | 2143833 | 2143838 | 2143834 | 10719175 | 5631.5276 | 5022.174 | 5254.0299 | 4976.0537 | 5211.9875 | 26095.7727
2028 | 234.545 | 205.548 | 222.556 | 205.678 | 217.655 | 1085.982 | 1465811.8767 | 1284828.9488 | 1361987.2899 | 1288052.4765 | 1334765.2149 | 6735445.8068 | 31017588 | 31017589 | 31017589 | 31017585 | 31017588 | 155087939 | 971.603 | 960.454 | 966.786 | 961.431 | 966.099 | 4826.373 | 2143836 | 2143837 | 2143835 | 2143836 | 2143835 | 10719179 | 5482.1093 | 4814.9479 | 5031.8642 | 4766.2948 | 5014.8884 | 25110.1046
2029 | 233.418 | 202.716 | 220.317 | 202.248 | 214.697 | 1073.396 | 1424776.9019 | 1237991.82 | 1319853.9455 | 1238518.1584 | 1309333.8492 | 6530474.6749 | 31182362 | 31182367 | 31182362 | 31182364 | 31182364 | 155911819 | 975.127 | 959.771 | 967.883 | 960.672 | 966.607 | 4830.06 | 2143833 | 2143834 | 2143830 | 2143836 | 2143833 | 10719166 | 5485.7396 | 4638.211 | 4705.1396 | 4496.8577 | 4983.5886 | 24309.5365
2030 | 232.187 | 199.103 |  | 197.949 | 210.819 | 840.058 | 1437242.5736 | 1174963.5197 |  | 1160539.2847 | 1316392.0603 | 5089137.4383 | 31347139 | 31347137 |  | 31347137 | 31347136 | 125388549 | 978.67 | 957.288 |  | 958.487 | 966.072 | 3860.517 | 2143837 | 2143834 |  | 2143834 | 2143831 | 8575336 | 5351.6989 | 4327.3396 |  | 4172.6264 | 4726.2133 | 18577.8782
2031 | 230.985 | 195.827 |  | 194.183 | 208.255 | 829.25 | 1367565.3241 | 1090223.437 |  | 1082774.5427 | 1214674.2151 | 4755237.5188 | 31511915 | 31511911 |  | 31511909 | 31511911 | 126047646 | 982.5 | 953.239 |  | 954.916 | 964.624 | 3855.279 | 2143833 | 2143831 |  | 2143835 | 2143837 | 8575336 | 5126.6565 | 4097.4806 |  | 3877.2774 | 4503.5274 | 17604.9419
2032 | 229.701 | 192.412 |  | 190.157 | 204.974 | 817.244 | 1308049.9632 | 1042238.3917 |  | 1017812.8275 | 1185287.4942 | 4553388.6766 | 31676690 | 31676686 |  | 31676684 | 31676687 | 126706747 | 985.726 | 948.403 |  | 950.584 | 962.077 | 3846.79 | 2143834 | 2143836 |  | 2143834 | 2143833 | 8575337 | 5118.5272 | 3981.1642 |  | 3700.6083 | 4347.3649 | 17147.6646
2033 | 228.367 | 188.562 |  | 185.627 | 200.946 | 803.502 | 1299617.3143 | 1028488.8327 |  | 982119.9248 | 1144470.4706 | 4454696.5424 | 31841460 | 31841460 |  | 31841463 | 31841462 | 127365845 | 988.818 | 942.648 |  | 944.424 | 958.315 | 3834.205 | 2143833 | 2143834 |  | 2143833 | 2143831 | 8575331 | 5027.3208 | 3772.7139 |  | 3449.9556 | 4072.9772 | 16322.9675
2034 | 226.983 | 184.299 |  | 180.793 | 196.601 | 788.676 | 1264004.104 | 950847.044 |  | 881030.05 | 1046741.7018 | 4142622.8999 | 32006235 | 32006236 |  | 32006232 | 32006238 | 128024941 | 991.816 | 936.03 |  | 937.689 | 953.903 | 3819.438 | 2143835 | 2143834 |  | 2143835 | 2143837 | 8575341 | 5012.7268 | 3572.4924 |  | 3214.7949 | 3887.1864 | 15687.2006
2035 | 225.374 | 179.057 |  | 175.275 | 192.031 | 771.737 | 1251261.7785 | 908632.94 |  | 818778.7232 | 1033990.6443 | 4012664.0861 | 32171011 | 32171008 |  | 32171011 | 32171007 | 128684037 | 994.848 | 928.606 |  | 929.985 | 949.31 | 3802.749 | 2298885 | 2298698 |  | 2298683 | 2299091 | 9195357 | 4933.4026 | 3288.7305 |  | 2924.6651 | 3786.4924 | 14933.2906
2036 | 226.15 | 172.3 |  | 169.121 | 188.552 | 756.123 | 1225979.3274 | 823409.8894 |  | 757788.6731 | 1032547.4989 | 3839725.3888 | 32335783 | 32335783 |  | 32335787 | 32335686 | 129343039 | 997.738 | 920.377 |  | 922.079 | 946.186 | 3786.38 | 2299050 | 2298540 |  | 2298478 | 2298679 | 9194747 | 4972.774 | 3078.1527 |  | 2647.7755 | 3673.4337 | 14372.1359
2037 | 226.147 | 166.588 |  | 163.585 | 185.394 | 741.714 | 1267291.1568 | 772067.4408 |  | 693400.3297 | 1032242.8424 | 3765001.7696 | 32500558 | 32500556 |  | 32500560 | 32500456 | 130002130 | 999.26 | 912.1 |  | 913.913 | 942.866 | 3768.139 | 2297717 | 2296858 |  | 2296525 | 2296834 | 9187934 | 5032.621 | 2880.6976 |  | 2433.4717 | 3546.8149 | 13893.6052
2038 | 225.523 | 160.979 |  | 158.181 | 181.441 | 726.124 | 1288236.2686 | 732975.6865 |  | 643744.1671 | 1012294.9568 | 3677251.079 | 32665332 | 32665335 |  | 32665335 | 32665231 | 130661233 | 999.974 | 903.88 |  | 905.938 | 938.281 | 3748.073 | 2297802 | 2296744 |  | 2296389 | 2296816 | 9187751 | 5013.9476 | 2657.0687 |  | 2190.9976 | 3337.0962 | 13199.1101
2039 | 223.922 | 155.539 |  | 152.893 | 177.568 | 709.922 | 1264434.3705 | 694602.1083 |  | 576407.6012 | 946485.7929 | 3481929.8729 | 32830105 | 32830106 |  | 32830106 | 32829986 | 131320303 | 999.358 | 895.802 |  | 898.095 | 933.548 | 3726.803 | 2297194 | 2295015 |  | 2294116 | 2295192 | 9181517 | 5016.8705 | 2486.1468 |  | 1999.1239 | 3078.9549 | 12581.0961
2040 | 221.457 | 149.354 |  | 147.163 | 172.938 | 690.912 | 1311631.0165 | 648866.3236 |  | 540140.0863 | 887950.0191 | 3388587.4454 | 32994883 | 32994883 |  | 32994881 | 32994765 | 131979412 | 997.892 | 888.366 |  | 891.1 | 929.008 | 3706.366 | 2282121 | 2264466 |  | 2263797 | 2263526 | 9073910 | 4976.3245 | 2227.2373 |  | 1863.8129 | 2922.4991 | 11989.8738
2041 | 219.943 | 143.226 |  | 141.073 | 167.902 | 672.144 | 1284901.5065 | 582886.4205 |  | 510167.3836 | 851353.2903 | 3229308.6009 | 33159656 | 33159656 |  | 33159657 | 33159636 | 132638605 | 996.244 | 881.344 |  | 884.388 | 924.605 | 3686.581 | 2281231 | 2264088 |  | 2263147 | 2262905 | 9071371 | 4976.2867 | 2004.2184 |  | 1664.2589 | 2776.9342 | 11421.6983
2042 | 218.459 | 138.61 |  | 136.634 | 164.472 | 658.175 | 1292866.4146 | 527966.3002 |  | 457327.3647 | 824150.3348 | 3102310.4142 | 33324430 | 33324431 |  | 33324432 | 33324415 | 133297708 | 994.74 | 875.721 |  | 879.408 | 921.274 | 3671.143 | 2283169 | 2266224 |  | 2265602 | 2265580 | 9080575 | 5006.4967 | 1808.9115 |  | 1530.8046 | 2689.211 | 11035.4239
2043 | 216.895 | 134.499 |  | 132.972 | 161.604 | 645.97 | 1310572.9954 | 477011.1563 |  | 423287.8565 | 818006.4989 | 3028878.507 | 33489203 | 33489201 |  | 33489209 | 33489187 | 133956800 | 993.176 | 871.427 |  | 875.757 | 918.472 | 3658.832 | 2283545 | 2267051 |  | 2266110 | 2265562 | 9082268 | 4947.1859 | 1613.176 |  | 1381.6928 | 2530.3072 | 10472.362
2044 | 215.171 | 131.061 |  | 130.241 | 160.008 | 636.481 | 1285733.2753 | 431183.0945 |  | 377726.145 | 774468.0832 | 2869110.5979 | 33653978 | 33653981 |  | 33653978 | 33653981 | 134615918 | 991.439 | 868.366 |  | 873.656 | 917.144 | 3650.605 | 2284657 | 2266529 |  | 2265810 | 2266410 | 9083406 | 4834.4307 | 1474.8062 |  | 1252.5787 | 2485.1614 | 10046.9769
2045 | 213.174 | 127.109 |  | 127.447 | 157.956 | 625.686 | 1264017.9919 | 397421.6579 |  | 360571.4761 | 752389.1748 | 2774400.3007 | 33818753 | 33818750 |  | 33818754 | 33818751 | 135275008 | 989.492 | 867.824 |  | 873.36 | 917.062 | 3647.738 | 2310233 | 2307423 |  | 2306069 | 2303388 | 9227113 | 4845.7234 | 1355.0939 |  | 1193.7467 | 2380.6056 | 9775.1695
2046 | 211.348 | 122.667 |  | 124.094 | 154.338 | 612.447 | 1285852.618 | 355985.7848 |  | 350384.0776 | 734196.3975 | 2726418.8779 | 33983528 | 33983532 |  | 33983532 | 33983529 | 135934121 | 986.911 | 868.54 |  | 874.448 | 917.78 | 3647.679 | 2294687 | 2307368 |  | 2306695 | 2302449 | 9211199 | 4774.5853 | 1306.3467 |  | 1195.377 | 2302.1989 | 9578.5079
2047 | 209.466 | 119.599 |  | 121.903 | 152.953 | 603.921 | 1266832.1356 | 332977.4717 |  | 356001.5196 | 706287.0874 | 2662098.2143 | 34148305 | 34148301 |  | 34148300 | 34148301 | 136593207 | 984.572 | 870.273 |  | 876.544 | 919.788 | 3651.177 | 2294078 | 2305959 |  | 2304994 | 2300333 | 9205364 | 4736.328 | 1239.0093 |  | 1130.6686 | 2219.5739 | 9325.5798
2048 | 207.354 | 116.905 |  | 120.149 | 152.332 | 596.74 | 1246092.6718 | 309058.9135 |  | 333144.1251 | 677236.3139 | 2565532.0243 | 34313175 | 34313077 |  | 34313074 | 34313077 | 137252403 | 982.123 | 873.042 |  | 880.532 | 923.124 | 3658.821 | 2293409 | 2303907 |  | 2303377 | 2293927 | 9194620 | 4705.7174 | 1170.8725 |  | 1075.6336 | 2113.7043 | 9065.9278
2049 | 205.058 | 114.58 |  | 118.632 | 151.984 | 590.254 | 1233885.1354 | 275552.3616 |  | 301421.8965 | 649747.1751 | 2460606.5686 | 34478052 | 34477950 |  | 34477847 | 34477848 | 137911697 | 979.477 | 876.865 |  | 885.209 | 927.155 | 3668.706 | 2292222 | 2304290 |  | 2303497 | 2284149 | 9184158 | 4620.9127 | 1134.2067 |  | 1027.4356 | 1819.2392 | 8601.7943
2050 | 202.684 | 112.506 |  | 117.326 | 151.624 | 584.14 | 1226251.606 | 248705.5677 |  | 269634.1552 | 594962.1027 | 2339553.4316 | 34642923 | 34642825 |  | 34642626 | 34642722 | 138571096 | 976.781 | 881.286 |  | 890.739 | 931.83 | 3680.636 | [6 empty] | 4592.7546 | 1136.2407 |  | 1022.8667 | 1790.844 | 8542.706
This shape represents a slicer. Slicers are supported in Excel 2010 or later.
If the shape was modified in an earlier version of Excel, or if the workbook was saved in Excel 2003 or earlier, the slicer cannot be used.
This shape represents a slicer. Slicers are supported in Excel 2010 or later.
If the shape was modified in an earlier version of Excel, or if the workbook was saved in Excel 2003 or earlier, the slicer cannot be used.
This shape represents a slicer. Slicers are supported in Excel 2010 or later.
If the shape was modified in an earlier version of Excel, or if the workbook was saved in Excel 2003 or earlier, the slicer cannot be used.
This shape represents a slicer. Slicers are supported in Excel 2010 or later.
If the shape was modified in an earlier version of Excel, or if the workbook was saved in Excel 2003 or earlier, the slicer cannot be used.

## DB.ED5
DB.ED5: Road Transport Data Dashboard
The Future Energy Scenarios (FES) represent a range of different, credible ways to decarbonise our energy system as we strive towards the 2050 target. One of the FES outputs is an agreed set of data tables containing the GB FES values for road transport (ED5) which this dashboard is visualising. For each scenario and variable selected the values are summed across all remaining selected options. The data values for the selected options are below the chart.
Road transport energy demand scenarios (ED5) with selected options
| Unit | Pathway
| # Buses |  |  |  |  | # Buses Result | # Cars |  |  |  |  | # Cars Result | # HGVs |  |  |  |  | # HGVs Result | # Motorbikes |  |  |  |  | # Motorbikes Result | # Vans |  |  |  |  | # Vans Result | # Vehicles |  |  |  |  | # Vehicles Result | GW |  |  |  |  | GW Result | TWh |  |  |  |  | TWh Result
Data | Counterfactual | Electric Engagement | Five Year Forecast | Holistic Transition | Hydrogen Evolution |  | Counterfactual | Electric Engagement | Five Year Forecast | Holistic Transition | Hydrogen Evolution |  | Counterfactual | Electric Engagement | Five Year Forecast | Holistic Transition | Hydrogen Evolution |  | Counterfactual | Electric Engagement | Five Year Forecast | Holistic Transition | Hydrogen Evolution |  | Counterfactual | Electric Engagement | Five Year Forecast | Holistic Transition | Hydrogen Evolution |  | Counterfactual | Electric Engagement | Five Year Forecast | Holistic Transition | Hydrogen Evolution |  | Counterfactual | Electric Engagement | Five Year Forecast | Holistic Transition | Hydrogen Evolution |  | Counterfactual | Electric Engagement | Five Year Forecast | Holistic Transition | Hydrogen Evolution
2022 | 276216 | 276216 | 276216 | 276216 | 276216 | 1381080 | 65379893 | 65379893 | 65379893 | 65379893 | 65379893 | 326899465 | 992068 | 992068 | 992068 | 992068 | 992068 | 4960340 | 2840172 | 2840172 | 2840172 | 2840172 | 2840172 | 14200860 | 9004390 | 9004390 | 9004390 | 9004390 | 9004390 | 45021950 | 38702807 | 38702807 | 38702807 | 38702807 | 38702807 | 193514035 | 1.3091 | 1.3091 | 1.3091 | 1.3091 | 1.3091 | 6.5454 | 1136.8946 | 1136.8946 | 1136.8945 | 1136.8946 | 1136.8946 | 5684.4729
2023 | 276768 | 277514 | 277396 | 277404 | 277266 | 1386348 | 65961446.292 | 65974999.5648 | 65978577 | 65975499.5648 | 65985226.292 | 329875748.7136 | 993842 | 993426 | 993604 | 993432 | 993956 | 4968260 | 2889920.1141 | 2889920.1141 | 2889920 | 2889920.1141 | 2889920.1141 | 14449600.4565 | 9042276.1376 | 9058949.1376 | 9061525 | 9058949.1376 | 9066676.1376 | 45288375.5506 | 38808086.5565 | 38808251.3142 | 38808282 | 38808199.3142 | 38808392.5565 | 194041211.7414 | 1.8591 | 1.8563 | 1.8568 | 1.8555 | 1.8585 | 9.2861 | 1111.9085 | 1110.5036 | 1110.2238 | 1110.3638 | 1109.8035 | 5552.8031
2024 | 277322 | 278818 | 278578 | 278596 | 278320 | 1391634 | 66621824.4142 | 66689227.1466 | 66688692 | 66689727.1466 | 66687123.4142 | 333376594.1217 | 995732 | 995316 | 995494 | 995322 | 995846 | 4977710 | 2940539.6103 | 2940539.6103 | 2940538 | 2940539.6103 | 2940539.6103 | 14702696.4412 | 9085868.6844 | 9129904.6844 | 9133189 | 9129904.6844 | 9139760.6844 | 45618627.7377 | 38908530.6188 | 38909070.1962 | 38909038 | 38908962.1962 | 38909086.6188 | 194544687.63 | 2.6811 | 2.5928 | 2.5955 | 2.3964 | 2.7978 | 13.0636 | 1087.894 | 1084.8839 | 1084.6202 | 1084.6619 | 1084.3207 | 5426.3808
2025 | 277876 | 280128 | 279766 | 279794 | 279378 | 1396942 | 67384908.0471 | 67530035.7659 | 67525580 | 67530535.7659 | 67516171.0471 | 337487230.6259 | 997626 | 997210 | 997388 | 997216 | 997740 | 4987180 | 2992045.7515 | 2992045.7515 | 2992046 | 2992045.7515 | 2992045.7515 | 14960229.0061 | 9136831.702 | 9216600.702 | 9220764 | 9216600.702 | 9229089.702 | 46019886.808 | 39006610.0758 | 39007527.982 | 39007436 | 39007363.982 | 39007418.0758 | 195036356.1156 | 3.4138 | 3.3779 | 3.3822 | 3.045 | 3.625 | 16.8439 | 1064.3763 | 1058.6082 | 1058.2881 | 1058.2313 | 1058.0266 | 5297.5305
2026 | 278432 | 281444 | 280960 | 280998 | 280440 | 1402274 | 68293952.6952 | 68531193.5635 | 68528260 | 68531660.5635 | 68521919.6952 | 342406986.5174 | 999524 | 999108 | 999288 | 999114 | 999638 | 4996672 | 3044454.0682 | 3044454.0682 | 3044454 | 3044454.0682 | 3044454.0682 | 15222270.2727 | 9197963.2521 | 9323466.2521 | 9328696 | 9323466.2521 | 9339160.2521 | 46512752.0084 | 39104263.5585 | 39105544.5146 | 39105393 | 39105308.5146 | 39105324.5585 | 195525834.1463 | 4.4436 | 4.3614 | 4.3755 | 3.8854 | 4.781 | 21.8469 | 1038.9558 | 1029.512 | 1029.1342 | 1028.9387 | 1028.944 | 5155.4847
2027 | 278988 | 282766 | 282160 | 282206 | 281506 | 1407626 | 69327072.8675 | 69691425.7082 | 69689842 | 69691648.7082 | 69686455.8675 | 348086445.1513 | 1001426 | 1001010 | 1001188 | 1001016 | 1001540 | 5006180 | 3097780.3626 | 3097780.3626 | 3097782 | 3097780.3626 | 3097780.3626 | 15488903.4506 | 9270634.3966 | 9453509.3966 | 9460014 | 9453509.3966 | 9473028.3966 | 47110695.5865 | 39202228.5021 | 39203739.449 | 39203536 | 39203325.449 | 39203544.5021 | 196016373.9023 | 5.4552 | 5.4918 | 5.4254 | 4.5322 | 6.1563 | 27.0609 | 1016.0211 | 1001.794 | 1001.3546 | 1000.968 | 1001.311 | 5021.4487
2028 | 279546 | 284096 | 283364 | 283420 | 282576 | 1413002 | 70506559.9155 | 71038493.8737 | 71038206 | 71037884.8737 | 71038234.9155 | 354659379.5784 | 1003332 | 1002916 | 1003094 | 1002922 | 1003446 | 5015710 | 3152040.7141 | 3152040.7141 | 3152040 | 3152040.7141 | 3152040.7141 | 15760202.8566 | 9359186.1976 | 9612485.1976 | 9620474 | 9612485.1976 | 9636452.1976 | 47841082.7903 | 39300719.0944 | 39302091.7471 | 39301864 | 39301209.7471 | 39302291.0944 | 196508175.6829 | 6.8645 | 6.5712 | 6.5126 | 5.3275 | 7.6444 | 32.9201 | 992.9333 | 972.6123 | 972.1263 | 971.4684 | 972.3016 | 4881.442
2029 | 280106 | 285432 | 284574 | 284638 | 283650 | 1418400 | 71830851.6046 | 72571834.1425 | 72572364 | 72569237.1425 | 72576018.6046 | 362120305.4941 | 1005240 | 1004824 | 1005002 | 1004830 | 1005354 | 5025250 | 3207251.4835 | 3207251.4835 | 3207250 | 3207251.4835 | 3207251.4835 | 16036255.9339 | 9464441.7171 | 9804076.7171 | 9813742 | 9804076.7171 | 9833071.7171 | 48719408.8684 | 39399789.1351 | 39400293.3144 | 39400095 | 39398375.3144 | 39401618.1351 | 197000170.8992 | 8.2656 | 7.8176 | 7.6925 | 6.0894 | 9.277 | 39.1422 | 967.5356 | 939.665 | 939.1539 | 938.1297 | 939.6639 | 4724.1481
2030 | 280666 | 286774 |  | 285862 | 284728 | 1138030 | 73300719.8641 | 74376084.1425 |  | 74369554.1425 | 74394456.6046 | 296440814.7536 | 1007152 | 1006736 |  | 1006742 | 1007266 | 4027896 | 3263429.3181 | 3263429.3181 |  | 3263429.3181 | 3263429.3181 | 13053717.2723 | 9592934.0174 | 10033007.0174 |  | 10033007.0174 | 10067409.0174 | 39726357.0695 | 39499451.9558 | 39497874.3819 |  | 39493977.3819 | 39501539.2026 | 157992842.9221 | 9.9631 | 8.8766 |  | 6.4537 | 11.4779 | 36.7712 | 943.116 | 904.5772 |  | 902.5715 | 904.9555 | 3655.2203
2031 | 281228 | 288122 |  | 287092 | 285810 | 1142252 | 74896355.4232 | 76369930.1425 |  | 76356511.1425 | 76406130.6046 | 304028927.3127 | 1009068 | 1008652 |  | 1008658 | 1009182 | 4035560 | 3320591.1569 | 3320591.1569 |  | 3320591.1569 | 3320591.1569 | 13282364.6277 | 9746537.1608 | 10299349.1608 |  | 10299349.1608 | 10339210.1608 | 40684445.6431 | 39599705.6332 | 39594223.873 |  | 39586932.873 | 39602052.6937 | 158382915.073 | 11.7533 | 9.898 |  | 6.3652 | 13.6101 | 41.6267 | 917.5469 | 866.3207 |  | 863.7897 | 867.2716 | 3514.9289
2032 | 281790 | 289476 |  | 288326 | 286896 | 1146488 | 76627965.6336 | 78550855.1425 |  | 78526302.1425 | 78604946.6046 | 312310069.5231 | 1010988 | 1010570 |  | 1010578 | 1011102 | 4043238 | 3378754.2357 | 3378754.2357 |  | 3378754.2357 | 3378754.2357 | 13515016.9429 | 9927303.2098 | 10597820.2098 |  | 10597820.2098 | 10642483.2098 | 41765426.8392 | 39700540.934 | 39688594.4369 |  | 39675916.4369 | 39703150.2576 | 158768202.0654 | 13.6404 | 10.5242 |  | 5.7219 | 15.935 | 45.8215 | 888.9227 | 823.5783 |  | 820.4982 | 825.4178 | 3358.417
2033 | 282354 | 290836 |  | 289566 | 287986 | 1150742 | 78473094.3746 | 80889643.1425 |  | 80846701.1425 | 80974739.6046 | 321184178.2641 | 1012912 | 1012494 |  | 1012502 | 1013026 | 4050934 | 3437936.0921 | 3437936.0921 |  | 3437936.0921 | 3437936.0921 | 13751744.3683 | 10142674.227 | 10929013.227 |  | 10929013.227 | 10977434.227 | 42978134.9081 | 39801948.6178 | 39779235.8737 |  | 39757812.8737 | 39804820.6944 | 159143818.0596 | 15.5737 | 10.7494 |  | 3.6178 | 18.404 | 48.3449 | 860.0751 | 779.9655 | 0 | 776.324 | 782.9159 | 3199.2805
2034 | 282918 | 292202 |  | 290812 | 289080 | 1155012 | 80410194.9353 | 83172584.9275 |  | 83100943.1356 | 83298572.0204 | 329982295.0189 | 1014838 | 1014420 |  | 1014426 | 1014952 | 4058636 | 3498154.5708 | 3498154.5708 |  | 3498154.5708 | 3498154.5708 | 13992618.2831 | 10387007.2751 | 11297544.2751 |  | 11297544.2751 | 11348685.2751 | 44330781.1006 | 39903905.0681 | 39864011.3988 |  | 39829118.1348 | 39906666.4298 | 159503701.0315 | 17.7033 | 9.9641 |  | -0.28196 | 20.7031 | 48.0885 | 829.6372 | 731.9505 | 0 | 727.7537 | 736.3916 | 3025.733
2035 | 283484 | 293576.3443 |  | 292062.3443 | 290178.3443 | 1159301.033 | 82397489.346 | 85480787 |  | 85366732 | 85660493 | 338905501.346 | 1016768 | 1016352 |  | 1016356 | 1016882 | 4066358 | 3559427.8292 | 3559427.8292 |  | 3559427.8292 | 3559427.8292 | 14237711.3167 | 10671833.417 | 11679506.417 |  | 11679506.417 | 11731186.417 | 45762032.668 | 40006390.0718 | 39941956.7953 |  | 39887846.7953 | 40009036.7953 | 159845230.4575 | 19.7542 | 8.302 |  | -6.1539 | 23.0329 | 44.9352 | 796.2609 | 681.5966 | 0 | 676.9616 | 687.6866 | 2842.5057
2036 | 284050 | 294955.2647 |  | 293317.2647 | 291279.2647 | 1163601.794 | 84671832.346 | 87721409 |  | 87547273 | 87973836 | 347914350.346 | 1018702 | 1018288 |  | 1018290 | 1018816 | 4074096 | 3621774.3427 | 3621774.3427 |  | 3621774.3427 | 3621774.3427 | 14487097.3706 | 10983010.7156 | 12058721.7156 |  | 12058721.7156 | 12108513.7156 | 47208967.8623 | 40109371.4778 | 40010658.6614 |  | 39929740.6614 | 40111901.6614 | 160161672.4621 | 22.2495 | 5.5133 |  | -14.155 | 24.8621 | 38.4698 | 759.6334 | 633.0515 | 0 | 628.0116 | 641.7361 | 2662.4326
2037 | 284618 | 296341.6171 |  | 294579.6171 | 292385.6171 | 1167924.8512 | 86971724.346 | 89842739 |  | 89586261 | 90178416 | 356579140.346 | 1020640 | 1020224 |  | 1020230 | 1020754 | 4081848 | 3685212.9102 | 3685212.9102 |  | 3685212.9102 | 3685212.9102 | 14740851.6409 | 11318813.2339 | 12418524.2339 |  | 12418524.2339 | 12464190.2339 | 48620051.9355 | 40212813.5207 | 40069968.8806 |  | 39953423.8806 | 40216753.8806 | 160452960.1624 | 24.6748 | 1.8868 |  | -23.4257 | 26.4661 | 29.602 | 722.4983 | 587.9029 | 0 | 582.5531 | 599.9896 | 2492.9438
2038 | 285188 | 297733.9694 |  | 295845.9694 | 293497.9694 | 1172265.9083 | 89275587.346 | 91777614 |  | 91414386 | 92240798 | 364708385.346 | 1022580 | 1022164 |  | 1022170 | 1022694 | 4089608 | 3749762.6602 | 3749762.6602 |  | 3749762.6602 | 3749762.6602 | 14999050.6407 | 11659632.0351 | 12744808.0351 |  | 12744808.0351 | 12784703.0351 | 49933951.1405 | 40316669.7963 | 40116814.3324 |  | 39955658.3324 | 40320881.3324 | 160710023.7934 | 27.0564 | -2.1715 |  | -33.3357 | 27.7083 | 19.2576 | 684.4951 | 544.59 | 0 | 538.9561 | 560.6357 | 2328.6769
2039 | 285758 | 299133.7538 |  | 297117.7538 | 294613.7538 | 1176623.2615 | 91547618.346 | 93448829 |  | 92950120 | 94073022 | 372019589.346 | 1024524 | 1024106 |  | 1024116 | 1024638 | 4097384 | 3815443.0559 | 3815443.0559 |  | 3815443.0559 | 3815443.0559 | 15261772.2235 | 11987324.1826 | 13028414.1826 |  | 13028414.1826 | 13061715.1826 | 51105867.7305 | 40420886.0679 | 40150582.4962 |  | 39934680.4962 | 40425370.4962 | 160931519.5564 | 29.1269 | -6.4247 |  | -42.8919 | 28.3762 | 8.1865 | 648.4784 | 505.0351 | 0 | 499.0748 | 526.3452 | 2178.9335
2040 | 286330.0836 | 300540.4023 |  | 298396.4023 | 295734.4023 | 1181001.2904 | 93405669 | 94851015 |  | 94188334 | 95672659 | 378117677 | 1026474 | 1026054 |  | 1026068 | 1026586 | 4105182 | 3882273.9015 | 3882273.9015 |  | 3882273.9015 | 3882273.9015 | 15529095.6061 | 12345825.7398 | 13266006.7398 |  | 13266006.7398 | 13292700.7398 | 52170539.9593 | 40525005.8625 | 40171890.0218 |  | 39891931.0218 | 40530162.0218 | 161118988.9279 | 30.9903 | -10.4216 |  | -51.2852 | 28.3864 | -2.3302 | 607.7364 | 471.2466 | 0 | 464.9575 | 496.5971 | 2040.5377
2041 | 286902.6396 | 301951.9147 |  | 299679.9147 | 296857.9147 | 1185392.3837 | 95149912 | 95989111 |  | 95130685 | 97051226 | 383320934 | 1028424 | 1028008 |  | 1028018 | 1028538 | 4112988 | 3950275.3483 | 3950275.3483 |  | 3950275.3483 | 3950275.3483 | 15801101.3933 | 12679539.7702 | 13459353.7702 |  | 13459353.7702 | 13480028.7702 | 53078276.081 | 40629350.3791 | 40178863.0166 |  | 39824454.0166 | 40635184.0166 | 161267851.429 | 32.5731 | -13.9541 |  | -58.1959 | 27.7792 | -11.7977 | 568.2309 | 442.5134 | 0 | 435.7771 | 471.8383 | 1918.3596
2042 | 287476.9178 | 303372.5792 |  | 300968.5792 | 297986.5792 | 1189804.6555 | 96737634 | 96829268 |  | 95741129 | 98179690 | 387487721 | 1030380 | 1029964 |  | 1029976 | 1030494 | 4120814 | 4019467.9003 | 4019467.9003 |  | 4019467.9003 | 4019467.9003 | 16077871.6014 | 12977414.3376 | 13613622.3376 |  | 13613622.3376 | 13629195.3376 | 53833854.3503 | 40735043.0779 | 40170081.9086 |  | 39730195.9086 | 40740354.9086 | 161375675.8036 | 33.9715 | -16.7785 |  | -62.7453 | 26.5064 | -19.0459 | 534.4841 | 418.4179 | 0 | 411.1591 | 451.6183 | 1815.6794
2043 | 288050.585 | 304798.3958 |  | 302262.3958 | 299118.3958 | 1194229.7725 | 98174457 | 97440488 |  | 96088033 | 99131323 | 390834301 | 1032340 | 1031922 |  | 1031932 | 1032452 | 4128646 | 4089872.4209 | 4089872.4209 |  | 4089872.4209 | 4089872.4209 | 16359489.6835 | 13233366.5056 | 13735531.5056 |  | 13735531.5056 | 13747008.5056 | 54451438.0224 | 40839992.2558 | 40144477.1611 |  | 39607830.1611 | 40845582.1611 | 161437881.7392 | 34.999 | -18.7614 |  | -61.8017 | 24.633 | -20.931 | 504.2545 | 397.64 | 0 | 389.7699 | 434.5795 | 1726.2439
2044 | 288625.308 | 306230.5084 |  | 303562.5084 | 300254.5084 | 1198672.8333 | 99428034 | 97787243 |  | 96083770.207 | 99884107 | 393183154.207 | 1034302 | 1033886 |  | 1033896 | 1034416 | 4136500 | 4161510.1386 | 4161510.1386 |  | 4161510.1386 | 4161510.1386 | 16646040.5543 | 13446398.3382 | 13831916.3382 |  | 13831916.3382 | 13840235.3382 | 54950466.353 | 40944894.3924 | 40096108.9926 |  | 39447315.9926 | 40950765.9926 | 161439085.3703 | 35.7279 | -18.0258 |  | -60.9457 | 22.3755 | -20.868 | 476.9555 | 380.4309 | 0 | 372.3068 | 420.9593 | 1650.6525
2045 | 289204.1144 | 307670.9171 |  | 304868 | 301394 | 1203137.0315 | 100525250 | 97648238.2814 |  | 95325636.7858 | 100508114 | 394007239.0673 | 1036268 | 1035852 |  | 1035862 | 1036384 | 4144366 | 4234402.654 | 4234402.654 |  | 4234402.654 | 4234402.654 | 16937610.616 | 13619517.8995 | 13908884.8995 |  | 13908884.8995 | 13914841.8995 | 55352129.5981 | 41049636.834 | 40017166.2353 |  | 39241568.7768 | 41055789.7768 | 161364161.6228 | 36.1242 | -17.3126 |  | -60.6582 | 19.9349 | -21.9117 | 451.0247 | 368.857 | 0 | 362.9521 | 410.0602 | 1592.894
2046 | 289782.9766 | 309115.9099 |  | 306178 | 302540 | 1207616.8865 | 100944309.5202 | 97223953.0743 |  | 94432706.8262 | 100944307.3033 | 393545276.7241 | 1038236 | 1037822 |  | 1037832 | 1038354 | 4152244 | 4308571.946 | 4308571.946 |  | 4308571.946 | 4308571.946 | 17234287.7841 | 13758130.2536 | 13971473.2536 |  | 13971473.2536 | 13975701.2536 | 55676778.0145 | 41154088.5881 | 39923429.0548 |  | 38991549.0998 | 41160526.0998 | 161229592.8425 | 36.0518 | -16.9725 |  | -60.5452 | 17.2229 | -24.243 | 434.094 | 361.4015 | 0 | 355.2454 | 402.9278 | 1553.6687
2047 | 290361.7557 | 310567.4867 |  | 307494 | 303690 | 1212113.2424 | 101112603.5299 | 96703949.565 |  | 93370759.6822 | 101112599.4815 | 392299912.2586 | 1040208 | 1039794 |  | 1039806 | 1040328 | 4160136 | 4384040.3785 | 4384040.3785 |  | 4384040.3785 | 4384040.3785 | 17536161.5142 | 13868516.4648 | 14023617.4648 |  | 14023617.4648 | 14026599.4648 | 55942350.8592 | 41258111.7995 | 39798456.665 |  | 38685861.9217 | 41264835.9217 | 161007266.3079 | 35.4694 | -16.7031 |  | -60.5011 | 14.8098 | -26.9251 | 421.1672 | 356.1663 | 0 | 349.5396 | 401.1489 | 1528.0219
2048 | 290942.6184 | 312027.9356 |  | 308816 | 304844 | 1216630.5541 | 101277108.004 | 96073515.9474 |  | 92122260.6655 | 101277102.4742 | 390749987.0911 | 1042188 | 1041772 |  | 1041786 | 1042304 | 4168050 | 4460830.7071 | 4460830.7071 |  | 4460830.7071 | 4460830.7071 | 17843322.8285 | 13956762.5975 | 14068281.5975 |  | 14068281.5975 | 14070375.5975 | 56163701.3898 | 41361554.9615 | 39637359.6201 |  | 38318674.6523 | 41368563.6523 | 160686152.8862 | 34.6521 | -16.7531 |  | -60.5291 | 12.7041 | -29.926 | 409.0004 | 352.8437 | 0 | 344.2792 | 399.6422 | 1505.7655
2049 | 291524.676 | 313494 |  | 310144 | 306002 | 1221164.676 | 101437282.8858 | 95306246.1331 |  | 90668678.955 | 101437276.1126 | 388849484.0866 | 1044170 | 1043756 |  | 1043768 | 1044286 | 4175980 | 4538966.0859 | 4538966.0859 |  | 4538966.0859 | 4538966.0859 | 18155864.3437 | 14028180.7161 | 14107646.7161 |  | 14107646.7161 | 14109112.7161 | 56352586.8645 | 41464246.239 | 39431345.901 |  | 37883819.901 | 41471542.901 | 160250954.9421 | 33.6121 | -16.8202 |  | -60.7643 | 10.9471 | -33.0254 | 397.6297 | 349.9064 | 0 | 340.715 | 398.3537 | 1486.6048
2050 | 292108.8173 | 314968 |  | 311478 | 307164 | 1225718.8173 | 101592543.4017 | 94378284.5612 |  | 88990460.5981 | 101592535.6369 | 386553824.1979 | 1046158 | 1045742 |  | 1045756 | 1046274 | 4183930 | 4618470.0747 | 4618470.0747 |  | 4618470.0747 | 4618470.0747 | 18473880.2989 | 14087099.8854 | 14143286.8854 |  | 14143286.8854 | 14144310.8854 | 56517984.5418 | 41566004.8887 | 39172474.4801 |  | 37374793.4801 | 41573590.4801 | 159686863.329 | 32.3873 | -16.8954 |  | -61.2522 | 9.4818 | -36.2785 | 387.0503 | 346.8529 | 0 | 337.2756 | 397.3018 | 1468.4807
This shape represents a slicer. Slicers are supported in Excel 2010 or later.
If the shape was modified in an earlier version of Excel, or if the workbook was saved in Excel 2003 or earlier, the slicer cannot be used.
This shape represents a slicer. Slicers are supported in Excel 2010 or later.
If the shape was modified in an earlier version of Excel, or if the workbook was saved in Excel 2003 or earlier, the slicer cannot be used.
This shape represents a slicer. Slicers are supported in Excel 2010 or later.
If the shape was modified in an earlier version of Excel, or if the workbook was saved in Excel 2003 or earlier, the slicer cannot be used.
This shape represents a slicer. Slicers are supported in Excel 2010 or later.
If the shape was modified in an earlier version of Excel, or if the workbook was saved in Excel 2003 or earlier, the slicer cannot be used.
This shape represents a slicer. Slicers are supported in Excel 2010 or later.
If the shape was modified in an earlier version of Excel, or if the workbook was saved in Excel 2003 or earlier, the slicer cannot be used.

## DB.WS1
DB.WS1: Whole System and Gas Supply Data Dashboard
The Future Energy Scenarios (FES) represent a range of different, credible ways to decarbonise our energy system as we strive towards the 2050 target. One of the FES outputs is an agreed set of data tables containing the GB FES values for whole system and gas supply (WS1) which this dashboard is visualising. For each scenario and variable selected the values are summed across all remaining selected options. The data values for the selected options are below the chart.
Whole system and gas supply scenarios (WS1) with selected options
| Units | Pathway
| bcm/yr |  |  |  |  | bcm/yr Result | GW |  |  |  |  | GW Result | TWh |  |  |  |  | TWh Result
Data | Counterfactual | Electric Engagement | Five Year Forecast | Holistic Transition | Hydrogen Evolution |  | Counterfactual | Electric Engagement | Five Year Forecast | Holistic Transition | Hydrogen Evolution |  | Counterfactual | Electric Engagement | Five Year Forecast | Holistic Transition | Hydrogen Evolution
2022 | 90.414 | 90.414 | 90.414 | 90.414 | 90.414 | 452.0698 | 0.01 | 0.01 | 0.01 | 0.01 | 0.01 | 0.05 | 39.3254 | 39.3454 | 0.06 | 39.3454 | 39.3454 | 157.4218
2023 | 79.3059 | 79.3059 | 79.3059 | 79.3059 | 79.3059 | 396.5297 | 0.012573 | 0.012677 | 0.01 | 0.013042 | 0.012573 | 0.060866 | 209.2186 | 208.3591 | 170.1604 | 208.4632 | 209.1243 | 1005.3256
2024 | 70.55 | 64.76 | 68.19 | 64.89 | 65.57 | 333.96 | 0.015637 | 0.015766 | 0.02 | 0.01622 | 0.015637 | 0.08326 | 165.7985 | 208.3157 | 170.8053 | 210.2187 | 210.6217 | 965.7599
2025 | 72.48 | 65.41 | 70.57 | 65.14 | 68.33 | 341.93 | 0.015683 | 0.17797 | 0.17 | 0.23528 | 0.18744 | 0.78637 | 170.3371 | 218.2016 | 183.5928 | 218.2606 | 223.9699 | 1014.362
2026 | 71.75 | 63.84 | 67.92 | 63.37 | 66.11 | 332.99 | 0.017588 | 0.39438 | 0.17 | 0.31004 | 0.27494 | 1.1669 | 169.8397 | 216.1092 | 173.0809 | 213.2463 | 214.4911 | 986.7671
2027 | 71.78 | 63.47 | 66.99 | 63.25 | 66.16 | 331.65 | 0.017711 | 0.40316 | 0.39 | 0.90546 | 0.61978 | 2.3361 | 151.0683 | 193.6187 | 159.6633 | 212.0096 | 204.6259 | 920.9857
2028 | 73.02 | 64.04 | 67.65 | 64.19 | 66.61 | 335.51 | 0.10967 | 0.50458 | 0.81 | 2.7849 | 1.8653 | 6.0745 | 142.731 | 173.2286 | 147.4699 | 237.3051 | 206.0341 | 906.7686
2029 | 71.55 | 62.25 | 66.08 | 62.29 | 65.82 | 327.99 | 0.22918 | 0.866 | 1.41 | 3.7503 | 3.7698 | 10.0253 | 140.5911 | 183.4621 | 160.8912 | 260.1295 | 258.2098 | 1003.2836
2030 | 71.84 | 59 |  | 58.36 | 65.79 | 254.99 | 0.38161 | 2.3013 |  | 6.9631 | 9.4442 | 19.0902 | 141.3456 | 193.4528 |  | 298.3024 | 346.4723 | 979.5731
2031 | 68.02 | 54.36 |  | 54.02 | 60.41 | 236.81 | 0.52852 | 3.4333 |  | 7.7476 | 10.75 | 22.4594 | 144.2507 | 206.0187 |  | 314.2255 | 368.0288 | 1032.5237
2032 | 64.72 | 51.46 |  | 50.36 | 58.37 | 224.91 | 0.62862 | 3.9348 |  | 8.6637 | 13.4534 | 26.6805 | 139.4392 | 232.6641 |  | 332.5979 | 434.8026 | 1139.5038
2033 | 64.19 | 50.57 |  | 48.48 | 56.25 | 219.49 | 0.73726 | 5.5214 |  | 10.0586 | 18.2943 | 34.6115 | 135.4536 | 255.8428 |  | 366.021 | 460.6132 | 1217.9306
2034 | 62.11 | 46.44 |  | 43.28 | 51.22 | 203.05 | 0.89344 | 6.9016 |  | 11.1763 | 22.2173 | 41.1886 | 132.1684 | 292.4596 |  | 379.4161 | 512.4929 | 1316.537
2035 | 60.54 | 43.42 |  | 39.36 | 49.53 | 192.85 | 1.0622 | 7.8607 |  | 12.126 | 27.3847 | 48.4337 | 130.6505 | 314.9122 |  | 394.1336 | 667.4629 | 1507.1593
2036 | 58.96 | 38.99 |  | 36.04 | 48.89 | 182.88 | 1.2519 | 9.0629 |  | 12.9505 | 30.4793 | 53.7446 | 148.6888 | 326.6879 |  | 416.5366 | 791.1659 | 1683.0793
2037 | 60.94 | 36.62 |  | 33.1 | 48.85 | 179.51 | 1.6272 | 11.5839 |  | 14.0914 | 34.2701 | 61.5726 | 151.7274 | 381.9129 |  | 441.5102 | 852.6737 | 1827.8242
2038 | 61.81 | 34.67 |  | 30.68 | 47.77 | 174.93 | 1.8189 | 12.3075 |  | 14.8236 | 35.6538 | 64.6037 | 150.2188 | 393.2535 |  | 453.1139 | 897.0212 | 1893.6075
2039 | 60.66 | 32.78 |  | 27.47 | 44.59 | 165.5 | 1.9708 | 13.334 |  | 16.917 | 38.3536 | 70.5755 | 149.248 | 403.4176 |  | 463.9581 | 934.8476 | 1951.4713
2040 | 62.68 | 30.58 |  | 25.7 | 41.79 | 160.75 | 2.2582 | 14.7216 |  | 18.0423 | 40.3426 | 75.3648 | 147.3858 | 445.0354 |  | 479.1518 | 980.5996 | 2052.1728
2041 | 61.36 | 27.46 |  | 24.22 | 40.01 | 153.05 | 2.5547 | 17.9962 |  | 21.2401 | 43.8284 | 85.6194 | 144.4956 | 476.3519 |  | 511.7126 | 1037.038 | 2169.598
2042 | 61.57 | 24.85 |  | 21.7 | 38.66 | 146.78 | 2.7625 | 21.12 |  | 22.6176 | 47.2297 | 93.7299 | 145.0732 | 513.1343 |  | 538.506 | 1093.6 | 2290.3135
2043 | 62.27 | 22.44 |  | 20.05 | 38.28 | 143.04 | 2.9723 | 24.875 |  | 26.6827 | 53.5351 | 108.0651 | 151.1018 | 549.7254 |  | 591.3751 | 1199.9539 | 2492.1562
2044 | 61 | 20.25 |  | 17.88 | 36.19 | 135.32 | 3.5034 | 27.8722 |  | 30.2371 | 55.2972 | 116.91 | 153.247 | 575.2022 |  | 625.8518 | 1261.1237 | 2615.4247
2045 | 59.94 | 18.63 |  | 17 | 35.09 | 130.66 | 3.8253 | 29.7426 |  | 32.7655 | 59.0488 | 125.3822 | 157.5221 | 603.2811 |  | 666.6519 | 1304.1152 | 2731.5704
2046 | 60.84 | 16.67 |  | 16.46 | 34.18 | 128.15 | 3.9798 | 31.2645 |  | 36.563 | 64.9829 | 136.7902 | 159.5375 | 626.3217 |  | 723.5886 | 1375.9571 | 2885.4049
2047 | 59.91 | 15.56 |  | 16.64 | 32.82 | 124.93 | 4.1359 | 32.4848 |  | 38.5037 | 68.8738 | 143.9982 | 160.3481 | 644.8256 |  | 761.9732 | 1425.9548 | 2993.1016
2048 | 58.88 | 14.41 |  | 15.53 | 31.43 | 120.25 | 4.3972 | 33.316 |  | 39.6281 | 70.1344 | 147.4758 | 176.3305 | 657.2816 |  | 781.8989 | 1476.9023 | 3092.4134
2049 | 58.24 | 12.83 |  | 14.01 | 30.11 | 115.19 | 5.1314 | 33.9997 |  | 41.7324 | 73.0769 | 153.9403 | 179.6816 | 662.8518 |  | 797.3844 | 1526.3275 | 3166.2453
2050 | 57.81 | 11.55 |  | 12.5 | 27.54 | 109.4 | 5.3636 | 34.5561 |  | 42.5446 | 74.6083 | 157.0726 | 273.2846 | 867.9327 |  | 984.9153 | 1751.7225 | 3877.8551
This shape represents a slicer. Slicers are supported in Excel 2010 or later.
If the shape was modified in an earlier version of Excel, or if the workbook was saved in Excel 2003 or earlier, the slicer cannot be used.
This shape represents a slicer. Slicers are supported in Excel 2010 or later.
If the shape was modified in an earlier version of Excel, or if the workbook was saved in Excel 2003 or earlier, the slicer cannot be used.
This shape represents a slicer. Slicers are supported in Excel 2010 or later.
If the shape was modified in an earlier version of Excel, or if the workbook was saved in Excel 2003 or earlier, the slicer cannot be used.
This shape represents a slicer. Slicers are supported in Excel 2010 or later.
If the shape was modified in an earlier version of Excel, or if the workbook was saved in Excel 2003 or earlier, the slicer cannot be used.
This shape represents a slicer. Slicers are supported in Excel 2010 or later.
If the shape was modified in an earlier version of Excel, or if the workbook was saved in Excel 2003 or earlier, the slicer cannot be used.
This shape represents a slicer. Slicers are supported in Excel 2010 or later.
If the shape was modified in an earlier version of Excel, or if the workbook was saved in Excel 2003 or earlier, the slicer cannot be used.
This shape represents a slicer. Slicers are supported in Excel 2010 or later.
If the shape was modified in an earlier version of Excel, or if the workbook was saved in Excel 2003 or earlier, the slicer cannot be used.
This shape represents a slicer. Slicers are supported in Excel 2010 or later.
If the shape was modified in an earlier version of Excel, or if the workbook was saved in Excel 2003 or earlier, the slicer cannot be used.

## DB.WS2
DB.WS2: Emissions Data Dashboard
The Future Energy Scenarios (FES) represent a range of different, credible ways to decarbonise our energy system as we strive towards the 2050 target. One of the FES outputs is an agreed set of data tables containing the GB FES values for emissions from whole system and gas supply (WS2) which this dashboard is visualising. For each scenario and variable selected the values are summed across all remaining selected options. The data values for the selected options are below the chart.
Emissions from whole system and gas supply scenarios (WS2) with selected options
Pathway
Data | Counterfactual | Electric Engagement | Five Year Forecast | Holistic Transition | Hydrogen Evolution
2021 | 441.2947 | 441.2947 | 441.2947 | 441.2947 | 441.2947
2022 | 440.94 | 440.94 | 440.94 | 440.94 | 440.94
2023 | 422.4976 | 420.7507 | 421.5048 | 420.7827 | 421.236
2024 | 430.5553 | 415.1082 | 422.4968 | 415.1915 | 417.0011
2025 | 425.1665 | 396.4547 | 408.6903 | 396.1061 | 402.4433
2026 | 419.4833 | 382.8247 | 394.0491 | 381.3148 | 385.8983
2027 | 414.5675 | 368.5051 | 381.1624 | 367.3855 | 373.1308
2028 | 403.1697 | 350.0047 | 362.4199 | 344.8921 | 353.203
2029 | 391.0409 | 330.6239 | 345.2513 | 324.7671 | 334.0056
2030 | 386.858 | 308.9549 |  | 296.5686 | 313.7381
2031 | 374.4916 | 282.5587 |  | 273.7381 | 287.1141
2032 | 360.7854 | 258.856 |  | 247.7368 | 266.058
2033 | 352.2872 | 232.7798 |  | 220.5379 | 245.8288
2034 | 341.8736 | 205.8842 |  | 199.3037 | 215.5523
2035 | 329.3244 | 185.0947 |  | 178.0316 | 190.9194
2036 | 311.3914 | 165.2988 |  | 157.1962 | 163.5749
2037 | 305.0545 | 147.465 |  | 133.7181 | 145.0906
2038 | 296.4278 | 128.1574 |  | 118.9823 | 131.7119
2039 | 286.5834 | 115.8261 |  | 105.5856 | 117.6395
2040 | 277.9747 | 91.7759 |  | 91.9322 | 101.6454
2041 | 270.0278 | 77.5906 |  | 78.5523 | 83.5066
2042 | 262.1414 | 66.2388 |  | 65.3032 | 73.2722
2043 | 252.2106 | 52.8499 |  | 52.4311 | 61.3738
2044 | 245.9797 | 40.9438 |  | 41.0437 | 48.92
2045 | 237.9791 | 28.9436 |  | 31.2998 | 39.0831
2046 | 230.3928 | 21.3567 |  | 22.7823 | 30.4326
2047 | 224.1005 | 13.4352 |  | 14.7314 | 22.4229
2048 | 214.4036 | 8.4377 |  | 9.3853 | 16.1399
2049 | 207.8582 | 3.5804 |  | 4.1736 | 5.7377
2050 | 203.6863 | -1.8773 |  | -1.4305 | -0.92379
This shape represents a slicer. Slicers are supported in Excel 2010 or later.
If the shape was modified in an earlier version of Excel, or if the workbook was saved in Excel 2003 or earlier, the slicer cannot be used.
This shape represents a slicer. Slicers are supported in Excel 2010 or later.
If the shape was modified in an earlier version of Excel, or if the workbook was saved in Excel 2003 or earlier, the slicer cannot be used.

## Commodity prices
Commodity Prices
Chapter Section | Subsection | Figure Title | Figure Number
Commodity Prices |  | Commodity prices - fuels | CP1
|  | Commodity prices - carbon | CP2

## CP1
Commodity prices - fuels
Return to: Main menu
Return to: Section contents
Wholesale NBP gas price (2024 EUR/MWh)
NBP Gas Price (EUR/MWh)
[8 empty] | Year | 2010 | 2011 | 2012 | 2013 | 2014 | 2015 | 2016 | 2017 | 2018 | 2019 | 2020 | 2021 | 2022 | 2023 | 2024 | 2025 | 2026 | 2027 | 2028 | 2029 | 2030 | 2031 | 2032 | 2033 | 2034 | 2035 | 2036 | 2037 | 2038 | 2039 | 2040 | 2041 | 2042 | 2043 | 2044 | 2045 | 2046 | 2047 | 2048 | 2049 | 2050
[8 empty] | High Case | 23.3702 | 31.7873 | 33.9389 | 35.9928 | 28.4594 | 26.1684 | 18.9469 | 22.2748 | 28.2834 | 17.8447 | 11.3072 | 55.3079 | 115.9879 | 41.2928 | 65.6553 | 58.2691 | 44.7218 | 40.7252 | 40.5183 | 40.4091 | 40.2973 | 40.2809 | 40.485 | 41.0527 | 41.4789 | 41.8901 | 42.2116 | 42.5123 | 42.7896 | 43.0493 | 43.3629 | 43.6682 | 43.9679 | 44.2601 | 44.6711 | 45.0762 | 45.5391 | 45.998 | 46.5151 | 46.9671 | 47.3552
[8 empty] | Low Case | 23.3702 | 31.7873 | 33.9389 | 35.9928 | 28.4594 | 26.1684 | 18.9469 | 22.2748 | 28.2834 | 17.8447 | 11.3072 | 55.3079 | 115.9879 | 41.2928 | 37.4297 | 33.5896 | 24.5921 | 21.3629 | 20.5932 | 19.9546 | 19.3054 | 18.9876 | 18.6313 | 18.251 | 17.8279 | 17.4832 | 17.0779 | 16.8004 | 16.522 | 16.3695 | 16.1044 | 15.8481 | 15.7236 | 15.5449 | 15.3737 | 15.3318 | 15.2962 | 15.2048 | 15.0573 | 15.0375 | 14.838
Years represent fiscal years (i.e. 2018 is 2018/19)
All prices converted to Euro/MWh. Please see convesion charts below for used conversion rates
Wholesale ARA coal price (2024 EUR/MWh)
ARA Coal Price (EUR/MWh)
[8 empty] | Year | 2010 | 2011 | 2012 | 2013 | 2014 | 2015 | 2016 | 2017 | 2018 | 2019 | 2020 | 2021 | 2022 | 2023 | 2024 | 2025 | 2026 | 2027 | 2028 | 2029 | 2030 | 2031 | 2032 | 2033 | 2034 | 2035 | 2036 | 2037 | 2038 | 2039 | 2040 | 2041 | 2042 | 2043 | 2044 | 2045 | 2046 | 2047 | 2048 | 2049 | 2050
[8 empty] | Coal price | 12.08 | 14.89 | 12.11 | 10.09 | 9.17 | 8.22 | 8.46 | 11.57 | 11.85 | 8.17 | 6.24 | 14.39 | 37.14 | 14.83 | 11.66 | 10.38 | 9.64 | 9.42 | 9.3 | 9.12 | 8.93 | 8.65 | 8.31 | 7.97 | 7.77 | 7.57 | 7.4 | 7.25 | 7.11 | 6.99 | 6.89 | 6.79 | 6.68 | 6.57 | 6.46 | 6.36 | 6.26 | 6.18 | 6.12 | 6.05 | 5.96
Years represent fiscal years (i.e. 2018 is 2018/19)
Wholesale Brent oil price (2024 EUR/MWh)
Brent Oil Price (EUR/MWh)
[8 empty] | Year | 2010 | 2011 | 2012 | 2013 | 2014 | 2015 | 2016 | 2017 | 2018 | 2019 | 2020 | 2021 | 2022 | 2023 | 2024 | 2025 | 2026 | 2027 | 2028 | 2029 | 2030 | 2031 | 2032 | 2033 | 2034 | 2035 | 2036 | 2037 | 2038 | 2039 | 2040 | 2041 | 2042 | 2043 | 2044 | 2045 | 2046 | 2047 | 2048 | 2049 | 2050
[8 empty] | Oil price | 50.52 | 66.03 | 70.53 | 65.24 | 58.15 | 36.55 | 29.91 | 35.89 | 44.15 | 41.32 | 24.79 | 40.53 | 61.51 | 46.78 | 42.2 | 38.91 | 37.37 | 36.81 | 36.77 | 36.39 | 35.91 | 35.88 | 35.82 | 35.72 | 35.62 | 35.53 | 35.38 | 35.16 | 34.91 | 34.58 | 34.19 | 33.82 | 33.43 | 33.04 | 32.67 | 32.32 | 31.97 | 31.63 | 31.31 | 30.99 | 30.68
Conversion Rates
| Commodity | From | To | Value
| Gas | GB therm | MWh | 0.029307
| Gas | MMBtu | MWh | 0.29307
| Coal | tonne | MWh | 8.141
| Oil | bbl | MWh | 1.6994
| Carbon | t CO2 | t CO2 | 1
| All | MWh | MWh | 1
[6 empty] | 2019 Nominal Prices | 2024 Nominal Prices
[6 empty] | Used to convert from Nominal Prices | Used to convert from Nominal Prices
| From: | GBP | GBP-pence | USD |  | GDP Deflator | Rebased GDP Deflator
| To: | EUR | EUR | EUR |  | 2019=100 | 2024=1
| 2010 | 1.1662 | 0.012 | 0.75433 | 2010 | 85.61 | 0.707
| 2011 | 1.1529 | 0.012 | 0.71911 | 2011 | 87.48 | 0.722
| 2012 | 1.2334 | 0.012 | 0.77801 | 2012 | 88.83 | 0.733
| 2013 | 1.1776 | 0.012 | 0.75282 | 2013 | 90.71 | 0.749
| 2014 | 1.2406 | 0.012 | 0.75292 | 2014 | 91.9 | 0.758
| 2015 | 1.378 | 0.014 | 0.90155 | 2015 | 92.51 | 0.763
| 2016 | 1.2244 | 0.012 | 0.90362 | 2016 | 94.33 | 0.778
| 2017 | 1.1421 | 0.011 | 0.88601 | 2017 | 96.08 | 0.793
| 2018 | 1.1305 | 0.011 | 0.84637 | 2018 | 97.93 | 0.808
| 2019 | 1.1408 | 0.011 | 0.89324 | 2019 | 100 | 0.825
| 2020 | 1.1255 | 0.011 | 0.87686 | 2020 | 105.3 | 0.869
| 2021 | 1.1629 | 0.012 | 0.84522 | 2021 | 104.96 | 0.866
| 2022 | 1.1733 | 0.012 | 0.94831 | 2022 | 110.36 | 0.911
| 2023 | 1.1572 | 0.012 | 0.92695 | 2023 | 118.29 | 0.976
| 2024 | 1.1731 | 0.012 | 0.91465 | 2024 | 121.17 | 1
| 2025 | 1.1638 | 0.012 | 0.89687 | 2025 | 123.27 | 1.017
| 2026 | 1.1546 | 0.012 | 0.88366 | 2026 | 125.88 | 1.039
| 2027 | 1.1454 | 0.011 | 0.86706 | 2027 | 128.59 | 1.061
| 2028 | 1.1362 | 0.011 | 0.84628 | 2028 | 131.25 | 1.083
| 2029 | 1.1269 | 0.011 | 0.81969 | 2029 | 133.93 | 1.105
| 2030 | 1.1203 | 0.011 | 0.8008 | 2030 | 136.79 | 1.129
| 2031 | 1.12 | 0.011 | 0.8 | 2031 | 139.75 | 1.153
| 2032 | 1.12 | 0.011 | 0.8 | 2032 | 142.79 | 1.178
| 2033 | 1.12 | 0.011 | 0.8 | 2033 | 145.89 | 1.204
| 2034 | 1.12 | 0.011 | 0.8 | 2034 | 149.06 | 1.23
| 2035 | 1.12 | 0.011 | 0.8 | 2035 | 152.29 | 1.257
| 2036 | 1.12 | 0.011 | 0.8 | 2036 | 155.6 | 1.284
| 2037 | 1.12 | 0.011 | 0.8 | 2037 | 158.99 | 1.312
| 2038 | 1.12 | 0.011 | 0.8 | 2038 | 162.45 | 1.341
| 2039 | 1.12 | 0.011 | 0.80001 | 2039 | 165.99 | 1.37
| 2040 | 1.12 | 0.011 | 0.80001 | 2040 | 169.6 | 1.4
| 2041 | 1.12 | 0.011 | 0.8 | 2041 | 173.3 | 1.43
| 2042 | 1.12 | 0.011 | 0.80001 | 2042 | 177.07 | 1.461
| 2043 | 1.12 | 0.011 | 0.80001 | 2043 | 180.94 | 1.493
| 2044 | 1.12 | 0.011 | 0.80001 | 2044 | 184.88 | 1.526
| 2045 | 1.12 | 0.011 | 0.80001 | 2045 | 188.92 | 1.559
| 2046 | 1.12 | 0.011 | 0.80001 | 2046 | 193.04 | 1.593
| 2047 | 1.12 | 0.011 | 0.80001 | 2047 | 197.25 | 1.628
| 2048 | 1.12 | 0.011 | 0.80001 | 2048 | 201.55 | 1.663
| 2049 | 1.12 | 0.011 | 0.80001 | 2049 | 205.95 | 1.7
| 2050 | 1.12 | 0.011 | 0.80001 | 2050 | 210.44 | 1.737

## CP2
Commodity prices - carbon
Return to: Main menu
Return to: Section contents
GB total carbon price (2024 EUR/tonne) | GB total carbon price (EUR/tonne CO2)
| Year | 2015 | 2016 | 2017 | 2018 | 2019 | 2020 | 2021 | 2022 | 2023 | 2024 | 2025 | 2026 | 2027 | 2028 | 2029 | 2030 | 2031 | 2032 | 2033 | 2034 | 2035 | 2036 | 2037 | 2038 | 2039 | 2040 | 2041 | 2042 | 2043 | 2044 | 2045 | 2046 | 2047 | 2048 | 2049 | 2050
| History | 2015: 41.8292; 2016: 34.1214; 2017: 32.6056; 2018: 42.9177; 2019: 51.7019; 2020: 41.1929; 2021: 74.4201
| High case | [6 empty] | 74.4201 | 116.2796 | 109.1202 | 128.9589 | 138.5405 | 144.0013 | 147.3969 | 149.6072 | 150.6158 | 145.296 | 147.9953 | 150.5714 | 153.0418 | 155.41 | 157.6065 | 159.7903 | 161.8861 | 163.9033 | 165.8423 | 167.7116 | 169.8082 | 171.8395 | 173.7172 | 175.6178 | 177.4529 | 179.2335 | 180.9592 | 182.6331 | 184.2548 | 185.8309
| Base case | [6 empty] | 74.4201 | 116.2796 | 109.1202 | 111.8038 | 114.4476 | 115.1098 | 115.3699 | 115.8241 | 116.01 | 111.3726 | 113.4728 | 115.4914 | 117.4389 | 119.3148 | 121.0698 | 122.8114 | 124.4866 | 126.102 | 127.6567 | 129.157 | 130.7578 | 132.3026 | 133.7283 | 135.1594 | 136.5327 | 137.8575 | 139.1331 | 140.3619 | 141.5433 | 142.6828
| Low case | [6 empty] | 74.4201 | 116.2796 | 109.1202 | 97.8326 | 97.0696 | 95.4894 | 93.8772 | 92.0698 | 89.645 | 81.9148 | 83.0902 | 84.2152 | 85.2935 | 86.3201 | 87.2644 | 88.1867 | 89.0539 | 89.8698 | 90.6322 | 91.3454 | 92.3547 | 93.3151 | 94.1878 | 95.0466 | 95.8528 | 96.614 | 97.3291 | 98.0001 | 98.6259 | 99.2111
Counterfactual maps to the low case, Holistic Transition to the high case, whilst Electric Engagement & Hydrogen Evolution map to the base case.
EU ETS carbon price (2024 EUR/tonne) | EU ETS carbon price (EUR/tonne CO2)
| Year | 2015 | 2016 | 2017 | 2018 | 2019 | 2020 | 2021 | 2022 | 2023 | 2024 | 2025 | 2026 | 2027 | 2028 | 2029 | 2030 | 2031 | 2032 | 2033 | 2034 | 2035 | 2036 | 2037 | 2038 | 2039 | 2040 | 2041 | 2042 | 2043 | 2044 | 2045 | 2046 | 2047 | 2048 | 2049 | 2050
| History | 2015: 9.196; 2016: 5.8121; 2017: 6.6803; 2018: 17.7404; 2019: 26.8209; 2020: 17.881; 2021: 50.2546
| High case | [6 empty] | 50.2546 | 93.0914 | 87.784 | 107.8435 | 118.4143 | 126.8872 | 133.2492 | 138.3802 | 142.264 | 145.296 | 147.9953 | 150.5714 | 153.0418 | 155.41 | 157.6065 | 159.7903 | 161.8861 | 163.9033 | 165.8423 | 167.7116 | 169.8082 | 171.8395 | 173.7172 | 175.6178 | 177.4529 | 179.2335 | 180.9592 | 182.6331 | 184.2548 | 185.8309
| Base case | [6 empty] | 50.2546 | 93.0914 | 87.784 | 90.6885 | 94.3214 | 97.9956 | 101.2221 | 104.5971 | 107.6581 | 111.3726 | 113.4728 | 115.4914 | 117.4389 | 119.3148 | 121.0698 | 122.8114 | 124.4866 | 126.102 | 127.6567 | 129.157 | 130.7578 | 132.3026 | 133.7283 | 135.1594 | 136.5327 | 137.8575 | 139.1331 | 140.3619 | 141.5433 | 142.6828
| Low case | [6 empty] | 50.2546 | 93.0914 | 87.784 | 76.7172 | 76.9434 | 78.3752 | 79.7295 | 80.8428 | 81.2932 | 81.9148 | 83.0902 | 84.2152 | 85.2935 | 86.3201 | 87.2644 | 88.1867 | 89.0539 | 89.8698 | 90.6322 | 91.3454 | 92.3547 | 93.3151 | 94.1878 | 95.0466 | 95.8528 | 96.614 | 97.3291 | 98.0001 | 98.6259 | 99.2111
Counterfactual maps to the low case, Holistic Transition to the high case, whilst Electric Engagement & Hydrogen Evolution map to the base case.

## Supply key graphs
FES Pathways: Power Generation (TWh) by technology
Return to: Main Menu
Return to: Chapter contents
Power generation (TWh) in 2050 for Electric Engagement
| Power Generation (TWh) | 2050
| Storage | 12.2872
| CCS Biomass | 33.431 | Exports are not included as they are counted as demand, since UK is a net exporter in this year.
| CCS Gas | 31.0833
| Nuclear | 150.617
| Hydrogen | 8.3436
| Renewable | 551.0901
Power generation (TWh) in 2050 for Hydrogen Evolution
| Power Generation (TWh) | 2050
| Storage | 6.6214
| CCS Biomass | 30.627
| CCS Gas | 41.5905
| Nuclear | 76.8066
| Hydrogen | 24.3617
| Renewable | 543.0136
Power generation (TWh) in 2050 for Holistic Transition
| Power Generation (TWh) | 2050
| Storage | 17.0108
| CCS Biomass | 26.208
| CCS Gas | 22.0972
| Nuclear | 96.535
| Hydrogen | 5.3374
| Renewable | 600.6855
Power generation (TWh) in 2050 for Counterfactual
| Power Generation (TWh) | 2050
| Storage | 11.8684
| CCS Biomass | 11.3262
| CCS Gas | 73.0705
| Nuclear | 84.7614
| Hydrogen | 4.0324
| Renewable | 415.7654
| Fossil Fuel | 46.7381

## FES-IN-5
FES IN 5
Chapter Section | Subsection | Figure Title | Figure Number
FES in Five |  | Energy flow diagram inputs | Energy flow diagrams
|  | Key Statistics in 2030, 2035 and 2050 | Key Stats
|  | FES Key Comparison Chart | Key Comparisons
|  | FES Pathways: Power Generation (TWh) by technology | Supply key graphs

## Energy flow diagrams
Energy flow diagram inputs
Return to: Main Menu |  | Industrial and commercial demand includes direct transmission connected demand as well as distribution connected demand | [19 empty] | Energy flow diagrams created using:
Return to: Chapter contents |  | Natural gas figures exclude natural gas exports | [19 empty] | https://sankeymatic.com/
|  | Nuclear electrolysis efficiencies can be higher than 100% as this table only includes the electricity input and not the thermal energy input | [19 empty] | Each column below can be pasted in to the online tool to produce a diagram for that pathway year
|  | Aviation and shipping petroleum demand is taken from CCC Sixth Carbon Budget analysis, with FES net zero pathways aligned to CCC Balanced Pathway | [19 empty] | Values in the left hand side of this sheet are accurate, but values in the column belows are all rounded and will introduce rounding errors to totals
[12 empty] | All units in TWh | [17 empty] | Reordered for energy flow diagrams
| Category | Subcategory | Fuel lookup | Description | Data | Data table | Component | Component 2 | Component 3 | Subtract component | Unit lookup | 2023 | 2035 |  | Pathway data 2050 | [7 empty] | 2023 | 2035 |  | 2050 |  |  |  | 2023 | 2035 |  | 2050
[12 empty] | Counterfactual | Holistic Transition | Counterfactual | Holistic Transition | Electric Engagement | Hydrogen Evolution | Counterfactual | Diagram name in | Diagram name out | Include in Sankey |  |  | HT | CF | HT | EE | HE | CF |  | HT | CF | HT | EE | HE | CF
| End user demand | I&C | Electricity | Electricity | Demand (TWh) | ED1 | GBFES Customer Demand: Total Industrial (Excluding electrolysis) | Total Commercial Demand inc Heat Pumps, District Heat, Rail Traction, No directs, exc EV | GBFES Customer Demand: Direct Transmission Customers | I&C Rail Traction Demand | GWh | 154.164 | 209.902 | 183.238 | 252.389 | 281.146 | 217.27 | 217.113 | Electricity 2 | I&C | TRUE |  | Electricity 2 [154] I&C | Electricity 2 [210] I&C | Electricity 2 [183] I&C | Electricity 2 [252] I&C | Electricity 2 [281] I&C | Electricity 2 [217] I&C | Electricity 2 [217] I&C | ' ENERGY SINKS 1 | ' ENERGY SINKS 1 | ' ENERGY SINKS 1 | ' ENERGY SINKS 1 | ' ENERGY SINKS 1 | ' ENERGY SINKS 1 | ' ENERGY SINKS 1
|  |  | Gas | Gas | Demand (TWh) | ED3 | Annual end-use gas demand from industry | Annual end-use gas demand from the commercial sector |  |  | GWh | 195.819 | 112.6156 | 180.0554 | 9.0058 | 8.5673 | 6.5262 | 147.3767 | Natural gas 3 | I&C | TRUE |  | Natural gas 3 [196] I&C | Natural gas 3 [113] I&C | Natural gas 3 [180] I&C | Natural gas 3 [9] I&C | Natural gas 3 [9] I&C | Natural gas 3 [7] I&C | Natural gas 3 [147] I&C | Hydrogen 2 [0] Hydrogen export | Hydrogen 2 [0] Hydrogen export | Hydrogen 2 [0] Hydrogen export | Hydrogen 2 [0] Hydrogen export | Hydrogen 2 [0] Hydrogen export | Hydrogen 2 [0] Hydrogen export | Hydrogen 2 [0] Hydrogen export
|  |  | Hydrogen | Hydrogen | Demand (TWh) | WS1 | Industrial | Commercial |  |  | TWh | 0 | 28.14 | 4.12 | 54.62 | 17.96 | 95.48 | 16.85 | Hydrogen 2 | I&C | TRUE |  | Hydrogen 2 [0] I&C | Hydrogen 2 [28] I&C | Hydrogen 2 [4] I&C | Hydrogen 2 [55] I&C | Hydrogen 2 [18] I&C | Hydrogen 2 [95] I&C | Hydrogen 2 [17] I&C | Natural gas 3 [196] I&C | Natural gas 3 [113] I&C | Natural gas 3 [180] I&C | Natural gas 3 [9] I&C | Natural gas 3 [9] I&C | Natural gas 3 [7] I&C | Natural gas 3 [147] I&C
|  |  | Bioenergy | Bioresource | Demand (TWh) | WS1 | Industrial | Commercial |  |  | TWh | 2.5235 | 5.1064 | 0.6036 | 14.7609 | 16.1151 | 17.5772 | 1.9183 | Bioresource 2 | I&C | TRUE |  | Bioresource 2 [3] I&C | Bioresource 2 [5] I&C | Bioresource 2 [1] I&C | Bioresource 2 [15] I&C | Bioresource 2 [16] I&C | Bioresource 2 [18] I&C | Bioresource 2 [2] I&C | Hydrogen 2 [0] I&C | Hydrogen 2 [28] I&C | Hydrogen 2 [4] I&C | Hydrogen 2 [55] I&C | Hydrogen 2 [18] I&C | Hydrogen 2 [95] I&C | Hydrogen 2 [17] I&C
|  |  | Oil | Oil/Petroleum/Waste/Solid fuels | Demand (TWh) | WS1 | Industrial | Commercial |  |  | TWh | 39.1107 | 14.6651 | 28.3854 | 0 | 0 | 0 | 10.4196 | Other fuels 2 | I&C | TRUE |  | Other fuels 2 [39] I&C | Other fuels 2 [15] I&C | Other fuels 2 [28] I&C | Other fuels 2 [0] I&C | Other fuels 2 [0] I&C | Other fuels 2 [0] I&C | Other fuels 2 [10] I&C | Electricity 2 [154] I&C | Electricity 2 [210] I&C | Electricity 2 [183] I&C | Electricity 2 [252] I&C | Electricity 2 [281] I&C | Electricity 2 [217] I&C | Electricity 2 [217] I&C
|  | Residential | Electricity | Electricity | Demand (TWh) | ED1 | GBFES Customer Demand: Residential |  |  | Residential Electric Vehicles Demand (EVs) | GWh | 99.569 | 82.212 | 85.203 | 118.088 | 132.523 | 131.116 | 128.89 | Electricity 2 | Residential | TRUE |  | Electricity 2 [100] Residential | Electricity 2 [82] Residential | Electricity 2 [85] Residential | Electricity 2 [118] Residential | Electricity 2 [133] Residential | Electricity 2 [131] Residential | Electricity 2 [129] Residential | Bioresource 2 [3] I&C | Bioresource 2 [5] I&C | Bioresource 2 [1] I&C | Bioresource 2 [15] I&C | Bioresource 2 [16] I&C | Bioresource 2 [18] I&C | Bioresource 2 [2] I&C
|  |  | Gas | Gas | Demand (TWh) | ED3 | Total end-use residential gas demand |  |  |  | GWh | 292.3052 | 199.8458 | 291.4951 | 0 | 0 | 0 | 187.6607 | Natural gas 3 | Residential | TRUE |  | Natural gas 3 [292] Residential | Natural gas 3 [200] Residential | Natural gas 3 [291] Residential | Natural gas 3 [0] Residential | Natural gas 3 [0] Residential | Natural gas 3 [0] Residential | Natural gas 3 [188] Residential | Other fuels 2 [39] I&C | Other fuels 2 [15] I&C | Other fuels 2 [28] I&C | Other fuels 2 [0] I&C | Other fuels 2 [0] I&C | Other fuels 2 [0] I&C | Other fuels 2 [10] I&C
|  |  | Hydrogen | Hydrogen | Demand (TWh) | WS1 | Residential |  |  |  | TWh | 0 | 0.14 | 0 | 14.75 | 0 | 76.61 | 0 | Hydrogen 2 | Residential | TRUE |  | Hydrogen 2 [0] Residential | Hydrogen 2 [0] Residential | Hydrogen 2 [0] Residential | Hydrogen 2 [15] Residential | Hydrogen 2 [0] Residential | Hydrogen 2 [77] Residential | Hydrogen 2 [0] Residential | Natural gas 3 [292] Residential | Natural gas 3 [200] Residential | Natural gas 3 [291] Residential | Natural gas 3 [0] Residential | Natural gas 3 [0] Residential | Natural gas 3 [0] Residential | Natural gas 3 [188] Residential
|  |  | Bioenergy | Bioresource | Demand (TWh) | WS1 | Residential |  |  |  | TWh | 0.40962 | 5.2312 | 1.3037 | 18.5718 | 18.9915 | 11.3291 | 3.2562 | Bioresource 2 | Residential | TRUE |  | Bioresource 2 [0] Residential | Bioresource 2 [5] Residential | Bioresource 2 [1] Residential | Bioresource 2 [19] Residential | Bioresource 2 [19] Residential | Bioresource 2 [11] Residential | Bioresource 2 [3] Residential | Hydrogen 2 [0] Residential | Hydrogen 2 [0] Residential | Hydrogen 2 [0] Residential | Hydrogen 2 [15] Residential | Hydrogen 2 [0] Residential | Hydrogen 2 [77] Residential | Hydrogen 2 [0] Residential
|  |  | Oil | Oil/Petroleum | Demand (TWh) | ED3 | Other |  |  |  | TWh | 27.324 | 10.876 | 26.11 | 0 | 0 | 0 | 5.008 | Other fuels 2 | Residential | TRUE |  | Other fuels 2 [27] Residential | Other fuels 2 [11] Residential | Other fuels 2 [26] Residential | Other fuels 2 [0] Residential | Other fuels 2 [0] Residential | Other fuels 2 [0] Residential | Other fuels 2 [5] Residential | Electricity 2 [100] Residential | Electricity 2 [82] Residential | Electricity 2 [85] Residential | Electricity 2 [118] Residential | Electricity 2 [133] Residential | Electricity 2 [131] Residential | Electricity 2 [129] Residential
|  | Road Transport | Electricity | Electricity | Demand (TWh) | ED1 | Residential Electric Vehicles Demand (EVs) | Commercial Electric Vehicles Demand (EVs) |  |  | GWh | 4.591 | 64.311 | 46.442 | 121.582 | 127.145 | 100.934 | 121.383 | Electricity 2 | Road and rail transport | FALSE | [8 empty] | Bioresource 2 [0] Residential | Bioresource 2 [5] Residential | Bioresource 2 [1] Residential | Bioresource 2 [19] Residential | Bioresource 2 [19] Residential | Bioresource 2 [11] Residential | Bioresource 2 [3] Residential
|  |  | Gas | Gas | Demand (TWh) | ED3 | Gas end-use demand for transport |  |  | Bioenergy | GWh | 0.61364 | 1.6533 | 8.4506 | 0.00012888 | 0 | 1.2073 | 12.7632 | Natural gas 3 | Road and rail transport | TRUE |  | Natural gas 3 [1] Road and rail transport | Natural gas 3 [2] Road and rail transport | Natural gas 3 [8] Road and rail transport | Natural gas 3 [0] Road and rail transport | Natural gas 3 [0] Road and rail transport | Natural gas 3 [1] Road and rail transport | Natural gas 3 [13] Road and rail transport | Other fuels 2 [27] Residential | Other fuels 2 [11] Residential | Other fuels 2 [26] Residential | Other fuels 2 [0] Residential | Other fuels 2 [0] Residential | Other fuels 2 [0] Residential | Other fuels 2 [5] Residential
|  |  | Hydrogen | Hydrogen | Demand (TWh) | ED5 | TWh Vehicles - Hydrogen |  |  |  | TWh | 0.011454 | 0.548 | 0.12214 | 4.6923 | 1.8754 | 50.6993 | 0.76949 | Hydrogen 2 | Road and rail transport | FALSE | [8 empty] | Natural gas 3 [1] Road and rail transport | Natural gas 3 [2] Road and rail transport | Natural gas 3 [8] Road and rail transport | Natural gas 3 [0] Road and rail transport | Natural gas 3 [0] Road and rail transport | Natural gas 3 [1] Road and rail transport | Natural gas 3 [13] Road and rail transport
|  |  | Bioenergy | Bioresource | Demand (TWh) | WS1 | Road Transport |  |  |  | TWh | 34.5167 | 26.881 | 34.9009 | 0 | 0 | 0 | 1.6943 | Bioresource 2 | Road and rail transport | TRUE |  | Bioresource 2 [35] Road and rail transport | Bioresource 2 [27] Road and rail transport | Bioresource 2 [35] Road and rail transport | Bioresource 2 [0] Road and rail transport | Bioresource 2 [0] Road and rail transport | Bioresource 2 [0] Road and rail transport | Bioresource 2 [2] Road and rail transport | Hydrogen 2 [0] Road and rail transport | Hydrogen 2 [2] Road and rail transport | Hydrogen 2 [0] Road and rail transport | Hydrogen 2 [6] Road and rail transport | Hydrogen 2 [3] Road and rail transport | Hydrogen 2 [52] Road and rail transport | Hydrogen 2 [1] Road and rail transport
|  |  | Petrol/Diesel | Oil/Petroleum | Demand (TWh) | ED5 | TWh Vehicles - Petrol/Diesel |  |  | Bioenergy | TWh | 363.3354 | 157.2352 | 204.1463 | 0.47389 | 0.48668 | 0.45587 | 9.9105 | Other fuels 2 | Road and rail transport | TRUE |  | Other fuels 2 [363] Road and rail transport | Other fuels 2 [157] Road and rail transport | Other fuels 2 [204] Road and rail transport | Other fuels 2 [0] Road and rail transport | Other fuels 2 [0] Road and rail transport | Other fuels 2 [0] Road and rail transport | Other fuels 2 [10] Road and rail transport | Electricity 2 [9] Road and rail transport | Electricity 2 [71] Road and rail transport | Electricity 2 [52] Road and rail transport | Electricity 2 [132] Road and rail transport | Electricity 2 [136] Road and rail transport | Electricity 2 [109] Road and rail transport | Electricity 2 [128] Road and rail transport
|  | Rail | Electricity | Electricity | Demand (TWh) | ED1 | I&C Rail Traction Demand |  |  |  | GWh | 4.833 | 6.897 | 5.461 | 10.65 | 9.336 | 8.502 | 6.34 | Electricity 2 | Road and rail transport | FALSE | [8 empty] | Bioresource 2 [35] Road and rail transport | Bioresource 2 [27] Road and rail transport | Bioresource 2 [35] Road and rail transport | Bioresource 2 [0] Road and rail transport | Bioresource 2 [0] Road and rail transport | Bioresource 2 [0] Road and rail transport | Bioresource 2 [2] Road and rail transport
|  |  | Hydrogen | Hydrogen | Demand (TWh) | WS1 | Rail |  |  |  | TWh | 0 | 1.02 | 0 | 1.19 | 1.19 | 1.19 | 0 | Hydrogen 2 | Road and rail transport | FALSE | [8 empty] | Other fuels 2 [363] Road and rail transport | Other fuels 2 [157] Road and rail transport | Other fuels 2 [204] Road and rail transport | Other fuels 2 [0] Road and rail transport | Other fuels 2 [0] Road and rail transport | Other fuels 2 [0] Road and rail transport | Other fuels 2 [10] Road and rail transport
|  | Aviation & Shipping | Bioenergy | Bioresource | Demand (TWh) | WS1 | Shipping | Aviation |  |  | TWh | 0 | 18.57 | 8.5 | 41.34 | 41.34 | 41.34 | 16 | Bioresource 2 | Aviation & Shipping | TRUE |  | Bioresource 2 [0] Aviation & Shipping | Bioresource 2 [19] Aviation & Shipping | Bioresource 2 [9] Aviation & Shipping | Bioresource 2 [41] Aviation & Shipping | Bioresource 2 [41] Aviation & Shipping | Bioresource 2 [41] Aviation & Shipping | Bioresource 2 [16] Aviation & Shipping | Electricity 2 [15] Electricity export | Electricity 2 [127] Electricity export | Electricity 2 [70] Electricity export | Electricity 2 [108] Electricity export | Electricity 2 [108] Electricity export | Electricity 2 [64] Electricity export | Electricity 2 [109] Electricity export
|  |  | Hydrogen | Hydrogen | Demand (TWh) | WS1 | Shipping | Aviation |  |  | TWh | 0 | 21.86 | 0 | 85 | 85 | 85 | 0 | Hydrogen 2 | Aviation & Shipping | TRUE |  | Hydrogen 2 [0] Aviation & Shipping | Hydrogen 2 [22] Aviation & Shipping | Hydrogen 2 [0] Aviation & Shipping | Hydrogen 2 [85] Aviation & Shipping | Hydrogen 2 [85] Aviation & Shipping | Hydrogen 2 [85] Aviation & Shipping | Hydrogen 2 [0] Aviation & Shipping | Hydrogen 2 [0] Aviation & Shipping | Hydrogen 2 [22] Aviation & Shipping | Hydrogen 2 [0] Aviation & Shipping | Hydrogen 2 [85] Aviation & Shipping | Hydrogen 2 [85] Aviation & Shipping | Hydrogen 2 [85] Aviation & Shipping | Hydrogen 2 [0] Aviation & Shipping
|  |  | Petroleum | Aviation & shipping petroleum use CCC analysis | Demand (TWh) | [6 empty] | 210 | 165 | 162 | 97 | 97 | 97 | 167 | Other fuels 2 | Aviation & Shipping | TRUE |  | Other fuels 2 [210] Aviation & Shipping | Other fuels 2 [165] Aviation & Shipping | Other fuels 2 [162] Aviation & Shipping | Other fuels 2 [97] Aviation & Shipping | Other fuels 2 [97] Aviation & Shipping | Other fuels 2 [97] Aviation & Shipping | Other fuels 2 [167] Aviation & Shipping | Bioresource 2 [0] Aviation & Shipping | Bioresource 2 [19] Aviation & Shipping | Bioresource 2 [9] Aviation & Shipping | Bioresource 2 [41] Aviation & Shipping | Bioresource 2 [41] Aviation & Shipping | Bioresource 2 [41] Aviation & Shipping | Bioresource 2 [16] Aviation & Shipping
|  | DACCS | Electricity | Electricity | Demand (TWh) | ES1 | DACCS |  |  |  | Consumption (TWh) | 0 | 0 | 0 | 30.2948 | 20.48 | 10.4989 | 0 | Electricity 2 | Direct Air Carbon Capture and Storage | TRUE |  | Electricity 2 [0] Direct Air Carbon Capture and Storage | Electricity 2 [0] Direct Air Carbon Capture and Storage | Electricity 2 [0] Direct Air Carbon Capture and Storage | Electricity 2 [30] Direct Air Carbon Capture and Storage | Electricity 2 [20] Direct Air Carbon Capture and Storage | Electricity 2 [10] Direct Air Carbon Capture and Storage | Electricity 2 [0] Direct Air Carbon Capture and Storage | Other fuels 2 [210] Aviation & Shipping | Other fuels 2 [165] Aviation & Shipping | Other fuels 2 [162] Aviation & Shipping | Other fuels 2 [97] Aviation & Shipping | Other fuels 2 [97] Aviation & Shipping | Other fuels 2 [97] Aviation & Shipping | Other fuels 2 [167] Aviation & Shipping
|  |  | Hydrogen | Hydrogen | Demand (TWh) | WS1 | Direct Air Carbon Capture and Storage |  |  |  | TWh | 0 | 0 | 0 | 0 | 0 | 0 | 0 | Hydrogen 2 | Direct Air Carbon Capture and Storage | TRUE |  | Hydrogen 2 [0] Direct Air Carbon Capture and Storage | Hydrogen 2 [0] Direct Air Carbon Capture and Storage | Hydrogen 2 [0] Direct Air Carbon Capture and Storage | Hydrogen 2 [0] Direct Air Carbon Capture and Storage | Hydrogen 2 [0] Direct Air Carbon Capture and Storage | Hydrogen 2 [0] Direct Air Carbon Capture and Storage | Hydrogen 2 [0] Direct Air Carbon Capture and Storage | Hydrogen 2 [0] Direct Air Carbon Capture and Storage | Hydrogen 2 [0] Direct Air Carbon Capture and Storage | Hydrogen 2 [0] Direct Air Carbon Capture and Storage | Hydrogen 2 [0] Direct Air Carbon Capture and Storage | Hydrogen 2 [0] Direct Air Carbon Capture and Storage | Hydrogen 2 [0] Direct Air Carbon Capture and Storage | Hydrogen 2 [0] Direct Air Carbon Capture and Storage
| Energy supply | Electricity supply | Electricity | Solar | Generation (TWh) | ES1 | Solar |  |  |  | Generation (TWh) | 15.6412 | 69.9729 | 29.0916 | 114.5445 | 90.6164 | 76.4925 | 46.5198 | Solar | Electricity 1 | FALSE | [8 empty] | Electricity 2 [0] Direct Air Carbon Capture and Storage | Electricity 2 [0] Direct Air Carbon Capture and Storage | Electricity 2 [0] Direct Air Carbon Capture and Storage | Electricity 2 [30] Direct Air Carbon Capture and Storage | Electricity 2 [20] Direct Air Carbon Capture and Storage | Electricity 2 [10] Direct Air Carbon Capture and Storage | Electricity 2 [0] Direct Air Carbon Capture and Storage
|  |  | Electricity | Offshore wind | Generation (TWh) | ES1 | Offshore Wind |  |  |  | Generation (TWh) | 59.9219 | 312.6352 | 220.1997 | 363.5012 | 339.2946 | 360.7595 | 298.2937 | Offshore wind | Electricity 1 | FALSE
|  |  | Electricity | Onshore wind | Generation (TWh) | ES1 | Onshore Wind |  |  |  | Generation (TWh) | 36.1042 | 63.5087 | 45.8822 | 96.5058 | 98.5304 | 79.7257 | 55.0301 | Onshore wind | Electricity 1 | FALSE | [8 empty] | ' TRANSFORMATION 1 | ' TRANSFORMATION 1 | ' TRANSFORMATION 1 | ' TRANSFORMATION 1 | ' TRANSFORMATION 1 | ' TRANSFORMATION 1 | ' TRANSFORMATION 1
|  |  | Electricity | Nuclear (non hydrogen related) | Generation (TWh) | ES1 | Nuclear |  |  |  | Generation (TWh) | 42.477 | 32.9908 | 33.4747 | 96.385 | 143.517 | 55.3666 | 84.7414 | Nuclear | Electricity 1 | TRUE |  | Nuclear [42] Electricity 1 | Nuclear [33] Electricity 1 | Nuclear [33] Electricity 1 | Nuclear [96] Electricity 1 | Nuclear [144] Electricity 1 | Nuclear [55] Electricity 1 | Nuclear [85] Electricity 1 | Methane reforming [0] Hydrogen 1 | Methane reforming [38] Hydrogen 1 | Methane reforming [0] Hydrogen 1 | Methane reforming [60] Hydrogen 1 | Methane reforming [38] Hydrogen 1 | Methane reforming [177] Hydrogen 1 | Methane reforming [8] Hydrogen 1
|  |  | Electricity | Other Renewables | Generation (TWh) | ES1 | Hydro | Marine | Other Renewables |  | Generation (TWh) | 12.0614 | 7.19 | 6.1396 | 12.2909 | 15.0004 | 12.5102 | 7.3025 | Other renewables | Electricity 1 | TRUE |  | Other renewables [12] Electricity 1 | Other renewables [7] Electricity 1 | Other renewables [6] Electricity 1 | Other renewables [12] Electricity 1 | Other renewables [15] Electricity 1 | Other renewables [13] Electricity 1 | Other renewables [7] Electricity 1 | Methane reforming [0] Hydrogen 1 | Methane reforming [1] Hydrogen 1 | Methane reforming [0] Hydrogen 1 | Methane reforming [7] Hydrogen 1 | Methane reforming [0] Hydrogen 1 | Methane reforming [29] Hydrogen 1 | Methane reforming [0] Hydrogen 1
|  |  | Electricity | Non-networked renewables for hydrogen | Generation (TWh) | ES1 | Offshore Wind |  |  |  | Generation (TWh) | 0 | 1.18 | 0.01 | 7.23 | 0.7 | 9.18 | 0.01 | Non-networked generation | Electrolysis 2 | TRUE |  | Non-networked generation [0] Electrolysis 2 | Non-networked generation [1] Electrolysis 2 | Non-networked generation [0] Electrolysis 2 | Non-networked generation [7] Electrolysis 2 | Non-networked generation [1] Electrolysis 2 | Non-networked generation [9] Electrolysis 2 | Non-networked generation [0] Electrolysis 2 | Electrolysis 2 [0] Hydrogen 1 | Electrolysis 2 [1] Hydrogen 1 | Electrolysis 2 [0] Hydrogen 1 | Electrolysis 2 [5] Hydrogen 1 | Electrolysis 2 [1] Hydrogen 1 | Electrolysis 2 [7] Hydrogen 1 | Electrolysis 2 [0] Hydrogen 1
|  |  | Electricity | Nuclear to produce hydrogen | Generation (TWh) | WS1 | Nuclear |  |  |  | TWh | 0 | 0.05 | 0.02 | 0.15 | 7.1 | 21.44 | 0.02 | Nuclear | Electrolysis 3 | TRUE |  | Nuclear [0] Electrolysis 3 | Nuclear [0] Electrolysis 3 | Nuclear [0] Electrolysis 3 | Nuclear [0] Electrolysis 3 | Nuclear [7] Electrolysis 3 | Nuclear [21] Electrolysis 3 | Nuclear [0] Electrolysis 3 | Electrolysis 3 [0] Hydrogen 1 | Electrolysis 3 [0] Hydrogen 1 | Electrolysis 3 [0] Hydrogen 1 | Electrolysis 3 [0] Hydrogen 1 | Electrolysis 3 [8] Hydrogen 1 | Electrolysis 3 [25] Hydrogen 1 | Electrolysis 3 [0] Hydrogen 1
|  | Imports and exports | Electricity | Electricity import | Demand (TWh) | ES1 | Interconnectors |  |  |  | Import (TWh) | 20.6523 | 23.5835 | 17.1376 | 49.8914 | 35.296 | 48.9672 | 11.6698 | Electricity import | Electricity 1 | TRUE |  | Electricity import [21] Electricity 1 | Electricity import [24] Electricity 1 | Electricity import [17] Electricity 1 | Electricity import [50] Electricity 1 | Electricity import [35] Electricity 1 | Electricity import [49] Electricity 1 | Electricity import [12] Electricity 1 | Electrolysis [0] Hydrogen 1 | Electrolysis [24] Hydrogen 1 | Electrolysis [4] Hydrogen 1 | Electrolysis [110] Hydrogen 1 | Electrolysis [95] Hydrogen 1 | Electrolysis [155] Hydrogen 1 | Electrolysis [17] Hydrogen 1
|  |  | Electricity | Electricity export | Demand (TWh) | ES1 | Interconnectors |  |  |  | Export (TWh) | 14.5264 | 126.6338 | 69.716 | 107.735 | 107.8014 | 63.8443 | 108.5275 | Electricity 2 | Electricity export | TRUE |  | Electricity 2 [15] Electricity export | Electricity 2 [127] Electricity export | Electricity 2 [70] Electricity export | Electricity 2 [108] Electricity export | Electricity 2 [108] Electricity export | Electricity 2 [64] Electricity export | Electricity 2 [109] Electricity export | Hydrogen generation [0] Electricity 2 | Hydrogen generation [2] Electricity 2 | Hydrogen generation [0] Electricity 2 | Hydrogen generation [6] Electricity 2 | Hydrogen generation [8] Electricity 2 | Hydrogen generation [25] Electricity 2 | Hydrogen generation [4] Electricity 2
|  |  | Hydrogen | Hydrogen import | Demand (TWh) | WS1 | Imports |  |  |  | TWh | 0 | 0 | 0 | 0 | 0 | 0 | 0 | Hydrogen import | Hydrogen 1 | TRUE |  | Hydrogen import [0] Hydrogen 1 | Hydrogen import [0] Hydrogen 1 | Hydrogen import [0] Hydrogen 1 | Hydrogen import [0] Hydrogen 1 | Hydrogen import [0] Hydrogen 1 | Hydrogen import [0] Hydrogen 1 | Hydrogen import [0] Hydrogen 1 | Electricity storage [1] Electricity 2 | Electricity storage [29] Electricity 2 | Electricity storage [19] Electricity 2 | Electricity storage [17] Electricity 2 | Electricity storage [12] Electricity 2 | Electricity storage [7] Electricity 2 | Electricity storage [12] Electricity 2
|  |  | Hydrogen | Hydrogen export | Demand (TWh) | WS1 | Exports |  |  |  | TWh | 0 | 0 | 0 | 0 | 0 | 0 | 0 | Hydrogen 2 | Hydrogen export | TRUE |  | Hydrogen 2 [0] Hydrogen export | Hydrogen 2 [0] Hydrogen export | Hydrogen 2 [0] Hydrogen export | Hydrogen 2 [0] Hydrogen export | Hydrogen 2 [0] Hydrogen export | Hydrogen 2 [0] Hydrogen export | Hydrogen 2 [0] Hydrogen export
| Transformation demand | Methane reformation | Gas | Natural gas for Methane Reformation | Demand (TWh) | ED3 | Hydrogen Production - Natural Gas Demand |  |  |  | GWh | 0 | 49.85 | 0 | 74.89 | 47.51 | 217.9 | 10.1656 | Natural gas 2 | Methane reforming | TRUE |  | Natural gas 2 [0] Methane reforming | Natural gas 2 [50] Methane reforming | Natural gas 2 [0] Methane reforming | Natural gas 2 [75] Methane reforming | Natural gas 2 [48] Methane reforming | Natural gas 2 [218] Methane reforming | Natural gas 2 [10] Methane reforming | ' ENERGY SINKS 2 | ' ENERGY SINKS 2 | ' ENERGY SINKS 2 | ' ENERGY SINKS 2 | ' ENERGY SINKS 2 | ' ENERGY SINKS 2 | ' ENERGY SINKS 2
|  |  | Bioresources | Bioresources for Methane Reformation | Demand (TWh) | WS1 | Hydrogen |  |  |  | TWh | 0 | 1.55 | 0 | 9.97 | 0 | 42.31 | 0 | Bioresource | Methane reforming | TRUE |  | Bioresource [0] Methane reforming | Bioresource [2] Methane reforming | Bioresource [0] Methane reforming | Bioresource [10] Methane reforming | Bioresource [0] Methane reforming | Bioresource [42] Methane reforming | Bioresource [0] Methane reforming | Natural gas 3 [6] Losses | Natural gas 3 [3] Losses | Natural gas 3 [4] Losses | Natural gas 3 [1] Losses | Natural gas 3 [1] Losses | Natural gas 3 [1] Losses | Natural gas 3 [4] Losses
|  |  | Hydrogen | Hydrogen produced from Methane Reformation (natural gas) | Production (TWh) | WS1 | Methane Reformation with CCUS |  |  |  | TWh | 0 | 37.62 | 0.01 | 59.95 | 38.24 | 177.16 | 7.5 | Methane reforming | Hydrogen 1 | TRUE |  | Methane reforming [0] Hydrogen 1 | Methane reforming [38] Hydrogen 1 | Methane reforming [0] Hydrogen 1 | Methane reforming [60] Hydrogen 1 | Methane reforming [38] Hydrogen 1 | Methane reforming [177] Hydrogen 1 | Methane reforming [8] Hydrogen 1 | Hydrogen 2 [0] Losses | Hydrogen 2 [0] Losses | Hydrogen 2 [0] Losses | Hydrogen 2 [1] Losses | Hydrogen 2 [2] Losses | Hydrogen 2 [2] Losses | Hydrogen 2 [0] Losses
|  |  | Hydrogen | Hydrogen produced from Methane Reformation (biomethane) | Production (TWh) | WS1 | Biomass gasification |  |  |  | TWh | 0 | 1.06 | 0 | 6.94 | 0 | 29.44 | 0 | Methane reforming | Hydrogen 1 | TRUE |  | Methane reforming [0] Hydrogen 1 | Methane reforming [1] Hydrogen 1 | Methane reforming [0] Hydrogen 1 | Methane reforming [7] Hydrogen 1 | Methane reforming [0] Hydrogen 1 | Methane reforming [29] Hydrogen 1 | Methane reforming [0] Hydrogen 1 | Hydrogen generation [0] Losses | Hydrogen generation [4] Losses | Hydrogen generation [0] Losses | Hydrogen generation [15] Losses | Hydrogen generation [22] Losses | Hydrogen generation [57] Losses | Hydrogen generation [2] Losses
|  | Storage | Hydrogen | Storage | Total annual TWh hydrogen stored | WS1 | [5 empty] | 0 | 3.12 | 2.03 | 18.88 | 14.01 | 49.04 | 2.03 | Hydrogen 1 | Hydrogen storage | TRUE |  | Hydrogen 1 [0] Hydrogen storage | Hydrogen 1 [3] Hydrogen storage | Hydrogen 1 [2] Hydrogen storage | Hydrogen 1 [19] Hydrogen storage | Hydrogen 1 [14] Hydrogen storage | Hydrogen 1 [49] Hydrogen storage | Hydrogen 1 [2] Hydrogen storage | Electricity 2 [27] Losses | Electricity 2 [34] Losses | Electricity 2 [31] Losses | Electricity 2 [47] Losses | Electricity 2 [52] Losses | Electricity 2 [45] Losses | Electricity 2 [47] Losses
|  |  | Hydrogen | Hydrogen storage supply | Supply from hydrogen storage | WS1 | [5 empty] | 0 | 3.12 | 2.03 | 18.88 | 14.01 | 49.04 | 2.03 | Hydrogen storage | Hydrogen 2 | TRUE |  | Hydrogen storage [0] Hydrogen 2 | Hydrogen storage [3] Hydrogen 2 | Hydrogen storage [2] Hydrogen 2 | Hydrogen storage [19] Hydrogen 2 | Hydrogen storage [14] Hydrogen 2 | Hydrogen storage [49] Hydrogen 2 | Hydrogen storage [2] Hydrogen 2 | Methane reforming [0] Losses | Methane reforming [13] Losses | Methane reforming [0] Losses | Methane reforming [18] Losses | Methane reforming [9] Losses | Methane reforming [54] Losses | Methane reforming [3] Losses
|  |  | Electricity | Electricity storage | Total annual TWh electricity stored | ES1 | Storage Consumption (TWh) |  |  |  | Consumption (TWh) | 0.87292 | 41.3729 | 26.1669 | 25.0074 | 18.3402 | 9.5535 | 17.0588 | Electricity 1 | Electricity storage | TRUE |  | Electricity 1 [1] Electricity storage | Electricity 1 [41] Electricity storage | Electricity 1 [26] Electricity storage | Electricity 1 [25] Electricity storage | Electricity 1 [18] Electricity storage | Electricity 1 [10] Electricity storage | Electricity 1 [17] Electricity storage | Electrolysis 2 [0] Losses | Electrolysis 2 [0] Losses | Electrolysis 2 [0] Losses | Electrolysis 2 [2] Losses | Electrolysis 2 [0] Losses | Electrolysis 2 [2] Losses | Electrolysis 2 [0] Losses
|  |  | Electricity | Electricity storage | Storage output (TWh) | ES1 | Storage |  |  |  | Generation (TWh) | 0.64464 | 28.8009 | 18.509 | 17.0108 | 12.2872 | 6.6214 | 11.8684 | Electricity storage | Electricity 2 | TRUE |  | Electricity storage [1] Electricity 2 | Electricity storage [29] Electricity 2 | Electricity storage [19] Electricity 2 | Electricity storage [17] Electricity 2 | Electricity storage [12] Electricity 2 | Electricity storage [7] Electricity 2 | Electricity storage [12] Electricity 2 | Electrolysis [0] Losses | Electrolysis [5] Losses | Electrolysis [2] Losses | Electrolysis [17] Losses | Electrolysis [15] Losses | Electrolysis [24] Losses | Electrolysis [5] Losses
|  | Electrolysis | Electricity | Electricity demand (network connected) | Electricity demand (TWh) | WS1 | Networked Electricity |  |  |  | TWh | 0.02 | 29.17 | 5.97 | 127.52 | 109.41 | 178.24 | 21.51 | Electricity 1 | Electrolysis | FALSE | [8 empty] | Electrolysis 3 [0] Losses | Electrolysis 3 [0] Losses | Electrolysis 3 [0] Losses | Electrolysis 3 [0] Losses | Electrolysis 3 [-1] Losses | Electrolysis 3 [-3] Losses | Electrolysis 3 [0] Losses
|  |  | Hydrogen | Hydrogen produced (network connected) | Hydrogen produced (TWh) | WS1 | Networked Electrolysis |  |  |  | TWh | 0.01 | 24.37 | 4.27 | 110.41 | 94.59 | 154.68 | 16.55 | Electrolysis | Hydrogen 1 | FALSE | [8 empty] | Electricity storage [0] Losses | Electricity storage [13] Losses | Electricity storage [8] Losses | Electricity storage [8] Losses | Electricity storage [6] Losses | Electricity storage [3] Losses | Electricity storage [5] Losses
|  |  | Electricity | Additional electrolysis for hydrogen export |  | WS1 |  |  |  |  | TWh | 0 | 0 | 0 | 0 | 0 | 0 | 0 | Electricity 1 | Electrolysis | FALSE | [8 empty] | Gas CCUS [110] Losses | Gas CCUS [9] Losses | Gas CCUS [51] Losses | Gas CCUS [26] Losses | Gas CCUS [34] Losses | Gas CCUS [25] Losses | Gas CCUS [120] Losses
|  |  | Hydrogen | Hydrogen produced for export | Demand (TWh) | WS1 | Exports |  |  |  | TWh | 0 | 0 | 0 | 0 | 0 | 0 | 0 | Electrolysis | Hydrogen 1 | FALSE
|  |  | Hydrogen | Hydrogen produced by non-networked wind/electrolysis | Hydrogen produced (TWh) | WS1 | Non-networked Electrolysis |  |  |  | TWh | 0 | 0.88 | 0.01 | 5.31 | 0.75 | 6.81 | 0.01 | Electrolysis 2 | Hydrogen 1 | TRUE |  | Electrolysis 2 [0] Hydrogen 1 | Electrolysis 2 [1] Hydrogen 1 | Electrolysis 2 [0] Hydrogen 1 | Electrolysis 2 [5] Hydrogen 1 | Electrolysis 2 [1] Hydrogen 1 | Electrolysis 2 [7] Hydrogen 1 | Electrolysis 2 [0] Hydrogen 1 | ' TRANSFORMATIONS 2 | ' TRANSFORMATIONS 2 | ' TRANSFORMATIONS 2 | ' TRANSFORMATIONS 2 | ' TRANSFORMATIONS 2 | ' TRANSFORMATIONS 2 | ' TRANSFORMATIONS 2
|  |  | Hydrogen | Hydrogen produced by nuclear connected electrolysis | Hydrogen produced (TWh) | WS1 | Nuclear Electrolysis |  |  |  | TWh | 0 | 0 | 0.02 | 0 | 8.16 | 24.65 | 0.02 | Electrolysis 3 | Hydrogen 1 | TRUE |  | Electrolysis 3 [0] Hydrogen 1 | Electrolysis 3 [0] Hydrogen 1 | Electrolysis 3 [0] Hydrogen 1 | Electrolysis 3 [0] Hydrogen 1 | Electrolysis 3 [8] Hydrogen 1 | Electrolysis 3 [25] Hydrogen 1 | Electrolysis 3 [0] Hydrogen 1 | Gas CCUS [67] Electricity 1 | Gas CCUS [14] Electricity 1 | Gas CCUS [60] Electricity 1 | Gas CCUS [22] Electricity 1 | Gas CCUS [31] Electricity 1 | Gas CCUS [42] Electricity 1 | Gas CCUS [119] Electricity 1
|  | Hydrogen elec generation | Hydrogen | Hydrogen demand | Demand (TWh) | WS1 | Power Generation |  |  |  | TWh | 0 | 5.59 | 0 | 20.55 | 30.7 | 81.78 | 6.36 | Hydrogen 1 | Hydrogen generation | TRUE |  | Hydrogen 1 [0] Hydrogen generation | Hydrogen 1 [6] Hydrogen generation | Hydrogen 1 [0] Hydrogen generation | Hydrogen 1 [21] Hydrogen generation | Hydrogen 1 [31] Hydrogen generation | Hydrogen 1 [82] Hydrogen generation | Hydrogen 1 [6] Hydrogen generation | Natural gas 2 [494] Natural gas 3 | Natural gas 2 [311] Natural gas 3 | Natural gas 2 [484] Natural gas 3 | Natural gas 2 [10] Natural gas 3 | Natural gas 2 [9] Natural gas 3 | Natural gas 2 [9] Natural gas 3 | Natural gas 2 [352] Natural gas 3
|  |  | Electricity | Electricity produced | Generation (TWh) | ES1 | Hydrogen | Hydrogen CHP |  |  | Generation (TWh) | 0 | 1.9954 | 0 | 5.8073 | 8.3436 | 25.2364 | 4.0324 | Hydrogen generation | Electricity 2 | TRUE |  | Hydrogen generation [0] Electricity 2 | Hydrogen generation [2] Electricity 2 | Hydrogen generation [0] Electricity 2 | Hydrogen generation [6] Electricity 2 | Hydrogen generation [8] Electricity 2 | Hydrogen generation [25] Electricity 2 | Hydrogen generation [4] Electricity 2 | Natural gas 2 [0] Methane reforming | Natural gas 2 [50] Methane reforming | Natural gas 2 [0] Methane reforming | Natural gas 2 [75] Methane reforming | Natural gas 2 [48] Methane reforming | Natural gas 2 [218] Methane reforming | Natural gas 2 [10] Methane reforming
|  | Gas elec generation | Gas | Gas demand | Demand (TWh) | ED3 | Total gas demand (gas NTS connected only) for electricity generation | LDZ connected peaking/flexible plants (estimated) |  |  | GWh | 177.6118 | 22.4379 | 110.4224 | 47.8806 | 65.2553 | 66.2551 | 238.8796 | Natural gas | Gas CCUS | TRUE |  | Natural gas [178] Gas CCUS | Natural gas [22] Gas CCUS | Natural gas [110] Gas CCUS | Natural gas [48] Gas CCUS | Natural gas [65] Gas CCUS | Natural gas [66] Gas CCUS | Natural gas [239] Gas CCUS
|  |  | Electricity | Electricity produced | Generation (TWh) | ES1 | Gas | CCS Gas |  |  | Generation (TWh) | 67.1242 | 13.5327 | 59.7134 | 22.0972 | 31.0833 | 41.5905 | 118.5243 | Gas CCUS | Electricity 1 | TRUE |  | Gas CCUS [67] Electricity 1 | Gas CCUS [14] Electricity 1 | Gas CCUS [60] Electricity 1 | Gas CCUS [22] Electricity 1 | Gas CCUS [31] Electricity 1 | Gas CCUS [42] Electricity 1 | Gas CCUS [119] Electricity 1 | ' ENERGY SOURCES | ' ENERGY SOURCES | ' ENERGY SOURCES | ' ENERGY SOURCES | ' ENERGY SOURCES | ' ENERGY SOURCES | ' ENERGY SOURCES
|  | Biomass/BECCS elec generation | Bioenergy | Bioresources demand | Demand (TWh) | WS1 | Power Generation |  |  | Waste | TWh | 84.5339 | 73.9895 | 1.2922 | 88.2963 | 111.3217 | 103.6213 | 37.791 | Bioresource | Biomass and BECCS | TRUE |  | Bioresource [85] Biomass and BECCS | Bioresource [74] Biomass and BECCS | Bioresource [1] Biomass and BECCS | Bioresource [88] Biomass and BECCS | Bioresource [111] Biomass and BECCS | Bioresource [104] Biomass and BECCS | Bioresource [38] Biomass and BECCS | Natural gas [487] Natural gas 2 | Natural gas [347] Natural gas 2 | Natural gas [475] Natural gas 2 | Natural gas [82] Natural gas 2 | Natural gas [57] Natural gas 2 | Natural gas [225] Natural gas 2 | Natural gas [347] Natural gas 2
|  |  | Electricity | Electricity produced | Generation (TWh) | ES1 | Biomass | CCS Biomass |  |  | Generation (TWh) | 30.1 | 22.9472 | 0.46341 | 26.5482 | 33.6385 | 30.6632 | 11.3395 | Biomass and BECCS | Electricity 1 | TRUE |  | Biomass and BECCS [30] Electricity 1 | Biomass and BECCS [23] Electricity 1 | Biomass and BECCS [0] Electricity 1 | Biomass and BECCS [27] Electricity 1 | Biomass and BECCS [34] Electricity 1 | Biomass and BECCS [31] Electricity 1 | Biomass and BECCS [11] Electricity 1 | Natural gas [178] Gas CCUS | Natural gas [22] Gas CCUS | Natural gas [110] Gas CCUS | Natural gas [48] Gas CCUS | Natural gas [65] Gas CCUS | Natural gas [66] Gas CCUS | Natural gas [239] Gas CCUS
|  | Other fossil fuel generation | Other fuels | Other thermal generation - coal, diesel, fuel oil | Demand (TWh) | [6 empty] | 3.9325 | 0.035305 | 4.0845 | 0 | 0 | 0 | 3.7773 | Other fuels | Other thermal | TRUE |  | Other fuels [4] Other thermal | Other fuels [0] Other thermal | Other fuels [4] Other thermal | Other fuels [0] Other thermal | Other fuels [0] Other thermal | Other fuels [0] Other thermal | Other fuels [4] Other thermal | Hydrogen import [0] Hydrogen 1 | Hydrogen import [0] Hydrogen 1 | Hydrogen import [0] Hydrogen 1 | Hydrogen import [0] Hydrogen 1 | Hydrogen import [0] Hydrogen 1 | Hydrogen import [0] Hydrogen 1 | Hydrogen import [0] Hydrogen 1
|  |  | Electricity | Electricity produced | Generation (TWh) | ES1 | Coal | Other Thermal |  |  | Generation (TWh) | 1.337 | 0.012004 | 1.3887 | 0 | 0 | 0 | 1.2843 | Other thermal | Electricity 1 | TRUE |  | Other thermal [1] Electricity 1 | Other thermal [0] Electricity 1 | Other thermal [1] Electricity 1 | Other thermal [0] Electricity 1 | Other thermal [0] Electricity 1 | Other thermal [0] Electricity 1 | Other thermal [1] Electricity 1 | Non-networked generation [0] Electrolysis 2 | Non-networked generation [1] Electrolysis 2 | Non-networked generation [0] Electrolysis 2 | Non-networked generation [7] Electrolysis 2 | Non-networked generation [1] Electrolysis 2 | Non-networked generation [9] Electrolysis 2 | Non-networked generation [0] Electrolysis 2
|  | Energy from waste generation | Bioenergy | Bioenergy - waste powergen | TWh | WS1 | Waste |  |  |  | TWh | 40.7788 | 21.864 | 29.1562 | 15.7624 | 16.6881 | 6.4726 | 15.5212 | Bioresource | Energy from waste | TRUE |  | Bioresource [41] Energy from waste | Bioresource [22] Energy from waste | Bioresource [29] Energy from waste | Bioresource [16] Energy from waste | Bioresource [17] Energy from waste | Bioresource [6] Energy from waste | Bioresource [16] Energy from waste | Nuclear [0] Electrolysis 3 | Nuclear [0] Electrolysis 3 | Nuclear [0] Electrolysis 3 | Nuclear [0] Electrolysis 3 | Nuclear [7] Electrolysis 3 | Nuclear [21] Electrolysis 3 | Nuclear [0] Electrolysis 3
|  |  | Other fuels | Non-biogenic waste for power | TWh | WS1 | [5 empty] | 40.7788 | 21.864 | 29.1562 | 15.7624 | 16.6881 | 6.4726 | 15.5212 | Other fuels | Energy from waste | TRUE |  | Other fuels [41] Energy from waste | Other fuels [22] Energy from waste | Other fuels [29] Energy from waste | Other fuels [16] Energy from waste | Other fuels [17] Energy from waste | Other fuels [6] Energy from waste | Other fuels [16] Energy from waste | Nuclear [42] Electricity 1 | Nuclear [33] Electricity 1 | Nuclear [33] Electricity 1 | Nuclear [96] Electricity 1 | Nuclear [144] Electricity 1 | Nuclear [55] Electricity 1 | Nuclear [85] Electricity 1
|  |  | Electricity | Electricity prouced from waste | Generation (TWh) | ES1 | Waste |  |  |  | Generation (TWh) | 13.816 | 10.0459 | 14.713 | 6.613 | 6.9482 | 4.3457 | 8.6094 | Energy from waste | Electricity 1 | TRUE |  | Energy from waste [14] Electricity 1 | Energy from waste [10] Electricity 1 | Energy from waste [15] Electricity 1 | Energy from waste [7] Electricity 1 | Energy from waste [7] Electricity 1 | Energy from waste [4] Electricity 1 | Energy from waste [9] Electricity 1 | Offshore wind [60] Electricity 1 | Offshore wind [349] Electricity 1 | Offshore wind [233] Electricity 1 | Offshore wind [398] Electricity 1 | Offshore wind [380] Electricity 1 | Offshore wind [368] Electricity 1 | Offshore wind [318] Electricity 1
|  |  | Electricity | Energy from waste adjustment | [16 empty] | FALSE | [8 empty] | Onshore wind [36] Electricity 1 | Onshore wind [80] Electricity 1 | Onshore wind [60] Electricity 1 | Onshore wind [104] Electricity 1 | Onshore wind [108] Electricity 1 | Onshore wind [80] Electricity 1 | Onshore wind [66] Electricity 1
|  | Green Gas | Bioenergy | Bioresource demand | Demand (TWh) | WS1 | Green Gas Blending |  |  |  | TWh | 7.3054 | 14.0365 | 9.8485 | 2.5312 | 0 | 2.0761 | 14.3065 | Bioresource | Natural gas 2 | TRUE |  | Bioresource [7] Natural gas 2 | Bioresource [14] Natural gas 2 | Bioresource [10] Natural gas 2 | Bioresource [3] Natural gas 2 | Bioresource [0] Natural gas 2 | Bioresource [2] Natural gas 2 | Bioresource [14] Natural gas 2 | Solar [16] Electricity 1 | Solar [75] Electricity 1 | Solar [31] Electricity 1 | Solar [116] Electricity 1 | Solar [92] Electricity 1 | Solar [77] Electricity 1 | Solar [47] Electricity 1
|  | Hydrogen blending | Hydrogen | Hydrogen for blending | Demand (TWh) | WS1 | Blending |  |  |  | TWh | 0 | 6.02 | 0.04 | 0 | 0 | 0 | 0 | Hydrogen 2 | Natural gas 3 | TRUE |  | Hydrogen 2 [0] Natural gas 3 | Hydrogen 2 [6] Natural gas 3 | Hydrogen 2 [0] Natural gas 3 | Hydrogen 2 [0] Natural gas 3 | Hydrogen 2 [0] Natural gas 3 | Hydrogen 2 [0] Natural gas 3 | Hydrogen 2 [0] Natural gas 3 | Other renewables [12] Electricity 1 | Other renewables [7] Electricity 1 | Other renewables [6] Electricity 1 | Other renewables [12] Electricity 1 | Other renewables [15] Electricity 1 | Other renewables [13] Electricity 1 | Other renewables [7] Electricity 1
| Losses | Network and storage losses | Gas | Natural gas shrinkage losses | Shrinkage Losses (TWh) | ED3 | Total (NTS+LDZ) gas shrinkage |  |  |  | GWh | 5.6679 | 2.8638 | 4.4093 | 0.5503 | 0.50921 | 1.1651 | 3.7613 | Natural gas 3 | Losses | TRUE |  | Natural gas 3 [6] Losses | Natural gas 3 [3] Losses | Natural gas 3 [4] Losses | Natural gas 3 [1] Losses | Natural gas 3 [1] Losses | Natural gas 3 [1] Losses | Natural gas 3 [4] Losses | Electricity import [21] Electricity 1 | Electricity import [24] Electricity 1 | Electricity import [17] Electricity 1 | Electricity import [50] Electricity 1 | Electricity import [35] Electricity 1 | Electricity import [49] Electricity 1 | Electricity import [12] Electricity 1
|  |  | Electricity | Electricity network losses (Tx and Dx) | TWh | ED1 | GBFES System Losses: Transmission | GBFES System Losses: Distribution |  |  | GWh | 21.42 | 26.944 | 24.54 | 36.99 | 40.834 | 35.25 | 37.312 | Electricity 2 | Losses | FALSE | [8 empty] | Bioresource [7] Natural gas 2 | Bioresource [14] Natural gas 2 | Bioresource [10] Natural gas 2 | Bioresource [3] Natural gas 2 | Bioresource [0] Natural gas 2 | Bioresource [2] Natural gas 2 | Bioresource [14] Natural gas 2
|  |  | Electricity | Other electricity losses (station load, pumping, flexibility conversion losses etc) | TWh |  | Demand Total (TWh) - Excluding Electrolysis, Post-DSR |  |  |  |  | 5.3373 | 7.2368 | 6.484 | 10.0282 | 11.0599 | 9.4467 | 9.6973 | Electricity 2 | Losses | FALSE | [8 empty] | Bioresource [0] Methane reforming | Bioresource [2] Methane reforming | Bioresource [0] Methane reforming | Bioresource [10] Methane reforming | Bioresource [0] Methane reforming | Bioresource [42] Methane reforming | Bioresource [0] Methane reforming
|  |  | Electricity | Electricity storage conversion losses | TWh | ES1 | [5 empty] | 0.22827 | 12.572 | 7.658 | 7.9965 | 6.053 | 2.9321 | 5.1905 | Electricity storage | Losses | TRUE |  | Electricity storage [0] Losses | Electricity storage [13] Losses | Electricity storage [8] Losses | Electricity storage [8] Losses | Electricity storage [6] Losses | Electricity storage [3] Losses | Electricity storage [5] Losses | Bioresource [85] Biomass and BECCS | Bioresource [74] Biomass and BECCS | Bioresource [1] Biomass and BECCS | Bioresource [88] Biomass and BECCS | Bioresource [111] Biomass and BECCS | Bioresource [104] Biomass and BECCS | Bioresource [38] Biomass and BECCS
|  |  | Hydrogen | Hydrogen Tx and Dx losses | TWh | WS1 | Transmission Losses |  |  |  | TWh | 0 | 0.19 | 0.02 | 1.48 | 1.66 | 1.98 | 0.09 | Hydrogen 2 | Losses | TRUE |  | Hydrogen 2 [0] Losses | Hydrogen 2 [0] Losses | Hydrogen 2 [0] Losses | Hydrogen 2 [1] Losses | Hydrogen 2 [2] Losses | Hydrogen 2 [2] Losses | Hydrogen 2 [0] Losses | Bioresource [41] Energy from waste | Bioresource [22] Energy from waste | Bioresource [29] Energy from waste | Bioresource [16] Energy from waste | Bioresource [17] Energy from waste | Bioresource [6] Energy from waste | Bioresource [16] Energy from waste
|  | Thermal generation losses | Gas | Gas and gas with CCUS generation losses | TWh | [6 empty] | 110.4876 | 8.9053 | 50.709 | 25.7833 | 34.172 | 24.6646 | 120.3553 | Gas CCUS | Losses | TRUE |  | Gas CCUS [110] Losses | Gas CCUS [9] Losses | Gas CCUS [51] Losses | Gas CCUS [26] Losses | Gas CCUS [34] Losses | Gas CCUS [25] Losses | Gas CCUS [120] Losses | Bioresource [37] Bioresource 2 | Bioresource [56] Bioresource 2 | Bioresource [45] Bioresource 2 | Bioresource [75] Bioresource 2 | Bioresource [76] Bioresource 2 | Bioresource [70] Bioresource 2 | Bioresource [23] Bioresource 2
|  |  | Bioresource | Biomass/BECCS generation losses | TWh | [6 empty] | 54.4339 | 51.0423 | 0.82882 | 61.7481 | 77.6832 | 72.9581 | 26.4515 | Biomass and BECCS | Losses | TRUE |  | Biomass and BECCS [54] Losses | Biomass and BECCS [51] Losses | Biomass and BECCS [1] Losses | Biomass and BECCS [62] Losses | Biomass and BECCS [78] Losses | Biomass and BECCS [73] Losses | Biomass and BECCS [26] Losses | Other fuels [41] Energy from waste | Other fuels [22] Energy from waste | Other fuels [29] Energy from waste | Other fuels [16] Energy from waste | Other fuels [17] Energy from waste | Other fuels [6] Energy from waste | Other fuels [16] Energy from waste
|  |  | Hydrogen | Hydrogen generation losses | TWh | [6 empty] | 0 | 3.5946 | 0 | 14.7427 | 22.3564 | 56.5436 | 2.3276 | Hydrogen generation | Losses | TRUE |  | Hydrogen generation [0] Losses | Hydrogen generation [4] Losses | Hydrogen generation [0] Losses | Hydrogen generation [15] Losses | Hydrogen generation [22] Losses | Hydrogen generation [57] Losses | Hydrogen generation [2] Losses | Other fuels [4] Other thermal | Other fuels [0] Other thermal | Other fuels [4] Other thermal | Other fuels [0] Other thermal | Other fuels [0] Other thermal | Other fuels [0] Other thermal | Other fuels [4] Other thermal
|  |  | Waste | Energy from waste losses | TWh | [5 empty] | TWh | 67.7416 | 33.682 | 43.5993 | 24.9118 | 26.428 | 8.5995 | 22.4331 | Energy from waste | Losses | TRUE |  | Energy from waste [68] Losses | Energy from waste [34] Losses | Energy from waste [44] Losses | Energy from waste [25] Losses | Energy from waste [26] Losses | Energy from waste [9] Losses | Energy from waste [22] Losses | Other fuels [640] Other fuels 2 | Other fuels [348] Other fuels 2 | Other fuels [421] Other fuels 2 | Other fuels [97] Other fuels 2 | Other fuels [97] Other fuels 2 | Other fuels [97] Other fuels 2 | Other fuels [192] Other fuels 2
|  |  | Other fuels | Other thermal generation losses | TWh | [6 empty] | 2.5954 | 0.023301 | 2.6958 | 0 | 0 | 0 | 2.493 | Other thermal | Losses | TRUE |  | Other thermal [3] Losses | Other thermal [0] Losses | Other thermal [3] Losses | Other thermal [0] Losses | Other thermal [0] Losses | Other thermal [0] Losses | Other thermal [2] Losses
|  | Hydrogen production losses | Electricity | Grid-connected electrolysis losses | TWh | [6 empty] | 0.01 | 4.8 | 1.7 | 17.11 | 14.82 | 23.56 | 4.96 | Electrolysis | Losses | TRUE |  | Electrolysis [0] Losses | Electrolysis [5] Losses | Electrolysis [2] Losses | Electrolysis [17] Losses | Electrolysis [15] Losses | Electrolysis [24] Losses | Electrolysis [5] Losses | ' TRANSFORMATION 3 | ' TRANSFORMATION 3 | ' TRANSFORMATION 3 | ' TRANSFORMATION 3 | ' TRANSFORMATION 3 | ' TRANSFORMATION 3 | ' TRANSFORMATION 3
|  |  | Electricity | Non-networked electrolysis losses | TWh | [6 empty] | 0 | 0.3 | 0 | 1.92 | -0.05 | 2.37 | 0 | Electrolysis 2 | Losses | TRUE |  | Electrolysis 2 [0] Losses | Electrolysis 2 [0] Losses | Electrolysis 2 [0] Losses | Electrolysis 2 [2] Losses | Electrolysis 2 [0] Losses | Electrolysis 2 [2] Losses | Electrolysis 2 [0] Losses | Hydrogen 2 [0] Natural gas 3 | Hydrogen 2 [6] Natural gas 3 | Hydrogen 2 [0] Natural gas 3 | Hydrogen 2 [0] Natural gas 3 | Hydrogen 2 [0] Natural gas 3 | Hydrogen 2 [0] Natural gas 3 | Hydrogen 2 [0] Natural gas 3
|  |  | Electricity | Nuclear electrolysis losses | TWh | [6 empty] | 0 | 0.05 | 0 | 0.15 | -1.06 | -3.21 | 0 | Electrolysis 3 | Losses | TRUE |  | Electrolysis 3 [0] Losses | Electrolysis 3 [0] Losses | Electrolysis 3 [0] Losses | Electrolysis 3 [0] Losses | Electrolysis 3 [-1] Losses | Electrolysis 3 [-3] Losses | Electrolysis 3 [0] Losses | Hydrogen 1 [0] Hydrogen storage | Hydrogen 1 [3] Hydrogen storage | Hydrogen 1 [2] Hydrogen storage | Hydrogen 1 [19] Hydrogen storage | Hydrogen 1 [14] Hydrogen storage | Hydrogen 1 [49] Hydrogen storage | Hydrogen 1 [2] Hydrogen storage
|  |  | Gas | Methane reformation losses | TWh | [6 empty] | 0 | 12.72 | -0.01 | 17.97 | 9.27 | 53.61 | 2.6656 | Methane reforming | Losses | TRUE |  | Methane reforming [0] Losses | Methane reforming [13] Losses | Methane reforming [0] Losses | Methane reforming [18] Losses | Methane reforming [9] Losses | Methane reforming [54] Losses | Methane reforming [3] Losses | Hydrogen storage [0] Hydrogen 2 | Hydrogen storage [3] Hydrogen 2 | Hydrogen storage [2] Hydrogen 2 | Hydrogen storage [19] Hydrogen 2 | Hydrogen storage [14] Hydrogen 2 | Hydrogen storage [49] Hydrogen 2 | Hydrogen storage [2] Hydrogen 2
| Energy curtailment |  | Electricity | Total energy curtailment | Generation (TWh) | ES1 |  |  |  |  | Curtailment including DACCS (TWh) | 0 | 58.37 | 28.89 | 12.61 | 30.64 | 0 | 31.32 | Electricity 1 | Curtailment | TRUE |  | Electricity 1 [0] Curtailment | Electricity 1 [58] Curtailment | Electricity 1 [29] Curtailment | Electricity 1 [13] Curtailment | Electricity 1 [31] Curtailment | Electricity 1 [0] Curtailment | Electricity 1 [31] Curtailment | Electricity 1 [0] Electrolysis | Electricity 1 [29] Electrolysis | Electricity 1 [6] Electrolysis | Electricity 1 [128] Electrolysis | Electricity 1 [109] Electrolysis | Electricity 1 [178] Electrolysis | Electricity 1 [22] Electrolysis
|  |  | Electricity | Offshore wind |  |  | Offshore wind |  |  |  | Curtailment (TWh) | 0 | 36.7086 | 12.5475 | 34.7027 | 40.4818 | 7.464 | 20.1333 | Offshore wind | Electricity 1 | FALSE | [8 empty] | Electricity 1 [1] Electricity storage | Electricity 1 [41] Electricity storage | Electricity 1 [26] Electricity storage | Electricity 1 [25] Electricity storage | Electricity 1 [18] Electricity storage | Electricity 1 [10] Electricity storage | Electricity 1 [17] Electricity storage
|  |  | Electricity | Onshore wind |  |  | Onshore wind |  |  |  | Curtailment (TWh) | 0.0045375 | 16.9464 | 14.1079 | 7.0181 | 9.4056 | 0.61625 | 10.6918 | Onshore wind | Electricity 1 | FALSE | [8 empty] | Biomass and BECCS [30] Electricity 1 | Biomass and BECCS [23] Electricity 1 | Biomass and BECCS [0] Electricity 1 | Biomass and BECCS [27] Electricity 1 | Biomass and BECCS [34] Electricity 1 | Biomass and BECCS [31] Electricity 1 | Biomass and BECCS [11] Electricity 1
|  |  | Electricity | Solar |  |  | Solar |  |  |  | Curtailment (TWh) | 0 | 4.7231 | 2.2266 | 1.1909 | 1.2371 | 0.077949 | 0.50615 | Solar | Electricity 1 | FALSE | [8 empty] | Energy from waste [14] Electricity 1 | Energy from waste [10] Electricity 1 | Energy from waste [15] Electricity 1 | Energy from waste [7] Electricity 1 | Energy from waste [7] Electricity 1 | Energy from waste [4] Electricity 1 | Energy from waste [9] Electricity 1
[30 empty] | Other thermal [1] Electricity 1 | Other thermal [0] Electricity 1 | Other thermal [1] Electricity 1 | Other thermal [0] Electricity 1 | Other thermal [0] Electricity 1 | Other thermal [0] Electricity 1 | Other thermal [1] Electricity 1
| Energy flow diagram transformation flows and combined flows | Transformation flows |  | Electricity Transformation | [7 empty] | 298.3468 | 485.8843 | 396.059 | 666.1518 | 686.6592 | 530.7858 | 604.7572 | Electricity 1 | Electricity 2 | TRUE |  | Electricity 1 [298] Electricity 2 | Electricity 1 [486] Electricity 2 | Electricity 1 [396] Electricity 2 | Electricity 1 [666] Electricity 2 | Electricity 1 [687] Electricity 2 | Electricity 1 [531] Electricity 2 | Electricity 1 [605] Electricity 2 | Electricity 1 [298] Electricity 2 | Electricity 1 [486] Electricity 2 | Electricity 1 [396] Electricity 2 | Electricity 1 [666] Electricity 2 | Electricity 1 [687] Electricity 2 | Electricity 1 [531] Electricity 2 | Electricity 1 [605] Electricity 2
|  |  |  | Natural gas transformation | [7 empty] | 494.4058 | 310.9585 | 484.3704 | 9.5562 | 9.0765 | 8.8987 | 351.562 | Natural gas 2 | Natural gas 3 | TRUE |  | Natural gas 2 [494] Natural gas 3 | Natural gas 2 [311] Natural gas 3 | Natural gas 2 [484] Natural gas 3 | Natural gas 2 [10] Natural gas 3 | Natural gas 2 [9] Natural gas 3 | Natural gas 2 [9] Natural gas 3 | Natural gas 2 [352] Natural gas 3 | Hydrogen 1 [0] Hydrogen 2 | Hydrogen 1 [55] Hydrogen 2 | Hydrogen 1 [2] Hydrogen 2 | Hydrogen 1 [143] Hydrogen 2 | Hydrogen 1 [97] Hydrogen 2 | Hydrogen 1 [262] Hydrogen 2 | Hydrogen 1 [16] Hydrogen 2
|  |  |  | Natural gas 2 transformation | [7 empty] | 487.1004 | 346.772 | 474.5219 | 81.915 | 56.5865 | 224.7226 | 347.4211 | Natural gas | Natural gas 2 | TRUE |  | Natural gas [487] Natural gas 2 | Natural gas [347] Natural gas 2 | Natural gas [475] Natural gas 2 | Natural gas [82] Natural gas 2 | Natural gas [57] Natural gas 2 | Natural gas [225] Natural gas 2 | Natural gas [347] Natural gas 2 | Hydrogen 1 [0] Hydrogen generation | Hydrogen 1 [6] Hydrogen generation | Hydrogen 1 [0] Hydrogen generation | Hydrogen 1 [21] Hydrogen generation | Hydrogen 1 [31] Hydrogen generation | Hydrogen 1 [82] Hydrogen generation | Hydrogen 1 [6] Hydrogen generation
|  |  |  | Hydrogen transformation | [7 empty] | 0.01 | 55.22 | 2.28 | 143.18 | 97.03 | 261.92 | 15.69 | Hydrogen 1 | Hydrogen 2 | TRUE |  | Hydrogen 1 [0] Hydrogen 2 | Hydrogen 1 [55] Hydrogen 2 | Hydrogen 1 [2] Hydrogen 2 | Hydrogen 1 [143] Hydrogen 2 | Hydrogen 1 [97] Hydrogen 2 | Hydrogen 1 [262] Hydrogen 2 | Hydrogen 1 [16] Hydrogen 2
|  |  |  | Bioresource transformation | [7 empty] | 37.4498 | 55.7885 | 45.3082 | 74.6727 | 76.4465 | 70.2463 | 22.8688 | Bioresource | Bioresource 2 | TRUE |  | Bioresource [37] Bioresource 2 | Bioresource [56] Bioresource 2 | Bioresource [45] Bioresource 2 | Bioresource [75] Bioresource 2 | Bioresource [76] Bioresource 2 | Bioresource [70] Bioresource 2 | Bioresource [23] Bioresource 2 | ' ENERGY SINKS 3 | ' ENERGY SINKS 3 | ' ENERGY SINKS 3 | ' ENERGY SINKS 3 | ' ENERGY SINKS 3 | ' ENERGY SINKS 3 | ' ENERGY SINKS 3
|  |  |  | Other fuels transformation | [7 empty] | 639.7701 | 347.7763 | 420.6417 | 97.4739 | 97.4867 | 97.4559 | 192.3382 | Other fuels | Other fuels 2 | TRUE |  | Other fuels [640] Other fuels 2 | Other fuels [348] Other fuels 2 | Other fuels [421] Other fuels 2 | Other fuels [97] Other fuels 2 | Other fuels [97] Other fuels 2 | Other fuels [97] Other fuels 2 | Other fuels [192] Other fuels 2 | Electricity 1 [0] Curtailment | Electricity 1 [58] Curtailment | Electricity 1 [29] Curtailment | Electricity 1 [13] Curtailment | Electricity 1 [31] Curtailment | Electricity 1 [0] Curtailment | Electricity 1 [31] Curtailment
[30 empty] | Biomass and BECCS [54] Losses | Biomass and BECCS [51] Losses | Biomass and BECCS [1] Losses | Biomass and BECCS [62] Losses | Biomass and BECCS [78] Losses | Biomass and BECCS [73] Losses | Biomass and BECCS [26] Losses
|  | Combined flows for diagrams |  | Total offshore wind generation | [7 empty] | 59.9219 | 349.3439 | 232.7472 | 398.2038 | 379.7763 | 368.2235 | 318.427 | Offshore wind | Electricity 1 | TRUE |  | Offshore wind [60] Electricity 1 | Offshore wind [349] Electricity 1 | Offshore wind [233] Electricity 1 | Offshore wind [398] Electricity 1 | Offshore wind [380] Electricity 1 | Offshore wind [368] Electricity 1 | Offshore wind [318] Electricity 1 | Energy from waste [68] Losses | Energy from waste [34] Losses | Energy from waste [44] Losses | Energy from waste [25] Losses | Energy from waste [26] Losses | Energy from waste [9] Losses | Energy from waste [22] Losses
|  |  |  | Total onshore wind generation | [7 empty] | 36.1087 | 80.4551 | 59.9901 | 103.524 | 107.936 | 80.3419 | 65.7219 | Onshore wind | Electricity 1 | TRUE |  | Onshore wind [36] Electricity 1 | Onshore wind [80] Electricity 1 | Onshore wind [60] Electricity 1 | Onshore wind [104] Electricity 1 | Onshore wind [108] Electricity 1 | Onshore wind [80] Electricity 1 | Onshore wind [66] Electricity 1 | Other thermal [3] Losses | Other thermal [0] Losses | Other thermal [3] Losses | Other thermal [0] Losses | Other thermal [0] Losses | Other thermal [0] Losses | Other thermal [2] Losses
|  |  |  | Total solar generation | [7 empty] | 15.6412 | 74.696 | 31.3181 | 115.7355 | 91.8535 | 76.5705 | 47.026 | Solar | Electricity 1 | TRUE |  | Solar [16] Electricity 1 | Solar [75] Electricity 1 | Solar [31] Electricity 1 | Solar [116] Electricity 1 | Solar [92] Electricity 1 | Solar [77] Electricity 1 | Solar [47] Electricity 1
|  |  |  | Total Electrolysis 1 in | [7 empty] | 0.02 | 29.17 | 5.97 | 127.52 | 109.41 | 178.24 | 21.51 | Electricity 1 | Electrolysis | TRUE |  | Electricity 1 [0] Electrolysis | Electricity 1 [29] Electrolysis | Electricity 1 [6] Electrolysis | Electricity 1 [128] Electrolysis | Electricity 1 [109] Electrolysis | Electricity 1 [178] Electrolysis | Electricity 1 [22] Electrolysis
|  |  |  | Total Electrolysis 1 Hydrogen out | [7 empty] | 0.01 | 24.37 | 4.27 | 110.41 | 94.59 | 154.68 | 16.55 | Electrolysis | Hydrogen 1 | TRUE |  | Electrolysis [0] Hydrogen 1 | Electrolysis [24] Hydrogen 1 | Electrolysis [4] Hydrogen 1 | Electrolysis [110] Hydrogen 1 | Electrolysis [95] Hydrogen 1 | Electrolysis [155] Hydrogen 1 | Electrolysis [17] Hydrogen 1
|  |  |  | Total Transport electricity demand | [7 empty] | 9.424 | 71.208 | 51.903 | 132.232 | 136.481 | 109.436 | 127.723 | Electricity 2 | Road and rail transport | TRUE |  | Electricity 2 [9] Road and rail transport | Electricity 2 [71] Road and rail transport | Electricity 2 [52] Road and rail transport | Electricity 2 [132] Road and rail transport | Electricity 2 [136] Road and rail transport | Electricity 2 [109] Road and rail transport | Electricity 2 [128] Road and rail transport
|  |  |  | Total transport hydrogen demand | [7 empty] | 0.011454 | 1.568 | 0.12214 | 5.8823 | 3.0654 | 51.8893 | 0.76949 | Hydrogen 2 | Road and rail transport | TRUE |  | Hydrogen 2 [0] Road and rail transport | Hydrogen 2 [2] Road and rail transport | Hydrogen 2 [0] Road and rail transport | Hydrogen 2 [6] Road and rail transport | Hydrogen 2 [3] Road and rail transport | Hydrogen 2 [52] Road and rail transport | Hydrogen 2 [1] Road and rail transport
|  |  |  | Electricity 2 losses | [7 empty] | 26.7573 | 34.1808 | 31.024 | 47.0182 | 51.8939 | 44.6967 | 47.0093 | Electricity 2 | Losses | TRUE |  | Electricity 2 [27] Losses | Electricity 2 [34] Losses | Electricity 2 [31] Losses | Electricity 2 [47] Losses | Electricity 2 [52] Losses | Electricity 2 [45] Losses | Electricity 2 [47] Losses
| Totals for energy supply categories |  |  | Total energy supply | [7 empty] | 1706.1238 | 1475.6034 | 1505.2692 | 1217.6751 | 1221.6524 | 1292.2323 | 1423.3435 |  |  | FALSE
|  |  |  | Natural gas | [7 empty] | 664.7121 | 369.2099 | 584.9442 | 129.7955 | 121.8418 | 290.9777 | 586.3008 |  |  | FALSE
|  |  |  | Hydrogen import | [7 empty] | 0 | 0 | 0 | 0 | 0 | 0 | 0 |  |  | FALSE
|  |  |  | Non-networked generation | [7 empty] | 0 | 1.18 | 0.01 | 7.23 | 0.7 | 9.18 | 0.01 |  |  | FALSE
|  |  |  | Nuclear | [7 empty] | 42.477 | 33.0408 | 33.4947 | 96.535 | 150.617 | 76.8066 | 84.7614 |  |  | FALSE
|  |  |  | Solar | [7 empty] | 15.6412 | 74.696 | 31.3181 | 115.7355 | 91.8535 | 76.5705 | 47.026 |  |  | FALSE
|  |  |  | Offshore wind | [7 empty] | 59.9219 | 349.3439 | 232.7472 | 398.2038 | 379.7763 | 368.2235 | 318.427 |  |  | FALSE
|  |  |  | Onshore wind | [7 empty] | 36.1087 | 80.4551 | 59.9901 | 103.524 | 107.936 | 80.3419 | 65.7219 |  |  | FALSE
|  |  |  | Other renewables | [7 empty] | 12.0614 | 7.19 | 6.1396 | 12.2909 | 15.0004 | 12.5102 | 7.3025 |  |  | FALSE
|  |  |  | Electricity import | [7 empty] | 20.6523 | 23.5835 | 17.1376 | 49.8914 | 35.296 | 48.9672 | 11.6698 |  |  | FALSE
|  |  |  | Bioresource | [7 empty] | 170.0679 | 167.2285 | 85.6051 | 191.2327 | 204.4563 | 224.7262 | 90.4875 |  |  | FALSE
|  |  |  | Other fuels | [7 empty] | 684.4814 | 369.6756 | 453.8825 | 113.2363 | 114.1748 | 103.9284 | 211.6367 |  |  | FALSE
| Total energy demand categories |  |  | Total energy demand, export and losses | [7 empty] | 1711.5745 | 1482.6374 | 1511.7773 | 1216.1345 | 1241.333 | 1306.4499 | 1431.9377 |  |  | FALSE
|  |  |  | I&C | [7 empty] | 391.6172 | 370.4291 | 396.4024 | 330.7757 | 323.7884 | 336.8534 | 393.6777 |  |  | FALSE
|  |  |  | Residential | [7 empty] | 419.6078 | 298.305 | 404.1118 | 151.4098 | 151.5145 | 219.0551 | 324.8148 |  |  | FALSE
|  |  |  | Road and rail transport | [7 empty] | 407.9012 | 258.5455 | 299.523 | 138.5883 | 140.033 | 162.9885 | 152.8606 |  |  | FALSE
|  |  |  | Electricity Export | [7 empty] | 14.5264 | 126.6338 | 69.716 | 107.735 | 107.8014 | 63.8443 | 108.5275 |  |  | FALSE
|  |  |  | Aviation & shipping | [7 empty] | 210 | 205.43 | 170.5 | 223.34 | 223.34 | 223.34 | 183 |  |  | FALSE
|  |  |  | Hydrogen export | [7 empty] | 0 | 0 | 0 | 0 | 0 | 0 | 0 |  |  | FALSE
|  |  |  | DACCS | [7 empty] | 0 | 0 | 0 | 30.2948 | 20.48 | 10.4989 | 0
|  |  |  | Curtailment | [7 empty] | 0 | 58.37 | 28.89 | 12.61 | 30.64 | 0 | 31.32 |  |  | FALSE
|  |  |  | Losses | [7 empty] | 267.922 | 164.924 | 142.6341 | 221.381 | 243.7357 | 289.8696 | 237.7371 |  |  | FALSE

## Key Comparisons
FES Key Comparison Chart
Return to: Main Menu
Return to: Chapter contents
Denotes UK Government Target & Ambitions
|  |  | 2023 | 2025 |  |  | 2030 |  |  |  | 2035 |  |  |  | 2040 |  |  |  | 2045 |  |  |  | 2050 |  |  |  | Maximum Potential by 2050 | Max potential scenario
| Emissions | Meets 2050 Net Zero target | 422 MtCO2e | [19 empty] | EE | HE | HT |  | Net Zero by 2050 | HT
|  | Meets 5th carbon budget |  |  |  |  | EE | HE | HT | CF
|  | Meets 6th carbon budget | [8 empty] | EE | HE | HT
| Electricity Generation | 50 GW of offshore wind | 15 GW | [6 empty] | HT | EE | HE |  | CF | [12 empty] | 101 GW | HT
|  | 5 GW floating offshore wind | 0 GW | [7 empty] | EE | HE | HT |  | CF | [11 empty] | 20 GW (19GW in EE and HE) | HT | EE | HE
|  | 70 GW of solar | 15 GW | [11 empty] | HT | [5 empty] | EE |  | CT |  |  | HE | 108 GW | HT
|  | No unabated natural gas-fired generation capacity (subject to security of supply) | 36 GW | [13 empty] | HT |  |  | ST |  | EE | CT |  |  | HE | HT reaches this target in 2036 | HT
|  | 24 GW nuclear generation capacity | 6.1 GW | [23 empty] | 22 GW | EE
| Hydrogen | 10 GW low carbon hydrogen production capacity in operation or construction | <1 GW |  |  |  |  | HE |  |  |  |  | HT |  | EE | [11 empty] | 75 GW | HE
|  | 5 GW hydrogen production from electrolysis | <1 GW | [8 empty] | HE | HT |  | EE | [11 empty] | 49 GW | HE
|  | 2 GW of low carbon hydrogen production capacity in operation or construction | <1 GW |  |  |  | EE | HE | HT |  |  |  |  | CF | [12 empty] | 75 GW | HE
| Natural gas | 40% reduction in gas consumption | [8 empty] | EE |  | HT |  |  | HE | [10 empty] | 85% reduction | EE
| Bioenergy | Biomass supply consistent with CCC Carbon Budget 6 - not directly modelled.
|  |  | 2023 | 2025 |  |  | 2030 |  |  |  | 2035 |  |  |  | 2040 |  |  |  | 2045 |  |  |  | 2050 |  |  |  | Maximum Potential by 2050 | Max potential scenario
| Transport | Sales of petrol, diesel and hybrid cars and vans banned | 1.6m petrol, diesel and hybrid cars and vans sold | [7 empty] | EE | HE | HT |  |  |  |  | CF | [8 empty] | 39m battery electric cars and vans | HE
|  | Zero tailpipe emissions for all new HGVs | <1% of HGVs sold | [11 empty] | EE | HE | HT |  |  |  |  | CF |  |  |  |  | Zero diesel HGVs still on the road | EE | HE | HT
| Heating | 600,000 heat pumps installed per year (by 2028) | Approximately 100,000 |  |  |  | EE | HE | HT | [8 empty] | CF | [8 empty] | 1.5m per year | EE
|  | 4 in 5 homes not using natural gas boiler as primary heat source | 1 in 5 | [15 empty] | EE | HE | HT | [5 empty] | 100% | EE | HE | HT
| Natural Gas | Gas grid connection for new homes ends | 80% | EE | HE | HT |  |  |  | CF | [16 empty] | 0% | EE | HE | HT
| Industry | Annual industrial hydrogen demand over 10 TWh | <0.5 TWh |  |  |  |  | HE | HT | [5 empty] | EE | [11 empty] | 78 TWh | HE
| Energy storage | 100 GWh of non-battery electrical storage | 2.75 GW / 28 GWh | [11 empty] | HT | [11 empty] | 118 GWh | HT
New |  | 30 GWh of battery electrical storage | 4.7 GW / 5.8 GWh |  |  |  | HT | EE | HE | [17 empty] | 65 GWh in HT | HT
nEW | Interconnectors | 18 GW capacity | 8.4 GW | [7 empty] | HT |  | EE | [13 empty] | 25 GW in HT | HT

## Key Stats
Key Statistics in 2030, 2035 and 2050
Return to: Main Menu
Return to: Chapter contents
|  | Five Year Forecast | Electric Engagement | Hydrogen Evolution | Holistic Transition | Counterfactual | Electric Engagement | Hydrogen Evolution | Holistic Transition | Counterfactual | Electric Engagement | Hydrogen Evolution | Holistic Transition | Counterfactual
Emissions |  | 2023 | 2030 |  |  |  | 2035 |  |  |  | 2050 |  |  |  | Emissions
|  |  | EE | HE | HT | CF | EE | HE | HT | CF | EE | HE | HT | CF
Annual average carbon intensity of electricity (g CO2/kWh) |  | 133.3502 | 73.1315 | 77.7111 | 41.4885 | 134.3463 | -10.6931 | -1.3679 | -17.4664 | 68.7332 | -35.9422 | -37.3033 | -28.3309 | 20.9215 | Annual average carbon intensity of electricity (g CO2/kWh)
Net annual emissions (MtCO2e) |  | 421.5048 | 308.9549 | 313.7381 | 296.5686 | 386.858 | 185.0947 | 190.9194 | 178.0316 | 329.3244 | -1.8773 | -0.92379 | -1.4305 | 203.6863 | Net annual emissions (MtCO2e)
Electricity |  | 2023 | 2030 |  |  |  | 2035 |  |  |  | 2050 |  |  |  | Electricity
|  |  | EE | HE | HT | CF | EE | HE | HT | CF | EE | HE | HT | CF
Annual demand (TWh) [1] |  | 284.609 | 327.803 | 332.099 | 333.629 | 311.374 | 424.998 | 422.101 | 419.435 | 350.855 | 700.394 | 671.312 | 667.219 | 532.548 | Annual demand (TWh) [1]
Electricity demand for heat (TWh) |  | 39.825 | 44.432 | 44.344 | 41.947 | 41.625 | 56.597 | 52.505 | 51.375 | 43.403 | 113.517 | 106.553 | 107.727 | 83.075 | Electricity demand for heat (TWh)
Peak demand (GW) [2] |  | 57.55 | 64.88 | 64.443 | 62.357 | 63.793 | 81.4 | 75.768 | 75.704 | 69.918 | 119.4 | 104.2 | 108.533 | 102.2 | Peak demand (GW) [2]
Total installed capacity (GW) [3] |  | 115.7493 | 205.4736 | 191.2518 | 218.6772 | 165.9448 | 263.7573 | 244.2753 | 289.4584 | 205.5903 | 386.0469 | 343.2597 | 411.3352 | 285.3535 | Total installed capacity (GW) [3]
Wind and solar capacity (GW) |  | 43.5476 | 105.5273 | 94.0891 | 121.4061 | 70.8801 | 156.2849 | 141.0128 | 189.3851 | 112.8351 | 225.0198 | 196.5221 | 248.5763 | 152.3661 | Wind and solar capacity (GW)
Interconnector capacity (GW) |  | 8.4 | 11.7 | 11.7 | 12.45 | 11.7 | 19 | 16.5 | 23.65 | 14.35 | 22.05 | 16.5 | 25.05 | 15.75 | Interconnector capacity (GW)
Total storage capacity (GW) [4] |  | 7.4287 | 29.315 | 26.3797 | 34.1772 | 22.4339 | 37.589 | 29.8826 | 48.3564 | 26.5134 | 66.2692 | 50.1283 | 83.3708 | 34.4301 | Total storage capacity (GW)
Total storage capacity (GWh) [5] |  | 33.8278 | 91.5465 | 85.8449 | 129.9188 | 63.3427 | 112.282 | 104.5589 | 171.6954 | 86.5039 | 258.2369 | 208.3263 | 268.8508 | 132.1863 | Total storage capacity (GWh)
Maximum Vehicle-to-Grid capacity (GW) [6] |  | 0 | 1.1154 | 0.060738 | 1.8722 | 0 | 9.7217 | 0.71675 | 17.8743 | 0.095302 | 39.9711 | 19.3887 | 64.956 | 8.3734 | Total vehicle-to-grid capacity (GW) [4]
Natural Gas |  | 2023 | 2030 |  |  |  | 2035 |  |  |  | 2050 |  |  |  | Natural Gas
|  |  | EE | HE | HT | CF | EE | HE | HT | CF | EE | HE | HT | CF
Annual demand (TWh) [7] |  | 872.3654 | 649 | 723.69 | 641.96 | 790.24 | 477.62 | 544.83 | 432.96 | 665.94 | 127.05 | 302.94 | 137.5 | 635.91 | Annual demand (TWh) [7]
1-in-20 peak demand (GWh/day) |  | 5082 | 4327.3396 | 4726.2133 | 4172.6264 | 5351.6989 | 3288.7305 | 3786.4924 | 2924.6651 | 4933.4026 | 1136.2407 | 1790.844 | 1022.8667 | 4592.7546 | 1-in-20 peak demand (GWh/day)
Residential demand (TWh) [8] |  | 292.3052 | 265.6248 | 287.5114 | 266.0781 | 307.3997 | 198.6869 | 215.0593 | 199.8458 | 291.4951 | 0 | 0 | 0 | 187.6607 | Residential demand (TWh)
Imports (TWh) |  | 493.6214 | 445.83 | 509.96 | 429.55 | 586.3 | 359.92 | 418.22 | 307.56 | 540.1 | 105.05 | 279.07 | 113.19 | 581.02 | Imports (TWh)
Hydrogen |  | 2023 | 2030 |  |  |  | 2035 |  |  |  | 2050 |  |  |  | Hydrogen
|  |  | EE | HE | HT | CF | EE | HE | HT | CF | EE | HE | HT | CF
Annual demand (TWh) |  | 0.02 | 5.74 | 35.82 | 31.55 | 1.32 | 38.26 | 134.12 | 63.51 | 4.3 | 138.39 | 392.75 | 182.29 | 24.07 | Annual demand (TWh)
Residential hydrogen demand for heat (TWh) |  | 0 | 0 | 0 | 0 | 0 | 0 | 11.883 | 0.14 | 0 | 0 | 76.61 | 14.751 | 0 | Residential hydrogen demand for heat (TWh)
CCS enabled hydrogen production (TWh) [9] |  | 0 | 4.35 | 41.86 | 25.69 | 0.01 | 24.79 | 81.52 | 37.62 | 0.01 | 38.24 | 177.16 | 59.95 | 7.5 | CCS enabled hydrogen production (TWh) [9]
Electrolytic hydrogen production (TWh) [10] |  | 0.02 | 4.96 | 14.11 | 12.09 | 1.29 | 15.85 | 45.89 | 25.25 | 4.28 | 95.34 | 161.49 | 115.72 | 16.56 | Electrolytic hydrogen production (TWh) [10]
Bioresources |  | 2023 | 2030 |  |  |  | 2035 |  |  |  | 2050 |  |  |  | Bioresources
|  |  | EE | HE | HT | CF | EE | HE | HT | CF | EE | HE | HT | CF
Bioresource demand (TWh) |  | 170.0904 | 138.6907 | 149.2303 | 150.6067 | 102.2421 | 162.9 | 176.1744 | 167.2285 | 85.6051 | 204.4563 | 224.7262 | 191.2327 | 90.4875 | Bioresource demand (TWh)
1 | Customer demand plus on-grid electrolysis meeting GB hydrogen demand only, plus losses, equivalent to GBFES System Demand Total in ED1 of data workbook
2 | Refer to data workbook for further information on winter average cold spell (ACS) peak demand.
3 | Includes all networked generation as well as total interconnector and storage capacity (including vehicle-to-grid available at winter peak).
4 | Includes vehicle-to-grid capacity available at winter peak
5 | Excludes vehicle-to-grid
6 | Less capacity will be available during peak 5-6pm due to vehicle usage.
7 | Includes shrinkage, exports, biomethane and natural gas for methane reformation.
8 | Residential demand made up of biomethane and natural gas
9 | CCS enabled hydrogen is created using natural gas as an input, with CCS
10 | Electrolytic hydrogen is created via electrolysis using zero carbon electricity (this figure does not include hydrogen produced directly from nuclear or bioenergy)

## Net Zero
Net Zero
Chapter Section | Subsection | Figure Title | Figure Number
Net Zero |  | NZ.01: Annual emissions by sector from 2019 to 2022 in relation to 1990 levels | NZ.01
|  | NZ.02: Accumulated emissions for carbon budget period | NZ.02
|  | NZ.03: Net greenhouse gas emissions and carbon budgets | NZ.03
|  | NZ.04: Breakdown of residential thermal demand savings in 2050 | NZ.04
|  | NZ.05: Power generation emissions out to 2050 | NZ.05
|  | NZ.06: Flexible power generation and emissions out to 2050 for Holistic Transition | NZ.06
|  | NZ.07: Estimated vehicle fuel consumption in the UK and associated emissions | NZ.07
|  | NZ.08 Carbon captured per year with CCS in 2050 | NZ.08
|  | NZ.09-12: Negative emissions by pathway | NZ.09-12
| Additional Graphs | NZ.A: Historical emissions by sector and trajectory | NZ.A
|  | NZ.B: Emissions projections by sector and pathway | NZ.B
|  | NZ.C: Non-FES sector emissions | NZ.C
|  | NZ.D: Clearing price and total allowances of the UK ETS since the first auction back in May 2021 | NZ.D
|  | NZ.E: Latest actual emissions vs. FES 2024 emissions | NZ.E
|  | NZ.F-I: Residential Emissions and heat technologies fuel consumption by pathway | NZ.F-I

## NZ.01
NZ.01: Annual emissions by sector from 2019 to 2022 in relation to 1990 levels
Return to: Main Menu
Return to: Chapter contents
NZ.01: Annual emissions by sector from 2019 to 2022 in relation to 1990 levels
| MtCO2e | 2019 | 2020 | 2021 | 2022 | 1990 | 2022 Reduction from 1990
| Electricity | 57.7311 | 49.7466 | 54.5521 | 54.8695 | 203.9939 | 149.1243
| Heat | 138.1593 | 134.8029 | 139.1024 | 125.1377 | 208.0403 | 82.9026
| Industrial Process | 10.4107 | 9.4803 | 10.3031 | 8.9319 | 41.9888 | 33.0569
| Aviation and Shipping | 54.6696 | 29.0086 | 28.8868 | 44.1125 | 40.1673 | -3.9452
| Road Transport and Rail | 113.2141 | 91.408 | 101.1023 | 102.2999 | 112.7416 | 10.4417
| Agriculture and LULUCF | 50.2543 | 48.7055 | 49.3677 | 48.4409 | 64.8471 | 16.4063
| F gases and Waste | 30.5523 | 28.1885 | 27.0265 | 26.3688 | 87.0961 | 60.7272
| Fuel Supply | 36.963 | 33.5526 | 30.9538 | 30.7788 | 77.1922 | 46.4134
Dashed boxes reflect 1990 emissions levels

## NZ.02
NZ.02: Accumulated emissions for carbon budget period
Return to: Main Menu
Return to: Chapter contents
|  | MtCO2e | CB4 Period | CB5 Period | CB6 Period
| NZ.02: Accumulated emissions for carbon budget period | Carbon Budget | 2163.4819 | 1923.4457 | 967.5501
|  | Holistic Transition Accumulated Emissions during Carbon Budget periods | 1980.7805 | 1487.7026 | 888.7875
|  | Electric Engagement Accumulated Emissions during Carbon Budget periods | 1983.6435 | 1530.9982 | 936.5224
|  | Hydrogen Evolution Accumulated Emissions during Carbon Budget periods | 1999.7095 | 1554.1188 | 960.966
Fourth Carbon Budget limit
Fifth Carbon Budget limit
Sixth Carbon Budget limit

## NZ.03
NZ.03: Net greenhouse gas emissions and carbon budgets
Return to: Main Menu
Return to: Chapter contents
| NZ.03: Net greenhouse gas emissions and carbon budgets | MtCO2e | 2021-01-01 | 2022-01-01 | 2023-01-01 | 2024-01-01 | 2025-01-01 | 2026-01-01 | 2027-01-01 | 2028-01-01 | 2029-01-01 | 2030-01-01 | 2031-01-01 | 2032-01-01 | 2033-01-01 | 2034-01-01 | 2035-01-01 | 2036-01-01 | 2037-01-01 | 2038-01-01 | 2039-01-01 | 2040-01-01 | 2041-01-01 | 2042-01-01 | 2043-01-01 | 2044-01-01 | 2045-01-01 | 2046-01-01 | 2047-01-01 | 2048-01-01 | 2049-01-01 | 2050-01-01
|  | Holistic Transition | 441.2947 | 440.94 | 420.7827 | 415.1915 | 396.1061 | 381.3148 | 367.3855 | 344.8921 | 324.7671 | 296.5686 | 273.7381 | 247.7368 | 220.5379 | 199.3037 | 178.0316 | 157.1962 | 133.7181 | 118.9823 | 105.5856 | 91.9322 | 78.5523 | 65.3032 | 52.4311 | 41.0437 | 31.2998 | 22.7823 | 14.7314 | 9.3853 | 4.1736 | -1.4305
|  | Electric Engagement | 441.2947 | 440.94 | 420.7507 | 415.1082 | 396.4547 | 382.8247 | 368.5051 | 350.0047 | 330.6239 | 308.9549 | 282.5587 | 258.856 | 232.7798 | 205.8842 | 185.0947 | 165.2988 | 147.465 | 128.1574 | 115.8261 | 91.7759 | 77.5906 | 66.2388 | 52.8499 | 40.9438 | 28.9436 | 21.3567 | 13.4352 | 8.4377 | 3.5804 | -1.8773
|  | Hydrogen Evolution | 441.2947 | 440.94 | 421.236 | 417.0011 | 402.4433 | 385.8983 | 373.1308 | 353.203 | 334.0056 | 313.7381 | 287.1141 | 266.058 | 245.8288 | 215.5523 | 190.9194 | 163.5749 | 145.0906 | 131.7119 | 117.6395 | 101.6454 | 83.5066 | 73.2722 | 61.3738 | 48.92 | 39.0831 | 30.4326 | 22.4229 | 16.1399 | 5.7377 | -0.92379
|  | Counterfactual | 441.2947 | 440.94 | 422.4976 | 430.5553 | 425.1665 | 419.4833 | 414.5675 | 403.1697 | 391.0409 | 386.858 | 374.4916 | 360.7854 | 352.2872 | 341.8736 | 329.3244 | 311.3914 | 305.0545 | 296.4278 | 286.5834 | 277.9747 | 270.0278 | 262.1414 | 252.2106 | 245.9797 | 237.9791 | 230.3928 | 224.1005 | 214.4036 | 207.8582 | 203.6863
|  | Five Year Forecast | 2021-01-01: 441.2947; 2022-01-01: 440.94; 2023-01-01: 421.5048; 2024-01-01: 422.4968; 2025-01-01: 408.6903; 2026-01-01: 394.0491; 2027-01-01: 381.1624; 2028-01-01: 362.4199; 2029-01-01: 345.2513
|  | CB4 | 2023-01-01: 390; 2024-01-01: 390; 2025-01-01: 390; 2026-01-01: 390; 2027-01-01: 390
|  | CB5 | 2028-01-01: 345; 2029-01-01: 345; 2030-01-01: 345; 2031-01-01: 345; 2032-01-01: 345
|  | CB6 | 2033-01-01: 193.51; 2034-01-01: 193.51; 2035-01-01: 193.51; 2036-01-01: 193.51; 2037-01-01: 193.51
|  | IAS Headroom | 2023-01-01: 42.6964; 2024-01-01: 42.6964; 2025-01-01: 42.6964; 2026-01-01: 42.6964; 2027-01-01: 42.6964
|  | IAS Headroom | 2028-01-01: 39.6891; 2029-01-01: 39.6891; 2030-01-01: 39.6891; 2031-01-01: 39.6891; 2032-01-01: 39.6891
Note: IAS stands for International Aviation and Shipping

## NZ.04
NZ.04: Breakdown of residential thermal demand savings in 2050
Return to: Main Menu
Return to: Chapter contents
| NZ.04: Breakdown of residential thermal demand savings in 2050 | Breakdown of thermal demand savings in 2050 from insulation improvements and consumer behavioural change
|  | TWh | 2050
|  |  | Holistic Transition | Electric Engagement | Hydrogen Evolution | Counterfactual
|  | Behaviour | 17.149 | 17.152 | 0 | 0
|  | Insulation | 86.023 | 85.974 | 88.656 | 49.701
Thermal demand savings are relative to 2020
In Holistic Transition and Electric Engagement it is assumed that 50% of price-related thermal demand savings continue long-term but for environmental reasons
In Hydrogen Evolution and the Counterfactual, no long-term behavioural change is assumed, as consumers return to pre energy crisis behaviour
|  | Data Table | ED3
|  | Sector | Residential
|  | Technology | Savings from Behaviour
|  | Technology 2 | Savings from Insulation

## NZ.05
NZ.05: Power generation emissions out to 2050
Return to: Main Menu
Return to: Chapter contents
NZ.05 Power generation emissions out to 2050
Carbon dioxide equivalent (Mt)
|  |  | 2021-01-01 | 2022-01-01 | 2023-01-01 | 2024-01-01 | 2025-01-01 | 2026-01-01 | 2027-01-01 | 2028-01-01 | 2029-01-01 | 2030-01-01 | 2031-01-01 | 2032-01-01 | 2033-01-01 | 2034-01-01 | 2035-01-01 | 2036-01-01 | 2037-01-01 | 2038-01-01 | 2039-01-01 | 2040-01-01 | 2041-01-01 | 2042-01-01 | 2043-01-01 | 2044-01-01 | 2045-01-01 | 2046-01-01 | 2047-01-01 | 2048-01-01 | 2049-01-01 | 2050-01-01
|  | Holistic Transition | 54.5521 | 54.8695 | 37.1524 | 38.1372 | 33.7485 | 33.1975 | 34.0062 | 31.0588 | 26.5576 | 16.8427 | 9.972 | 4.5011 | -2.6512 | -7.3915 | -9.6452 | -12.575 | -20.6329 | -20.483 | -20.4104 | -20.1128 | -19.95 | -20.3453 | -20.6272 | -20.5868 | -20.5451 | -20.3769 | -20.7195 | -20.9504 | -21.0411 | -21.4019
|  | Electric Engagement | 54.5521 | 54.8695 | 37.2231 | 38.1741 | 34.1567 | 34.6646 | 34.9896 | 35.4036 | 31.229 | 27.8263 | 17.4127 | 12.7781 | 5.6586 | -4.3912 | -5.6356 | -7.4638 | -9.2338 | -12.9587 | -11.5467 | -21.2605 | -21.9452 | -22.0279 | -23.6469 | -24.2942 | -27.4632 | -27.5436 | -28.0372 | -27.9832 | -28.1254 | -28.1278
|  | Hydrogen Evolution | 54.5521 | 54.8695 | 37.3086 | 39.305 | 35.4586 | 32.9451 | 34.5518 | 34.2435 | 30.3229 | 28.0133 | 17.3188 | 16.7918 | 16.7401 | 4.3143 | -0.66805 | -10.9123 | -13.9273 | -12.3285 | -12.8476 | -13.3844 | -17.321 | -15.4338 | -15.4505 | -16.623 | -16.4106 | -16.746 | -17.7522 | -18.8488 | -25.0288 | -26.7693
|  | Counterfactual | 54.5521 | 54.8695 | 37.3146 | 46.4281 | 44.2709 | 45.103 | 46.4575 | 46.002 | 40.7539 | 43.6965 | 38.8472 | 33.7503 | 33.9947 | 32.5301 | 29.0336 | 19.8396 | 22.3554 | 22.4846 | 21.539 | 21.5398 | 22.315 | 22.8059 | 20.1903 | 20.9922 | 20.074 | 18.6311 | 18.0446 | 13.9964 | 13.0958 | 13.4519
|  | Five Year Forecast | 54.5521 | 54.8695 | 37.2883 | 43.3532 | 38.5694 | 36.3123 | 36.0967 | 34.8373 | 31.1012 | 0 | 0 | 0 | 0 | 0 | 0 | 0 | 0 | 0 | 0 | 0 | 0 | 0 | 0 | 0 | 0 | 0 | 0 | 0 | 0 | 0

## NZ.06
NZ.06: Flexible power generation and emissions out to 2050 for Holistic Transition
Return to: Main Menu
Return to: Chapter contents
NZ.06: Flexible power generation and emissions out to 2050 for Holistic Transition
Porportion of Flexible Power Generation and Carbon dioxide equivalent (Mt CO2)
|  |  | 2023 | 2030 | 2035 | 2050
|  |  | HT | HT | HT | HT
|  | CCS Gas | 0 | 0 | 0.1702 | 0.49198
|  | Hydrogen | 0 | 0.0059652 | 0.045014 | 0.12929
|  | Storage | 0.0095124 | 0.43633 | 0.64971 | 0.37873
|  | Gas | 0.99049 | 0.5577 | 0.13507 | 0
|  | Emissions without BECCS | 37.15 | 16.84 | 2.88 | 0.29
|  | Emissions with BECCS | 37.1524 | 16.8427 | -9.6452 | -21.4019
Emissions without BECCS refer to the emissions from flexible power generation only
Emissions with BECCS refer to the emissions from the total supply mix, when negative emissions technologies are considered
Interconnectors do not contribute to emissions, as these are accounted outside UK.
Electricity storage includes battery storage, liquid air energy storage, compressed air energy storage and pumped hydro storage.
Generation (TWh)
|  |  | 2023 | 2030 | 2035 | 2050
|  |  | HT | HT | HT | HT
|  | CCS Gas | 0 | 0 | 7.545 | 22.0972
|  | Hydrogen | 0 | 0.34215 | 1.9954 | 5.8073
|  | Storage | 0.64464 | 25.0271 | 28.8009 | 17.0108
|  | Gas | 67.1242 | 31.9889 | 5.9877 | 0

## NZ.07
NZ.07: Estimated vehicle fuel consumption in the UK and associated emissions
Return to: Main Menu
Return to: Chapter contents
Figure NZ.07: Estimated vehicle fuel consumption in Great Britain and associated emissions in Holistic Transition
A proportion of the Petrol/Diesel demand will be met by Biofuels due to the blended fuel sold at forecourts under legislation
Note: Historic vehicle demands do not account for the reduced vehicle usage during Covid-19 pandemic, whereas historic emissions have accounted for this
Holistic Transition
|  | Data item | 2020-01-01 | 2021-01-01 | 2022-01-01 | 2023-01-01 | 2024-01-01 | 2025-01-01 | 2026-01-01 | 2027-01-01 | 2028-01-01 | 2029-01-01 | 2030-01-01 | 2031-01-01 | 2032-01-01 | 2033-01-01 | 2034-01-01 | 2035-01-01 | 2036-01-01 | 2037-01-01 | 2038-01-01 | 2039-01-01 | 2040-01-01 | 2041-01-01 | 2042-01-01 | 2043-01-01 | 2044-01-01 | 2045-01-01 | 2046-01-01 | 2047-01-01 | 2048-01-01 | 2049-01-01 | 2050-01-01
|  | Petrol/Diesel | 414.8549 | 413.4814 | 407.8917 | 397.4033 | 386.7772 | 375.4571 | 362.618 | 349.6216 | 335.3995 | 319.1366 | 301.1059 | 281.0722 | 258.6633 | 235.3928 | 210.3619 | 184.1162 | 159.0149 | 134.6382 | 110.798 | 88.2237 | 69.0454 | 52.8704 | 39.1297 | 27.1786 | 17.3897 | 11.838 | 7.368 | 3.9447 | 1.114 | 0.62768 | 0.47389
|  | Electricity | 1.305 | 2.199 | 3.199 | 4.591 | 6.371 | 8.559 | 11.257 | 14.483 | 18.336 | 22.838 | 28.231 | 34.395 | 41.278 | 48.676 | 56.31 | 64.311 | 71.911 | 79.807 | 87.648 | 95.466 | 102.129 | 107.697 | 112.397 | 116.416 | 119.624 | 121.305 | 122.554 | 123.415 | 123.848 | 122.86 | 121.582
|  | Hydrogen | 0.0031352 | 0.0081905 | 0.0084345 | 0.023972 | 0.042434 | 0.06371 | 0.088366 | 0.11684 | 0.14965 | 0.18732 | 0.23063 | 0.28027 | 0.33644 | 0.39676 | 0.46345 | 0.548 | 0.62849 | 0.7392 | 0.89328 | 1.1163 | 1.2996 | 1.4555 | 1.6359 | 1.8468 | 2.0981 | 2.4057 | 2.7743 | 3.2278 | 3.7487 | 4.1981 | 4.6923
|  | Natural Gas | 0.23299 | 0.31304 | 0.44859 | 0.50471 | 0.56592 | 0.6326 | 0.70533 | 0.78481 | 0.87163 | 0.96639 | 1.0697 | 1.1822 | 1.3041 | 1.4324 | 1.5697 | 1.6533 | 1.7446 | 1.8444 | 1.9534 | 1.8601 | 1.7598 | 1.6396 | 1.5108 | 1.3732 | 1.2169 | 1.0493 | 0.86526 | 0.65886 | 0.43641 | 0.2193 | 0.00012888
|  | Emissions | 89.9664 | 99.5343 | 100.7938 | 96.3155 | 92.498 | 88.5911 | 84.4123 | 81.0856 | 77.5027 | 73.4816 | 69.0886 | 64.2751 | 58.9709 | 53.7194 | 48.0726 | 42.1405 | 36.4697 | 30.9522 | 25.5417 | 20.3309 | 16.0023 | 12.2358 | 9.1516 | 6.4579 | 4.2346 | 2.9341 | 1.8747 | 1.0429 | 0.34285 | 0.1852 | 2.8606e-05
Figure NZ.07b Estimated vehicles fuel consumption in Great Britain and associated emissions in Electric Engagement
Electric Engagement
|  | Data item | 2020-01-01 | 2021-01-01 | 2022-01-01 | 2023-01-01 | 2024-01-01 | 2025-01-01 | 2026-01-01 | 2027-01-01 | 2028-01-01 | 2029-01-01 | 2030-01-01 | 2031-01-01 | 2032-01-01 | 2033-01-01 | 2034-01-01 | 2035-01-01 | 2036-01-01 | 2037-01-01 | 2038-01-01 | 2039-01-01 | 2040-01-01 | 2041-01-01 | 2042-01-01 | 2043-01-01 | 2044-01-01 | 2045-01-01 | 2046-01-01 | 2047-01-01 | 2048-01-01 | 2049-01-01 | 2050-01-01
|  | Petrol/Diesel | 414.8549 | 413.4814 | 407.8917 | 397.4288 | 386.8255 | 375.5371 | 362.7409 | 349.8012 | 335.6488 | 319.4658 | 301.5146 | 281.5351 | 259.1091 | 235.7289 | 210.4538 | 183.7799 | 158.0472 | 132.8038 | 107.9053 | 85.4519 | 66.3622 | 50.3498 | 36.8192 | 25.1517 | 15.5043 | 8.9028 | 4.5698 | 1.5255 | 0.92426 | 0.6732 | 0.48668
|  | Electricity | 1.305 | 2.199 | 3.199 | 4.591 | 6.349 | 8.524 | 11.203 | 14.405 | 18.23 | 22.702 | 28.068 | 34.215 | 41.113 | 48.572 | 56.329 | 64.57 | 72.505 | 80.834 | 89.196 | 97.177 | 104.014 | 109.751 | 114.642 | 118.866 | 122.375 | 124.807 | 126.463 | 127.716 | 127.596 | 127.382 | 127.145
|  | Hydrogen | 0.0031352 | 0.0081905 | 0.0084345 | 0.022741 | 0.039389 | 0.057717 | 0.078027 | 0.1004 | 0.12502 | 0.1519 | 0.1815 | 0.21371 | 0.24874 | 0.28511 | 0.32367 | 0.3717 | 0.41024 | 0.46376 | 0.5312 | 0.61604 | 0.69419 | 0.75272 | 0.8203 | 0.89986 | 0.9968 | 1.1191 | 1.2714 | 1.444 | 1.5756 | 1.717 | 1.8754
|  | Natural Gas | 0.23299 | 0.31304 | 0.44859 | 0.5405 | 0.64916 | 0.77703 | 0.92823 | 1.1066 | 1.3174 | 1.5659 | 1.8591 | 2.2049 | 2.6096 | 3.0669 | 3.5941 | 4.0696 | 4.6311 | 5.2914 | 6.0653 | 5.8716 | 5.6508 | 5.3836 | 5.0774 | 4.7263 | 4.3099 | 3.8292 | 3.267 | 2.6035 | 1.8337 | 0.97534 | 0
|  | Emissions | 89.9664 | 99.5343 | 100.7938 | 96.2113 | 92.3864 | 88.4728 | 84.2884 | 80.9582 | 77.3731 | 73.3508 | 68.9552 | 64.1319 | 58.7927 | 53.4845 | 47.7476 | 41.6945 | 35.857 | 30.1271 | 24.4627 | 19.349 | 14.9911 | 11.375 | 8.3344 | 5.7117 | 3.5402 | 2.04 | 1.0336 | 0.33543 | 0.20104 | 0.14643 | 0
Figure NZ.07c: Estimated number of vehicles fuel consumption in Great Britain and associated emissions in Hydrogen Evolution
Hydrogen Evolution
|  | Data item | 2020-01-01 | 2021-01-01 | 2022-01-01 | 2023-01-01 | 2024-01-01 | 2025-01-01 | 2026-01-01 | 2027-01-01 | 2028-01-01 | 2029-01-01 | 2030-01-01 | 2031-01-01 | 2032-01-01 | 2033-01-01 | 2034-01-01 | 2035-01-01 | 2036-01-01 | 2037-01-01 | 2038-01-01 | 2039-01-01 | 2040-01-01 | 2041-01-01 | 2042-01-01 | 2043-01-01 | 2044-01-01 | 2045-01-01 | 2046-01-01 | 2047-01-01 | 2048-01-01 | 2049-01-01 | 2050-01-01
|  | Petrol/Diesel | 414.8549 | 413.4814 | 407.8917 | 397.1465 | 386.516 | 375.1927 | 362.3309 | 349.3467 | 335.1803 | 319.0338 | 301.123 | 281.2347 | 259.0116 | 235.9199 | 211.0814 | 185.0417 | 160.2723 | 136.2497 | 112.6058 | 90.4856 | 71.487 | 55.5972 | 42.1024 | 30.3693 | 20.5634 | 12.325 | 6.4563 | 3.3253 | 0.8111 | 0.60188 | 0.45587
|  | Electricity | 1.305 | 2.199 | 3.199 | 4.591 | 6.347 | 8.463 | 11.104 | 14.243 | 17.966 | 22.28 | 27.436 | 33.284 | 39.752 | 46.657 | 53.667 | 61.013 | 67.723 | 74.366 | 80.57 | 86.004 | 90.399 | 93.76 | 96.367 | 98.416 | 99.895 | 100.974 | 101.447 | 101.351 | 101.234 | 101.088 | 100.934
|  | Hydrogen | 0.0031352 | 0.0081905 | 0.0084345 | 0.024839 | 0.047532 | 0.078276 | 0.12029 | 0.17826 | 0.25888 | 0.37172 | 0.53077 | 0.75664 | 1.0778 | 1.5322 | 2.181 | 3.1278 | 4.4429 | 6.3186 | 8.9329 | 12.4309 | 16.8136 | 21.1054 | 25.3644 | 29.576 | 33.7146 | 37.7383 | 41.5438 | 45.1207 | 48.3428 | 49.4462 | 50.6993
|  | Natural Gas | 0.23299 | 0.31304 | 0.44859 | 0.60736 | 0.79575 | 1.0201 | 1.2884 | 1.6106 | 1.9981 | 2.4659 | 3.0315 | 3.7161 | 4.5252 | 5.3975 | 6.3613 | 6.9838 | 7.6959 | 8.508 | 9.4292 | 10.4509 | 10.1062 | 9.6539 | 9.1423 | 8.5677 | 7.8832 | 7.1055 | 6.2078 | 5.158 | 3.9461 | 2.6403 | 1.2073
|  | Emissions | 89.9664 | 99.5343 | 100.7938 | 96.2771 | 92.4879 | 88.6165 | 84.4772 | 81.2085 | 77.7067 | 73.7975 | 69.5383 | 64.8902 | 59.7801 | 54.7359 | 49.3189 | 43.5573 | 38.1043 | 32.8367 | 27.6778 | 22.878 | 18.4855 | 14.7761 | 11.5877 | 8.7397 | 6.3917 | 4.37 | 2.8513 | 1.8992 | 1.0523 | 0.71695 | 0.26798
Figure NZ.07d Estimated number of vehicles fuel consumption in Great Britain and associated emissions in the Counterfactual
Counterfactual
|  | Data item | 2020-01-01 | 2021-01-01 | 2022-01-01 | 2023-01-01 | 2024-01-01 | 2025-01-01 | 2026-01-01 | 2027-01-01 | 2028-01-01 | 2029-01-01 | 2030-01-01 | 2031-01-01 | 2032-01-01 | 2033-01-01 | 2034-01-01 | 2035-01-01 | 2036-01-01 | 2037-01-01 | 2038-01-01 | 2039-01-01 | 2040-01-01 | 2041-01-01 | 2042-01-01 | 2043-01-01 | 2044-01-01 | 2045-01-01 | 2046-01-01 | 2047-01-01 | 2048-01-01 | 2049-01-01 | 2050-01-01
|  | Petrol/Diesel | 414.8549 | 413.4814 | 407.8917 | 397.8521 | 388.1794 | 378.1875 | 367.1079 | 356.4446 | 345.2337 | 332.7524 | 320.0458 | 306.3827 | 291.0646 | 274.9951 | 257.7543 | 239.0472 | 218.3993 | 197.0304 | 175.1139 | 153.7562 | 132.0706 | 110.8428 | 92.2899 | 75.267 | 59.659 | 45.7633 | 36.5209 | 29.4095 | 22.8704 | 16.929 | 11.6049
|  | Electricity | 1.305 | 2.199 | 3.199 | 4.591 | 5.878 | 7.61 | 9.734 | 12.195 | 15.061 | 18.315 | 21.983 | 26.059 | 30.569 | 35.518 | 40.831 | 46.442 | 52.787 | 59.503 | 66.297 | 73.006 | 79.503 | 85.832 | 91.515 | 96.823 | 101.766 | 106.868 | 110.44 | 113.364 | 116.151 | 118.821 | 121.383
|  | Hydrogen | 0.0031352 | 0.0081905 | 0.0084345 | 0.011454 | 0.01537 | 0.01982 | 0.025023 | 0.031079 | 0.038088 | 0.046143 | 0.055337 | 0.065651 | 0.077395 | 0.090652 | 0.1055 | 0.12214 | 0.14085 | 0.1617 | 0.18497 | 0.21084 | 0.23966 | 0.27181 | 0.30754 | 0.34709 | 0.3909 | 0.43941 | 0.49302 | 0.55235 | 0.6178 | 0.68996 | 0.76949
|  | Natural Gas | 0.23299 | 0.31304 | 0.44859 | 0.61364 | 0.80953 | 1.0426 | 1.3211 | 1.6554 | 2.0581 | 2.5448 | 3.1339 | 3.848 | 4.7151 | 5.764 | 7.0271 | 8.4506 | 9.9957 | 11.6874 | 13.5438 | 15.5755 | 16.3656 | 17.238 | 18.1935 | 19.231 | 20.1382 | 19.3088 | 18.3617 | 17.2648 | 15.9893 | 14.4986 | 12.7632
|  | Emissions | 89.9664 | 99.5343 | 100.7938 | 96.4499 | 92.8893 | 89.3286 | 85.5965 | 82.8639 | 80.0413 | 76.9703 | 73.8933 | 70.6515 | 67.097 | 63.6803 | 60.045 | 56.1131 | 51.7734 | 47.3017 | 42.7424 | 38.3457 | 33.6058 | 28.9892 | 24.9962 | 21.367 | 18.0283 | 14.6934 | 12.3848 | 10.5162 | 8.7409 | 7.0563 | 5.4594

## NZ.08
NZ.08 Carbon captured per year with CCS in 2050
Return to: Main Menu
Return to: Chapter contents
| NZ.08: Carbon captured per year with CCS in 2050 | 2050 Carbon captured (MtCO2)
|  | MtCO2 | Holistic Transition | Electric Engagement | Hydrogen Evolution
|  | Power Gas CCS | 9.2433 | 12.7919 | 12.9329
|  | Power BECCS | 25.7589 | 32.6566 | 30.5262
|  | Industrial Heat CCS | 1.5296 | 1.4874 | 1.1428
|  | Industrial Process CCS | 6.2172 | 6.2172 | 6.2172
|  | Gas for H2 CCS | 9.2802 | 5.7705 | 28.1551
|  | H2 BECCS | 1.6431 | 0 | 6.9695
|  | BECCS for Biofuel | 8.3076 | 8.3076 | 8.3076
|  | DACCS | 15.1474 | 10.24 | 5.2495
|  | Total | 77.1274 | 77.4712 | 99.5007
| NZ.08b Carbon captured per year by pathway | Carbon captured per year by pathway (MtCO2)
|  | Total Captured Carbon (MtCO2) | 2020 | 2021 | 2022 | 2023 | 2024 | 2025 | 2026 | 2027 | 2028 | 2029 | 2030 | 2031 | 2032 | 2033 | 2034 | 2035 | 2036 | 2037 | 2038 | 2039 | 2040 | 2041 | 2042 | 2043 | 2044 | 2045 | 2046 | 2047 | 2048 | 2049 | 2050
|  | Holistic Transition | 0 | 0 | 0 | 0 | 0 | 0 | 0 | 0 | 0 | 0 | 12.1384 | 17.4217 | 25.4485 | 35.1753 | 37.9422 | 41.6067 | 45.8704 | 53.1685 | 54.8045 | 54.7591 | 57.3938 | 60.5122 | 61.7837 | 64.7188 | 65.5525 | 68.8765 | 71.0909 | 75.2058 | 76.2846 | 76.8989 | 77.1274
|  | Electric Engagement | 0 | 0 | 0 | 0 | 0 | 0 | 0 | 0 | 0 | 0 | 4.3211 | 10.1796 | 17.3963 | 28.9977 | 38.6777 | 44.5558 | 45.076 | 47.2409 | 53.5438 | 55.3713 | 67.2527 | 67.5855 | 67.3645 | 69.67 | 70.9826 | 74.5608 | 73.9204 | 75.7086 | 76.9627 | 76.6596 | 77.4712
|  | Hydrogen Evolution | 0 | 0 | 0 | 0 | 0 | 0 | 0 | 0 | 0 | 0 | 10.3077 | 15.8493 | 21.5486 | 26.5763 | 35.8245 | 47.1074 | 62.0724 | 69.1343 | 72.2316 | 72.8391 | 76.2335 | 81.4484 | 82.9229 | 87.2602 | 88.6916 | 90.9189 | 93.2118 | 93.7019 | 94.5821 | 100.2175 | 99.5007
Assumption for Industrial Process CCS : 70% of the 2050 CCC M&C emissions captured through CCS are attributed to industrial process, this 70% is applied across all years (only 2050 % is available)

## NZ.09-12
NZ.09-12: Negative emissions by pathway
Return to: Main Menu
Return to: Chapter contents
Holistic Transition
NZ.09: Holistic Transition negative emissions with land use, land-use change and forestry (left) and without (right) | Carbon dioxide equivalent (Mt)
|  | 2020 | 2021 | 2022 | 2023 | 2024 | 2025 | 2026 | 2027 | 2028 | 2029 | 2030 | 2031 | 2032 | 2033 | 2034 | 2035 | 2036 | 2037 | 2038 | 2039 | 2040 | 2041 | 2042 | 2043 | 2044 | 2045 | 2046 | 2047 | 2048 | 2049 | 2050
| Power Sector BECCS | 0 | 0 | 0 | 0 | 0 | 0 | 0 | 0 | 0 | 0 | 4.5303 | 8.9702 | 13.5351 | 18.1824 | 18.174 | 17.9794 | 18.105 | 25.2054 | 25.5463 | 25.7188 | 25.5944 | 25.5449 | 25.5661 | 25.7088 | 25.5378 | 25.631 | 25.2677 | 25.6451 | 25.7259 | 25.5596 | 25.7589
| BECCS Enabled Hydrogen | 0 | 0 | 0 | 0 | 0 | 0 | 0 | 0 | 0 | 0 | 0.18431 | 0.18905 | 0.1876 | 0.18336 | 0.18911 | 0.25068 | 1.029 | 1.0975 | 1.1661 | 1.1159 | 1.1191 | 1.136 | 1.428 | 1.4904 | 1.4948 | 1.6431 | 1.6383 | 1.6431 | 1.6431 | 1.6431 | 1.6431
| BECCS for biofuels | 0 | 0 | 0 | 0 | 0 | 0 | 0 | 0 | 0 | 0 | 0.16477 | 0.28027 | 0.40472 | 1.0975 | 1.8017 | 2.5212 | 3.2348 | 3.9711 | 4.7298 | 5.5073 | 6.2658 | 6.4626 | 6.661 | 6.8611 | 7.0628 | 7.2662 | 7.4712 | 7.6778 | 7.8861 | 8.0961 | 8.3076
| DACCS | 0 | 0 | 0 | 0 | 0 | 0 | 0 | 0 | 0 | 0 | 0 | 0 | 0 | 0 | 0 | 0 | 0 | 0 | 0 | 0 | 0.3282 | 1.2546 | 3.2435 | 5.4298 | 6.9787 | 8.5606 | 10.0818 | 11.3852 | 12.2355 | 13.769 | 15.1474
| LULUCF | 0 | 0 | 0 | 0 | 0.53687 | 1.8317 | 3.1264 | 4.4212 | 6.5774 | 7.1917 | 7.8924 | 8.5881 | 9.2822 | 9.9749 | 10.6662 | 11.3562 | 11.9861 | 12.6148 | 13.2423 | 13.8688 | 14.5136 | 15.1541 | 15.7928 | 16.4299 | 17.0655 | 17.6996 | 18.2536 | 18.8062 | 19.3575 | 19.9077 | 20.7515
NZ.10 Electric Engagement negative emissions with land use, land-use change and forestry (left) and without (right)
Electric Engagement
Carbon dioxide equivalent (Mt)
|  | 2020 | 2021 | 2022 | 2023 | 2024 | 2025 | 2026 | 2027 | 2028 | 2029 | 2030 | 2031 | 2032 | 2033 | 2034 | 2035 | 2036 | 2037 | 2038 | 2039 | 2040 | 2041 | 2042 | 2043 | 2044 | 2045 | 2046 | 2047 | 2048 | 2049 | 2050
| Power Sector BECCS | 0 | 0 | 0 | 0 | 0 | 0 | 0 | 0 | 0 | 0 | 0 | 4.5468 | 9.0994 | 13.4554 | 18.1794 | 18.1617 | 17.9883 | 18.1068 | 21.391 | 21.0035 | 29.964 | 29.7457 | 29.543 | 29.4895 | 29.8385 | 32.7492 | 32.8953 | 33.1098 | 33.0265 | 32.7977 | 32.6566
| BECCS Enabled Hydrogen | 0 | 0 | 0 | 0 | 0 | 0 | 0 | 0 | 0 | 0 | 0 | 0 | 0 | 0 | 0 | 0 | 0 | 0 | 0 | 0 | 0 | 0 | 0 | 0 | 0 | 0 | 0 | 0 | 0 | 0 | 0
| BECCS for biofuels | 0 | 0 | 0 | 0 | 0 | 0 | 0 | 0 | 0 | 0 | 0.16477 | 0.28027 | 0.40472 | 1.0975 | 1.8017 | 2.5212 | 3.2348 | 3.9711 | 4.7298 | 5.5073 | 6.2658 | 6.4626 | 6.661 | 6.8611 | 7.0628 | 7.2662 | 7.4712 | 7.6778 | 7.8861 | 8.0961 | 8.3076
| DACCS | 0 | 0 | 0 | 0 | 0 | 0 | 0 | 0 | 0 | 0 | 0 | 0 | 0 | 0 | 0 | 0 | 0 | 0 | 0 | 0 | 0.29 | 1.03 | 1.47 | 2.86 | 4.25 | 4.82 | 5.21 | 6.38 | 7.59 | 8.76 | 10.24
| LULUCF | 0 | 0 | 0 | 0 | 0.53687 | 1.8317 | 3.1264 | 4.4212 | 6.5774 | 7.1917 | 7.8924 | 8.5881 | 9.2822 | 9.9749 | 10.6662 | 11.3562 | 11.9861 | 12.6148 | 13.2423 | 13.8688 | 14.5136 | 15.1541 | 15.7928 | 16.4299 | 17.0655 | 17.6996 | 18.2536 | 18.8062 | 19.3575 | 19.9077 | 20.7515
NZ.11 Hydrogen Evolution negative emissions with land use, land-use change and forestry (left) and without (right)
Hydrogen Evolution
Carbon dioxide equivalent (Mt)
|  | 2020 | 2021 | 2022 | 2023 | 2024 | 2025 | 2026 | 2027 | 2028 | 2029 | 2030 | 2031 | 2032 | 2033 | 2034 | 2035 | 2036 | 2037 | 2038 | 2039 | 2040 | 2041 | 2042 | 2043 | 2044 | 2045 | 2046 | 2047 | 2048 | 2049 | 2050
| Power Sector BECCS | 0 | 0 | 0 | 0 | 0 | 0 | 0 | 0 | 0 | 0 | 0 | 4.5555 | 4.5966 | 4.5152 | 8.9879 | 13.558 | 22.4604 | 25.2979 | 25.0411 | 25.3258 | 25.383 | 27.1376 | 26.171 | 26.5601 | 27.0995 | 27.4627 | 27.6947 | 27.9753 | 28.0997 | 29.5377 | 30.5262
| BECCS Enabled Hydrogen | 0 | 0 | 0 | 0 | 0 | 0 | 0 | 0 | 0 | 0 | 0.21919 | 0.22238 | 0.2255 | 0.22484 | 1.8965 | 3.1142 | 3.3218 | 3.5295 | 3.7371 | 3.9447 | 4.9828 | 5.8132 | 6.4577 | 6.8513 | 6.8513 | 6.9695 | 6.9494 | 6.9635 | 6.9695 | 6.9695 | 6.9695
| BECCS for biofuels | 0 | 0 | 0 | 0 | 0 | 0 | 0 | 0 | 0 | 0 | 0.16477 | 0.28027 | 0.40472 | 1.0975 | 1.8017 | 2.5212 | 3.2348 | 3.9711 | 4.7298 | 5.5073 | 6.2658 | 6.4626 | 6.661 | 6.8611 | 7.0628 | 7.2662 | 7.4712 | 7.6778 | 7.8861 | 8.0961 | 8.3076
| DACCS | 0 | 0 | 0 | 0 | 0 | 0 | 0 | 0 | 0 | 0 | 0 | 0 | 0 | 0 | 0 | 0 | 0 | 0 | 0 | 0 | 0.2246 | 0.73187 | 1.1135 | 1.8048 | 2.6554 | 3.1332 | 3.6095 | 3.9194 | 4.4915 | 4.7347 | 5.2495
| LULUCF | 0 | 0 | 0 | 0 | 0.53687 | 1.8317 | 3.1264 | 4.4212 | 6.5774 | 7.1917 | 7.8924 | 8.5881 | 9.2822 | 9.9749 | 10.6662 | 11.3562 | 11.9861 | 12.6148 | 13.2423 | 13.8688 | 14.5136 | 15.1541 | 15.7928 | 16.4299 | 17.0655 | 17.6996 | 18.2536 | 18.8062 | 19.3575 | 19.9077 | 20.7515
NZ.12 Counterfactual negative emissions with land use, land-use change and forestry (left) and without (right) | Counterfactual
Carbon dioxide equivalent (Mt)
|  | 2020 | 2021 | 2022 | 2023 | 2024 | 2025 | 2026 | 2027 | 2028 | 2029 | 2030 | 2031 | 2032 | 2033 | 2034 | 2035 | 2036 | 2037 | 2038 | 2039 | 2040 | 2041 | 2042 | 2043 | 2044 | 2045 | 2046 | 2047 | 2048 | 2049 | 2050
| Power Sector BECCS | 0 | 0 | 0 | 0 | 0 | 0 | 0 | 0 | 0 | 0 | 0 | 0 | 0 | 0 | 0 | 0 | 7.497 | 7.8395 | 7.9704 | 7.7308 | 7.5027 | 7.093 | 7.1454 | 8.1732 | 7.4009 | 8.2719 | 8.4823 | 8.1733 | 12.2665 | 10.8015 | 11.1329
| BECCS Enabled Hydrogen | 0 | 0 | 0 | 0 | 0 | 0 | 0 | 0 | 0 | 0 | 0 | 0 | 0 | 0 | 0 | 0 | 0 | 0 | 0 | 0 | 0 | 0 | 0 | 0 | 0 | 0 | 0 | 0 | 0 | 0 | 0
| BECCS for biofuels | 0 | 0 | 0 | 0 | 0 | 0 | 0 | 0 | 0 | 0 | 0 | 0 | 0 | 0 | 0 | 0 | 0 | 0 | 0 | 0 | 0 | 0 | 0 | 0 | 0 | 0 | 0 | 0 | 0 | 0 | 0
| DACCS | 0 | 0 | 0 | 0 | 0 | 0 | 0 | 0 | 0 | 0 | 0 | 0 | 0 | 0 | 0 | 0 | 0 | 0 | 0 | 0 | 0 | 0 | 0 | 0 | 0 | 0 | 0 | 0 | 0 | 0 | 0
| LULUCF | 0 | 0 | 0 | 0 | 0 | 0 | 0 | 0 | 0 | 0 | 0 | 0 | 0 | 0 | 0 | 0 | 0 | 0 | 0 | 0 | 0 | 0 | 0 | 0 | 0 | 0 | 0 | 0 | 0 | 0 | 0
NZ.09b Negative Emissions from BECCS by 2050 | 2050 Carbon dioxide equivalent (Mt)
|  |  | Holistic Transition | Electric Engagement | Hydrogen Evolution
| BECCS Enabled Hydrogen | 2021: 1.6431; 2022: 0; 2023: 6.9695
| BECCS for Power Generation | 2021: 25.7589; 2022: 32.6566; 2023: 30.5262
| BECCS for Biofuel | 2021: 8.3076; 2022: 8.3076; 2023: 8.3076

## NZ.A
NZ.A: Historical emissions by sector and trajectory
Return to: Main Menu
Return to: Chapter contents
| NZ.A Historical emissions by sector and trajectory |  | 2000 | 2001 | 2002 | 2003 | 2004 | 2005 | 2006 | 2007 | 2008 | 2009 | 2010 | 2011 | 2012 | 2013 | 2014 | 2015 | 2016 | 2017 | 2018 | 2019 | 2020 | 2021 | 2022
|  | Surface transport | 118.3848 | 118.4796 | 120.8605 | 120.1577 | 121.2361 | 121.6353 | 121.5772 | 122.4266 | 118.1815 | 113.9611 | 112.7278 | 111.1237 | 110.7956 | 110.0659 | 111.6488 | 113.875 | 116.6209 | 116.7299 | 115.0857 | 113.2141 | 91.408 | 101.1023 | 102.2999
|  | Buildings | 117.1191 | 119.9926 | 111.9223 | 112.7278 | 115.1029 | 110.7898 | 105.878 | 100.7468 | 105.3449 | 98.7257 | 109.8412 | 89.2919 | 98.2182 | 99.8707 | 84.1491 | 87.8098 | 89.3394 | 87.4926 | 90.0806 | 87.4404 | 85.8715 | 90.1502 | 77.8583
|  | Manufacturing & construction | 115.7089 | 109.8697 | 99.1226 | 102.3547 | 102.4144 | 101.347 | 98.4479 | 99.4562 | 91.0751 | 73.7557 | 76.0504 | 70.6822 | 69.4768 | 72.1397 | 71.5839 | 68.0448 | 61.5278 | 62.1871 | 62.1148 | 61.1296 | 58.4118 | 59.2552 | 56.2113
|  | Agriculture & LULUCF | 58.7263 | 55.924 | 54.7233 | 55.0319 | 54.9992 | 54.7976 | 53.3467 | 52.3054 | 51.3238 | 50.5202 | 50.4319 | 49.0111 | 49.7879 | 48.575 | 49.7378 | 50.429 | 49.9427 | 49.8186 | 49.9281 | 50.2543 | 48.7055 | 49.3677 | 48.4409
|  | Electricity supply | 158.9872 | 169.788 | 165.384 | 174.3275 | 173.9878 | 173.2132 | 182.1522 | 177.7656 | 172.5981 | 150.8769 | 157.1887 | 144.3729 | 158.3814 | 147.3324 | 124.1325 | 104.096 | 82.0568 | 72.043 | 65.6902 | 57.7311 | 49.7466 | 54.5521 | 54.8695
|  | Aviation | 34.8876 | 34.3171 | 34.0099 | 34.8172 | 37.6345 | 40.4119 | 41.5015 | 41.4859 | 40.1123 | 37.7244 | 36.3952 | 37.7264 | 36.6496 | 36.7453 | 36.7139 | 37.0543 | 37.2251 | 39.9479 | 40.251 | 40.4207 | 17.0527 | 16.46 | 31.6559
|  | Fuel supply | 63.2688 | 62.8182 | 63.2501 | 59.7772 | 58.1345 | 57.6181 | 52.6789 | 51.2953 | 49.6781 | 48.303 | 48.8111 | 46.8194 | 43.1824 | 40.9579 | 39.2567 | 39.6861 | 38.5395 | 38.0584 | 37.2322 | 36.963 | 33.5526 | 30.9538 | 30.7788
|  | Waste | 67.9376 | 66.021 | 64.7804 | 60.743 | 55.8874 | 52.9835 | 49.679 | 46.279 | 41.2226 | 36.8861 | 31.7166 | 29.4328 | 27.7685 | 24.5322 | 22.1589 | 21.4582 | 20.6572 | 21.1713 | 21.2316 | 20.8243 | 19.403 | 18.8164 | 18.7654
|  | Shipping | 17.5029 | 17.7481 | 16.9085 | 16.1039 | 17.1938 | 16.8643 | 17.2529 | 17.3427 | 20.4324 | 19.6949 | 17.7126 | 18.2128 | 16.0623 | 15.6229 | 16.1596 | 15.3082 | 15.566 | 14.7382 | 14.7669 | 14.2488 | 11.9559 | 12.4268 | 12.4566
|  | F-gas | 8.7425 | 8.9629 | 9.3518 | 9.9159 | 8.899 | 9.5248 | 10.1371 | 10.3578 | 10.5147 | 10.78 | 11.4696 | 12.051 | 12.3275 | 12.4148 | 11.8543 | 11.6914 | 11.3974 | 11.0241 | 10.4201 | 9.728 | 8.7855 | 8.2102 | 7.6034
|  | Total | 761.2656 | 763.9213 | 740.3133 | 745.9569 | 745.4896 | 739.1855 | 732.6514 | 719.4613 | 700.4836 | 641.228 | 652.3452 | 608.7242 | 622.6501 | 608.2568 | 567.3955 | 549.4529 | 522.8728 | 513.211 | 506.801 | 491.9543 | 424.893 | 441.2947 | 440.94
NB: Aviation and Shipping include non-domestic emissions

## NZ.B
NZ.B: Emissions projections by sector and pathway
Return to: Main Menu
Return to: Chapter contents
Emissions projections by sector Holistic Transition
Holistic Transition
Carbon dioxide equivalent (Mt)
|  |  | 2021-01-01 | 2022-01-01 | 2023-01-01 | 2024-01-01 | 2025-01-01 | 2026-01-01 | 2027-01-01 | 2028-01-01 | 2029-01-01 | 2030-01-01 | 2031-01-01 | 2032-01-01 | 2033-01-01 | 2034-01-01 | 2035-01-01 | 2036-01-01 | 2037-01-01 | 2038-01-01 | 2039-01-01 | 2040-01-01 | 2041-01-01 | 2042-01-01 | 2043-01-01 | 2044-01-01 | 2045-01-01 | 2046-01-01 | 2047-01-01 | 2048-01-01 | 2049-01-01 | 2050-01-01
|  | Heat | 139.1024 | 125.1377 | 103.3693 | 104.8072 | 102.0043 | 99.4681 | 95.972 | 88.5175 | 85.1385 | 79.477 | 74.9005 | 67.4157 | 60.0219 | 55.4174 | 51.001 | 45.7441 | 40.6837 | 35.7617 | 30.9821 | 26.5007 | 22.3437 | 18.5597 | 15.0449 | 11.9555 | 9.3088 | 7.0146 | 4.9441 | 3.2746 | 1.7566 | 0.41145
|  | Industrial Process | 10.3031 | 8.9319 | 24.872 | 24.0805 | 22.4339 | 21.2472 | 19.68 | 18.7316 | 17.92 | 16.5335 | 15.402 | 13.2769 | 11.4685 | 10.0631 | 7.4292 | 5.7643 | 4.805 | 3.5402 | 3.131 | 2.121 | 1.7964 | 1.1901 | 1.0743 | 0.97581 | 0.95595 | 0.84415 | 0.83104 | 0.77187 | 0.7492 | 0.7103
|  | Agriculture | 48.8448 | 47.683 | 47.7957 | 45.7957 | 43.7957 | 41.7957 | 39.7957 | 38.1852 | 36.9697 | 35.6947 | 35.221 | 34.7782 | 34.4165 | 33.9727 | 33.7324 | 33.4961 | 33.2568 | 33.0136 | 32.766 | 32.5263 | 32.2612 | 32.0072 | 31.7514 | 31.3326 | 31.0721 | 30.8104 | 30.546 | 30.2788 | 30.0087 | 29.7049
|  | Aviation | 16.46 | 31.6559 | 36.9986 | 36.9338 | 36.481 | 35.8105 | 35.0762 | 34.374 | 33.553 | 33.0933 | 32.5433 | 31.8215 | 31.2654 | 30.6965 | 30.4305 | 30.2084 | 29.9576 | 29.7662 | 29.5802 | 29.1659 | 27.7105 | 27.2825 | 26.8379 | 26.3152 | 25.8645 | 25.3935 | 24.852 | 24.3606 | 23.8678 | 23.352
|  | Shipping | 12.4268 | 12.4566 | 15.0238 | 15.1545 | 15.2852 | 15.3869 | 15.4597 | 15.5035 | 15.5473 | 15.5912 | 15.1925 | 14.3514 | 13.0678 | 11.7842 | 10.5006 | 9.5074 | 8.8045 | 8.3919 | 7.9793 | 7.5667 | 6.8953 | 5.9651 | 4.776 | 3.5869 | 2.3978 | 1.5786 | 1.1292 | 1.0496 | 0.96997 | 0.89038
|  | Waste | 18.8164 | 18.7654 | 18.316 | 18.316 | 18.316 | 18.316 | 18.316 | 18.316 | 17.6596 | 16.5025 | 15.8828 | 15.3867 | 14.9681 | 14.5251 | 14.0794 | 13.6846 | 13.491 | 13.3189 | 13.225 | 14.2704 | 14.1345 | 13.4949 | 12.2699 | 10.9105 | 9.6044 | 8.278 | 6.864 | 6.7768 | 6.6998 | 6.638
|  | F-gases | 8.2102 | 7.6034 | 7.6034 | 8.2188 | 7.5303 | 6.7794 | 6.147 | 5.5982 | 4.9981 | 4.4583 | 3.9477 | 3.4852 | 3.203 | 3.0128 | 2.8768 | 2.7536 | 2.6327 | 2.4829 | 2.3798 | 2.3211 | 2.2731 | 2.2467 | 2.2141 | 2.1944 | 2.1931 | 2.1817 | 2.187 | 2.1823 | 2.1754 | 2.1837
|  | Fuel Supply | 30.9538 | 30.7788 | 31.0945 | 30.3258 | 28.3136 | 26.6121 | 24.8393 | 22.1255 | 18.5255 | 15.8117 | 13.7576 | 11.9458 | 10.5055 | 10.0214 | 7.8115 | 6.5974 | 5.6577 | 5.0158 | 4.4179 | 2.1126 | 1.2005 | 1.2084 | 1.1581 | 1.0972 | 1.0322 | 0.93442 | 0.82234 | 0.68719 | 0.53393 | 0.29699
|  | Electricity without BECCS | 54.5521 | 54.8695 | 37.1524 | 38.1372 | 33.7485 | 33.1975 | 34.0062 | 31.0588 | 26.5576 | 21.373 | 18.9422 | 18.0362 | 15.5312 | 10.7826 | 8.3342 | 5.5301 | 4.5725 | 5.0633 | 5.3084 | 5.4816 | 5.5948 | 5.2208 | 5.0816 | 4.951 | 5.0858 | 4.8908 | 4.9257 | 4.7755 | 4.5185 | 4.357
|  | Road Transport and Rail | 101.1023 | 102.2999 | 97.7989 | 93.9587 | 90.0291 | 85.8276 | 82.4782 | 78.8726 | 74.8289 | 70.4132 | 65.577 | 60.2502 | 54.9759 | 49.3065 | 43.3517 | 37.6582 | 32.118 | 26.6848 | 21.4514 | 17.1001 | 13.3109 | 10.204 | 7.4876 | 5.2416 | 3.9184 | 2.8364 | 1.9819 | 1.2592 | 1.0788 | 0.87098
|  | Methane Reformation with CCUS | 0 | 0 | 4.8855e-05 | 6.514e-05 | 0.00015471 | 0.00015471 | 0.036253 | 0.18632 | 0.26058 | 0.39189 | 0.39914 | 0.39879 | 0.55236 | 0.55236 | 0.59171 | 0.60681 | 0.62747 | 0.62747 | 0.57529 | 0.58707 | 0.58341 | 0.61532 | 0.65551 | 0.6226 | 0.66725 | 0.73239 | 0.80571 | 0.81714 | 0.79056 | 0.76226
|  | LULUCF P | 0.52289 | 0.75791 | 0.75791 | 0 | 0 | 0 | 0 | 0 | 0 | 0 | 0 | 0 | 0 | 0 | 0 | 0 | 0 | 0 | 0 | 0 | 0 | 0 | 0 | 0 | 0 | 0 | 0 | 0 | 0 | 0
|  | LULUCF N | 0 | 0 | 0 | -0.53687 | -1.8317 | -3.1264 | -4.4212 | -6.5774 | -7.1917 | -7.8924 | -8.5881 | -9.2822 | -9.9749 | -10.6662 | -11.3562 | -11.9861 | -12.6148 | -13.2423 | -13.8688 | -14.5136 | -15.1541 | -15.7928 | -16.4299 | -17.0655 | -17.6996 | -18.2536 | -18.8062 | -19.3575 | -19.9077 | -20.7515
|  | LULUCF N | 0 | 0 | 0 | 0.53687 | 1.8317 | 3.1264 | 4.4212 | 6.5774 | 7.1917 | 7.8924 | 8.5881 | 9.2822 | 9.9749 | 10.6662 | 11.3562 | 11.9861 | 12.6148 | 13.2423 | 13.8688 | 14.5136 | 15.1541 | 15.7928 | 16.4299 | 17.0655 | 17.6996 | 18.2536 | 18.8062 | 19.3575 | 19.9077 | 20.7515
|  | BECCS | 0 | 0 | 0 | 0 | 0 | 0 | 0 | 0 | 0 | -4.8794 | -9.4395 | -14.1274 | -19.4633 | -20.1648 | -20.7513 | -22.3687 | -30.274 | -31.4422 | -32.342 | -32.9793 | -33.1435 | -33.6551 | -34.0604 | -34.0955 | -34.5403 | -34.3772 | -34.9661 | -35.2552 | -35.2988 | -35.7097
|  | BECCS | 0 | 0 | 0 | 0 | 0 | 0 | 0 | 0 | 0 | 4.8794 | 9.4395 | 14.1274 | 19.4633 | 20.1648 | 20.7513 | 22.3687 | 30.274 | 31.4422 | 32.342 | 32.9793 | 33.1435 | 33.6551 | 34.0604 | 34.0955 | 34.5403 | 34.3772 | 34.9661 | 35.2552 | 35.2988 | 35.7097
|  | DACCS | 0 | 0 | 0 | 0 | 0 | 0 | 0 | 0 | 0 | 0 | 0 | 0 | 0 | 0 | 0 | 0 | 0 | 0 | 0 | -0.3282 | -1.2546 | -3.2435 | -5.4298 | -6.9787 | -8.5606 | -10.0818 | -11.3852 | -12.2355 | -13.769 | -15.1474
|  | DACCS | 0 | 0 | 0 | 0 | 0 | 0 | 0 | 0 | 0 | 0 | 0 | 0 | 0 | 0 | 0 | 0 | 0 | 0 | 0 | 0.3282 | 1.2546 | 3.2435 | 5.4298 | 6.9787 | 8.5606 | 10.0818 | 11.3852 | 12.2355 | 13.769 | 15.1474
|  | Net emissions | 441.2947 | 440.94 | 420.7827 | 415.1915 | 396.1061 | 381.3148 | 367.3855 | 344.8921 | 324.7671 | 296.5686 | 273.7381 | 247.7368 | 220.5379 | 199.3037 | 178.0316 | 157.1962 | 133.7181 | 118.9823 | 105.5856 | 91.9322 | 78.5523 | 65.3032 | 52.4311 | 41.0437 | 31.2998 | 22.7823 | 14.7314 | 9.3853 | 4.1736 | -1.4305
Rows coloured in grey are for chart, please do not delete
Emissions projections by sector Electric Engagement
Electric Engagement
Carbon dioxide equivalent (Mt)
|  |  | 2021-01-01 | 2022-01-01 | 2023-01-01 | 2024-01-01 | 2025-01-01 | 2026-01-01 | 2027-01-01 | 2028-01-01 | 2029-01-01 | 2030-01-01 | 2031-01-01 | 2032-01-01 | 2033-01-01 | 2034-01-01 | 2035-01-01 | 2036-01-01 | 2037-01-01 | 2038-01-01 | 2039-01-01 | 2040-01-01 | 2041-01-01 | 2042-01-01 | 2043-01-01 | 2044-01-01 | 2045-01-01 | 2046-01-01 | 2047-01-01 | 2048-01-01 | 2049-01-01 | 2050-01-01
|  | Heat | 139.1024 | 125.1377 | 103.3709 | 104.7985 | 102.0629 | 99.6348 | 96.2717 | 89.601 | 86.6784 | 81.1595 | 76.5253 | 70.4707 | 64.341 | 59.3712 | 54.4321 | 48.4857 | 42.817 | 37.3836 | 32.2307 | 27.3621 | 22.8985 | 18.8395 | 15.2554 | 12.1223 | 9.5358 | 7.3066 | 5.3163 | 3.5162 | 1.9088 | 0.38989
|  | Industrial Process | 10.3031 | 8.9319 | 24.872 | 24.0805 | 22.4339 | 21.2472 | 19.68 | 18.7316 | 17.92 | 16.5335 | 15.402 | 13.2769 | 11.4685 | 10.0631 | 7.4292 | 5.7643 | 4.805 | 3.5402 | 3.131 | 2.121 | 1.7964 | 1.1901 | 1.0743 | 0.97581 | 0.95595 | 0.84415 | 0.83104 | 0.77187 | 0.7492 | 0.7103
|  | Agriculture | 48.8448 | 47.683 | 47.7957 | 45.7957 | 43.7957 | 41.7957 | 39.7957 | 38.1852 | 36.9697 | 35.6947 | 35.221 | 34.7782 | 34.4165 | 33.9727 | 33.7324 | 33.4961 | 33.2568 | 33.0136 | 32.766 | 32.5263 | 32.2612 | 32.0072 | 31.7514 | 31.3326 | 31.0721 | 30.8104 | 30.546 | 30.2788 | 30.0087 | 29.7049
|  | Aviation | 16.46 | 31.6559 | 36.9986 | 36.9338 | 36.481 | 35.8105 | 35.0762 | 34.374 | 33.553 | 33.0933 | 32.5433 | 31.8215 | 31.2654 | 30.6965 | 30.4305 | 30.2084 | 29.9576 | 29.7662 | 29.5802 | 29.1659 | 27.7105 | 27.2825 | 26.8379 | 26.3152 | 25.8645 | 25.3935 | 24.852 | 24.3606 | 23.8678 | 23.352
|  | Shipping | 12.4268 | 12.4566 | 15.0238 | 15.1545 | 15.2852 | 15.3869 | 15.4597 | 15.5035 | 15.5473 | 15.5912 | 15.1925 | 14.3514 | 13.0678 | 11.7842 | 10.5006 | 9.5074 | 8.8045 | 8.3919 | 7.9793 | 7.5667 | 6.8953 | 5.9651 | 4.776 | 3.5869 | 2.3978 | 1.5786 | 1.1292 | 1.0496 | 0.96997 | 0.89038
|  | Waste | 18.8164 | 18.7654 | 18.316 | 18.316 | 18.316 | 18.316 | 18.316 | 18.316 | 17.6596 | 16.5025 | 15.8828 | 15.3867 | 14.9681 | 14.5251 | 14.0794 | 13.6846 | 13.491 | 13.3189 | 13.225 | 14.2704 | 14.1345 | 13.4949 | 12.2699 | 10.9105 | 9.6044 | 8.278 | 6.864 | 6.7768 | 6.6998 | 6.638
|  | F-gases | 8.2102 | 7.6034 | 7.6034 | 8.2188 | 7.5303 | 6.7794 | 6.147 | 5.5982 | 4.9981 | 4.4583 | 3.9477 | 3.4852 | 3.203 | 3.0128 | 2.8768 | 2.7536 | 2.6327 | 2.4829 | 2.3798 | 2.3211 | 2.2731 | 2.2467 | 2.2141 | 2.1944 | 2.1931 | 2.1817 | 2.187 | 2.1823 | 2.1754 | 2.1837
|  | Fuel Supply | 30.9538 | 30.7788 | 31.0945 | 30.3258 | 28.3136 | 26.6121 | 24.8393 | 22.1255 | 18.5255 | 15.8117 | 13.7576 | 11.9458 | 10.5055 | 10.0214 | 7.8115 | 6.5974 | 5.6577 | 5.0158 | 4.4179 | 2.1126 | 1.2005 | 1.2084 | 1.1581 | 1.0972 | 1.0322 | 0.93442 | 0.82234 | 0.68719 | 0.53393 | 0.29699
|  | Electricity without BECCS | 54.5521 | 54.8695 | 37.2231 | 38.1741 | 34.1567 | 34.6646 | 34.9896 | 35.4036 | 31.229 | 27.8263 | 21.9595 | 21.8775 | 19.114 | 13.7881 | 12.526 | 10.5244 | 8.873 | 8.4323 | 9.4569 | 8.7035 | 7.8005 | 7.5151 | 5.8425 | 5.5443 | 5.286 | 5.3517 | 5.0726 | 5.0433 | 4.6724 | 4.5287
|  | Road Transport and Rail | 101.1023 | 102.2999 | 97.6947 | 93.8471 | 89.9108 | 85.7037 | 82.3509 | 78.7431 | 74.6981 | 70.2798 | 65.4338 | 60.0719 | 54.7411 | 48.9814 | 42.9057 | 37.0455 | 31.293 | 25.6059 | 20.4695 | 16.0889 | 12.4501 | 9.3868 | 6.7414 | 4.5472 | 3.0244 | 1.9953 | 1.2744 | 1.1174 | 1.0401 | 0.87095
|  | BECCS | 0 | 0 | 0 | 0 | 0 | 0 | 0 | 0 | 0 | -0.16477 | -4.827 | -9.5041 | -14.5529 | -19.981 | -20.6829 | -21.223 | -22.0779 | -26.1208 | -26.5108 | -36.2299 | -36.2083 | -36.2041 | -36.3506 | -36.9014 | -40.0154 | -40.3665 | -40.7877 | -40.9126 | -40.8938 | -40.9642
|  | BECCS | 0 | 0 | 0 | 0 | 0 | 0 | 0 | 0 | 0 | 0.16477 | 4.827 | 9.5041 | 14.5529 | 19.981 | 20.6829 | 21.223 | 22.0779 | 26.1208 | 26.5108 | 36.2299 | 36.2083 | 36.2041 | 36.3506 | 36.9014 | 40.0154 | 40.3665 | 40.7877 | 40.9126 | 40.8938 | 40.9642
|  | Methane Reformation with CCUS | 0 | 0 | 4.0713e-05 | 0.00014657 | 0.00015471 | 0.00015471 | 0.00015471 | 0.00015471 | 0.036769 | 0.06137 | 0.10845 | 0.17664 | 0.21678 | 0.31471 | 0.40951 | 0.44037 | 0.56944 | 0.56944 | 0.56944 | 0.571 | 0.56223 | 0.56944 | 0.56944 | 0.53418 | 0.51249 | 0.51249 | 0.51427 | 0.5139 | 0.51593 | 0.51249
|  | LULUCF P | 0.52289 | 0.75791 | 0.75791 | 0 | 0 | 0 | 0 | 0 | 0 | 0 | 0 | 0 | 0 | 0 | 0 | 0 | 0 | 0 | 0 | 0 | 0 | 0 | 0 | 0 | 0 | 0 | 0 | 0 | 0 | 0
|  | LULUCF N | 0 | 0 | 0 | -0.53687 | -1.8317 | -3.1264 | -4.4212 | -6.5774 | -7.1917 | -7.8924 | -8.5881 | -9.2822 | -9.9749 | -10.6662 | -11.3562 | -11.9861 | -12.6148 | -13.2423 | -13.8688 | -14.5136 | -15.1541 | -15.7928 | -16.4299 | -17.0655 | -17.6996 | -18.2536 | -18.8062 | -19.3575 | -19.9077 | -20.7515
|  | LULUCF N | 0 | 0 | 0 | 0.53687 | 1.8317 | 3.1264 | 4.4212 | 6.5774 | 7.1917 | 7.8924 | 8.5881 | 9.2822 | 9.9749 | 10.6662 | 11.3562 | 11.9861 | 12.6148 | 13.2423 | 13.8688 | 14.5136 | 15.1541 | 15.7928 | 16.4299 | 17.0655 | 17.6996 | 18.2536 | 18.8062 | 19.3575 | 19.9077 | 20.7515
|  | DACCS | 0 | 0 | 0 | 0 | 0 | 0 | 0 | 0 | 0 | 0 | 0 | 0 | 0 | 0 | 0 | 0 | 0 | 0 | 0 | -0.29 | -1.03 | -1.47 | -2.86 | -4.25 | -4.82 | -5.21 | -6.38 | -7.59 | -8.76 | -10.24
|  | DACCS | 0 | 0 | 0 | 0 | 0 | 0 | 0 | 0 | 0 | 0 | 0 | 0 | 0 | 0 | 0 | 0 | 0 | 0 | 0 | 0.29 | 1.03 | 1.47 | 2.86 | 4.25 | 4.82 | 5.21 | 6.38 | 7.59 | 8.76 | 10.24
|  | Net | 441.2947 | 440.94 | 420.7507 | 415.1082 | 396.4547 | 382.8247 | 368.5051 | 350.0047 | 330.6239 | 308.9549 | 282.5587 | 258.856 | 232.7798 | 205.8842 | 185.0947 | 165.2988 | 147.465 | 128.1574 | 115.8261 | 91.7759 | 77.5906 | 66.2388 | 52.8499 | 40.9438 | 28.9436 | 21.3567 | 13.4352 | 8.4377 | 3.5804 | -1.8773
Rows coloured in grey are for chart, please do not delete
Emissions projections by sector Hydrogen Evolution
Hydrogen Evolution
Carbon dioxide equivalent (Mt)
|  |  | 2021-01-01 | 2022-01-01 | 2023-01-01 | 2024-01-01 | 2025-01-01 | 2026-01-01 | 2027-01-01 | 2028-01-01 | 2029-01-01 | 2030-01-01 | 2031-01-01 | 2032-01-01 | 2033-01-01 | 2034-01-01 | 2035-01-01 | 2036-01-01 | 2037-01-01 | 2038-01-01 | 2039-01-01 | 2040-01-01 | 2041-01-01 | 2042-01-01 | 2043-01-01 | 2044-01-01 | 2045-01-01 | 2046-01-01 | 2047-01-01 | 2048-01-01 | 2049-01-01 | 2050-01-01
|  | Heat | 139.1024 | 125.1377 | 103.7049 | 105.4591 | 106.6059 | 104.2391 | 101.0846 | 93.589 | 90.3594 | 84.9088 | 80.1786 | 72.2863 | 64.7136 | 60.1882 | 55.8303 | 50.3594 | 45.0588 | 39.8628 | 34.779 | 29.8044 | 25.3035 | 21.11 | 17.1745 | 13.5481 | 10.2854 | 7.7463 | 5.557 | 3.6185 | 1.834 | 0.27588
|  | Industrial Process | 10.3031 | 8.9319 | 24.872 | 24.0805 | 22.4339 | 21.2472 | 19.68 | 18.7316 | 17.92 | 16.5335 | 15.402 | 13.2769 | 11.4685 | 10.0631 | 7.4292 | 5.7643 | 4.805 | 3.5402 | 3.131 | 2.121 | 1.7964 | 1.1901 | 1.0743 | 0.97581 | 0.95595 | 0.84415 | 0.83104 | 0.77187 | 0.7492 | 0.7103
|  | Agriculture | 48.8448 | 47.683 | 47.7957 | 45.7957 | 43.7957 | 41.7957 | 39.7957 | 38.1852 | 36.9697 | 35.6947 | 35.221 | 34.7782 | 34.4165 | 33.9727 | 33.7324 | 33.4961 | 33.2568 | 33.0136 | 32.766 | 32.5263 | 32.2612 | 32.0072 | 31.7514 | 31.3326 | 31.0721 | 30.8104 | 30.546 | 30.2788 | 30.0087 | 29.7049
|  | Aviation | 16.46 | 31.6559 | 36.9986 | 36.9338 | 36.481 | 35.8105 | 35.0762 | 34.374 | 33.553 | 33.0933 | 32.5433 | 31.8215 | 31.2654 | 30.6965 | 30.4305 | 30.2084 | 29.9576 | 29.7662 | 29.5802 | 29.1659 | 27.7105 | 27.2825 | 26.8379 | 26.3152 | 25.8645 | 25.3935 | 24.852 | 24.3606 | 23.8678 | 23.352
|  | Shipping | 12.4268 | 12.4566 | 15.0238 | 15.1545 | 15.2852 | 15.3869 | 15.4597 | 15.5035 | 15.5473 | 15.5912 | 15.1925 | 14.3514 | 13.0678 | 11.7842 | 10.5006 | 9.5074 | 8.8045 | 8.3919 | 7.9793 | 7.5667 | 6.8953 | 5.9651 | 4.776 | 3.5869 | 2.3978 | 1.5786 | 1.1292 | 1.0496 | 0.96997 | 0.89038
|  | Waste | 18.8164 | 18.7654 | 18.316 | 18.316 | 18.316 | 18.316 | 18.316 | 18.316 | 17.6596 | 16.5025 | 15.8828 | 15.3867 | 14.9681 | 14.5251 | 14.0794 | 13.6846 | 13.491 | 13.3189 | 13.225 | 14.2704 | 14.1345 | 13.4949 | 12.2699 | 10.9105 | 9.6044 | 8.278 | 6.864 | 6.7768 | 6.6998 | 6.638
|  | F-gases | 8.2102 | 7.6034 | 7.6034 | 8.2188 | 7.5303 | 6.7794 | 6.147 | 5.5982 | 4.9981 | 4.4583 | 3.9477 | 3.4852 | 3.203 | 3.0128 | 2.8768 | 2.7536 | 2.6327 | 2.4829 | 2.3798 | 2.3211 | 2.2731 | 2.2467 | 2.2141 | 2.1944 | 2.1931 | 2.1817 | 2.187 | 2.1823 | 2.1754 | 2.1837
|  | Fuel Supply | 30.9538 | 30.7788 | 31.0945 | 30.3258 | 28.3136 | 26.6121 | 24.8393 | 22.1255 | 18.5255 | 15.8117 | 13.7576 | 11.9458 | 10.5055 | 10.0214 | 7.8115 | 6.5974 | 5.6577 | 5.0158 | 4.4179 | 2.1126 | 1.2005 | 1.2084 | 1.1581 | 1.0972 | 1.0322 | 0.93442 | 0.82234 | 0.68719 | 0.53393 | 0.29699
|  | Electricity without BECCS | 54.5521 | 54.8695 | 37.3086 | 39.305 | 35.4586 | 32.9451 | 34.5518 | 34.2435 | 30.3229 | 28.0133 | 21.8743 | 21.3884 | 21.2553 | 13.3022 | 12.8899 | 11.5482 | 11.3706 | 12.7125 | 12.4782 | 11.9986 | 9.8165 | 10.7372 | 11.1096 | 10.4766 | 11.0521 | 10.9488 | 10.2231 | 9.2509 | 4.5088 | 3.757
|  | Road Transport and Rail | 101.1023 | 102.2999 | 97.7605 | 93.9486 | 90.0545 | 85.8926 | 82.6011 | 79.0767 | 75.1448 | 70.8629 | 66.1921 | 61.0594 | 55.9925 | 50.5528 | 44.7684 | 39.2928 | 34.0026 | 28.8209 | 23.9985 | 19.5833 | 15.8512 | 12.6401 | 9.7695 | 7.3988 | 5.3543 | 3.8129 | 2.8382 | 1.9686 | 1.6106 | 1.1389
|  | BECCS | 0 | 0 | 0 | 0 | 0 | 0 | 0 | 0 | 0 | -0.38396 | -5.0582 | -5.2268 | -5.8375 | -12.6861 | -19.1934 | -29.0171 | -32.7985 | -33.508 | -34.7777 | -36.6316 | -39.4134 | -39.2897 | -40.2725 | -41.0137 | -41.6983 | -42.1153 | -42.6167 | -42.9553 | -44.6032 | -45.8033
|  | BECCS | 0 | 0 | 0 | 0 | 0 | 0 | 0 | 0 | 0 | 0.38396 | 5.0582 | 5.2268 | 5.8375 | 12.6861 | 19.1934 | 29.0171 | 32.7985 | 33.508 | 34.7777 | 36.6316 | 39.4134 | 39.2897 | 40.2725 | 41.0137 | 41.6983 | 42.1153 | 42.6167 | 42.9553 | 44.6032 | 45.8033
|  | Methane Reformation with CCUS | 0 | 0 | 4.8855e-05 | 6.514e-05 | 0.00014657 | 0.00015471 | 0.00046412 | 0.037078 | 0.19694 | 0.54426 | 0.56855 | 0.78739 | 0.78521 | 0.78555 | 1.1198 | 1.3658 | 1.4667 | 1.5364 | 1.5512 | 1.545 | 1.5632 | 1.586 | 1.7458 | 1.8185 | 1.8026 | 1.8822 | 1.9154 | 1.9992 | 2.0251 | 1.9324
|  | DACCS | 0 | 0 | 0 | 0 | 0 | 0 | 0 | 0 | 0 | 0 | 0 | 0 | 0 | 0 | 0 | 0 | 0 | 0 | 0 | 0.2246 | 0.73187 | 1.1135 | 1.8048 | 2.6554 | 3.1332 | 3.6095 | 3.9194 | 4.4915 | 4.7347 | 5.2495
|  | DACCS | 0 | 0 | 0 | 0 | 0 | 0 | 0 | 0 | 0 | 0 | 0 | 0 | 0 | 0 | 0 | 0 | 0 | 0 | 0 | -0.2246 | -0.73187 | -1.1135 | -1.8048 | -2.6554 | -3.1332 | -3.6095 | -3.9194 | -4.4915 | -4.7347 | -5.2495
|  | LULUCF P | 0.52289 | 0.75791 | 0.75791 | 0 | 0 | 0 | 0 | 0 | 0 | 0 | 0 | 0 | 0 | 0 | 0 | 0 | 0 | 0 | 0 | 0 | 0 | 0 | 0 | 0 | 0 | 0 | 0 | 0 | 0 | 0
|  | LULUCF N | 0 | 0 | 0 | -0.53687 | -1.8317 | -3.1264 | -4.4212 | -6.5774 | -7.1917 | -7.8924 | -8.5881 | -9.2822 | -9.9749 | -10.6662 | -11.3562 | -11.9861 | -12.6148 | -13.2423 | -13.8688 | -14.5136 | -15.1541 | -15.7928 | -16.4299 | -17.0655 | -17.6996 | -18.2536 | -18.8062 | -19.3575 | -19.9077 | -20.7515
|  | LULUCF N | 0 | 0 | 0 | 0.53687 | 1.8317 | 3.1264 | 4.4212 | 6.5774 | 7.1917 | 7.8924 | 8.5881 | 9.2822 | 9.9749 | 10.6662 | 11.3562 | 11.9861 | 12.6148 | 13.2423 | 13.8688 | 14.5136 | 15.1541 | 15.7928 | 16.4299 | 17.0655 | 17.6996 | 18.2536 | 18.8062 | 19.3575 | 19.9077 | 20.7515
|  | Net | 441.2947 | 440.94 | 421.236 | 417.0011 | 402.4433 | 385.8983 | 373.1308 | 353.203 | 334.0056 | 313.7381 | 287.1141 | 266.058 | 245.8288 | 215.5523 | 190.9194 | 163.5749 | 145.0906 | 131.7119 | 117.6395 | 101.6454 | 83.5066 | 73.2722 | 61.3738 | 48.92 | 39.0831 | 30.4326 | 22.4229 | 16.1399 | 5.7377 | -0.92379
Rows coloured in grey are for chart, please do not delete
Emissions projections by sector Counterfactual
Counterfactual
Carbon dioxide equivalent (Mt)
|  |  | 2021-01-01 | 2022-01-01 | 2023-01-01 | 2024-01-01 | 2025-01-01 | 2026-01-01 | 2027-01-01 | 2028-01-01 | 2029-01-01 | 2030-01-01 | 2031-01-01 | 2032-01-01 | 2033-01-01 | 2034-01-01 | 2035-01-01 | 2036-01-01 | 2037-01-01 | 2038-01-01 | 2039-01-01 | 2040-01-01 | 2041-01-01 | 2042-01-01 | 2043-01-01 | 2044-01-01 | 2045-01-01 | 2046-01-01 | 2047-01-01 | 2048-01-01 | 2049-01-01 | 2050-01-01
|  | Heat | 139.1024 | 125.1377 | 103.7298 | 105.7493 | 107.2854 | 105.4502 | 103.1213 | 97.7203 | 96.7481 | 95.1753 | 93.9091 | 92.4784 | 91.054 | 89.6546 | 88.1447 | 87.0218 | 85.6531 | 84.1173 | 82.2686 | 80.1669 | 78.0989 | 76.0114 | 73.9105 | 71.8014 | 69.639 | 67.3996 | 65.1476 | 62.8591 | 60.4944 | 58.1066
|  | Industrial Process | 10.3031 | 8.9319 | 25.4059 | 25.6871 | 25.9684 | 26.2497 | 26.5309 | 26.8122 | 27.0935 | 27.3747 | 27.656 | 27.9372 | 28.2185 | 28.4998 | 28.781 | 29.0623 | 29.3436 | 29.6248 | 29.9061 | 30.1874 | 30.4686 | 30.7499 | 31.0312 | 31.3124 | 31.5937 | 31.8749 | 32.1562 | 32.4375 | 32.7187 | 33
|  | Agriculture and LULUCF | 49.3677 | 48.4409 | 48.4409 | 48.4409 | 48.4409 | 48.4409 | 47.703 | 46.5617 | 45.4203 | 44.279 | 43.1376 | 41.9963 | 40.8549 | 39.7136 | 38.5722 | 37.4309 | 36.2895 | 35.1482 | 34.0068 | 32.8655 | 31.7241 | 30.5828 | 29.4415 | 28.3001 | 27.1588 | 26.0174 | 24.8761 | 23.7347 | 22.5934 | 21.452
|  | Aviation | 16.46 | 31.6559 | 37.0378 | 36.973 | 36.5198 | 35.8486 | 35.1137 | 34.4108 | 33.589 | 33.1291 | 32.5789 | 31.8568 | 31.3005 | 30.7314 | 30.4655 | 30.2434 | 29.9927 | 29.8013 | 29.6154 | 30.3099 | 31.0043 | 31.6988 | 32.3932 | 33.0877 | 33.7821 | 34.4766 | 35.171 | 35.8655 | 36.5599 | 37.85
|  | Shipping | 12.4268 | 12.4566 | 15.0583 | 15.1898 | 15.3214 | 15.4235 | 15.4963 | 15.5398 | 15.5832 | 15.6267 | 15.2269 | 14.3841 | 13.0981 | 11.8121 | 10.5261 | 9.5309 | 8.8266 | 8.4132 | 7.9997 | 7.5863 | 6.9135 | 5.9814 | 5.7508 | 5.5201 | 5.2895 | 5.0588 | 4.8282 | 4.5975 | 4.3668 | 4.4
|  | Waste | 18.8164 | 18.7654 | 18.7654 | 18.7654 | 18.7654 | 18.7654 | 19.3354 | 18.7965 | 18.2576 | 17.7187 | 17.1799 | 16.641 | 16.1021 | 15.5632 | 15.0243 | 14.4855 | 13.9466 | 13.4077 | 12.8688 | 12.3299 | 11.7911 | 11.2522 | 10.7133 | 10.1744 | 9.6356 | 9.0967 | 8.5578 | 8.0189 | 7.48 | 6.9412
|  | F-gases | 8.2102 | 7.6034 | 7.6034 | 8.2188 | 7.5303 | 7.3481 | 7.1659 | 6.9837 | 6.8015 | 6.6193 | 6.4372 | 6.255 | 6.0728 | 5.8906 | 5.7084 | 5.5262 | 5.3441 | 5.1619 | 4.9797 | 4.7975 | 4.6153 | 4.4331 | 4.251 | 4.0688 | 3.8866 | 3.7044 | 3.5222 | 3.34 | 3.1579 | 3.1579
|  | Fuel Supply | 30.9538 | 30.7788 | 31.2035 | 30.7435 | 30.2835 | 29.8235 | 29.3635 | 28.9035 | 28.4435 | 27.9835 | 27.5235 | 27.0635 | 26.6035 | 26.1435 | 25.6835 | 25.2235 | 24.7635 | 24.3035 | 23.8435 | 23.3835 | 22.9235 | 22.4635 | 22.0035 | 21.5435 | 21.0835 | 20.6235 | 20.1635 | 19.7035 | 19.2435 | 18.7835
|  | Electricity without BECCS | 54.5521 | 54.8695 | 37.3146 | 46.4281 | 44.2709 | 45.103 | 46.4575 | 46.002 | 40.7539 | 43.6965 | 38.8472 | 33.7503 | 33.9947 | 32.5301 | 29.0336 | 27.3366 | 30.1948 | 30.455 | 29.2698 | 29.0425 | 29.408 | 29.9513 | 28.3635 | 28.3931 | 28.3459 | 27.1134 | 26.2179 | 26.2629 | 23.8973 | 24.5848
|  | Road Transport and Rail | 101.1023 | 102.2999 | 97.9379 | 94.3593 | 90.7806 | 87.0304 | 84.2798 | 81.4391 | 78.3501 | 75.2551 | 71.9953 | 68.4227 | 64.988 | 61.3347 | 57.3847 | 53.0271 | 48.5373 | 43.96 | 39.5452 | 34.7873 | 30.1526 | 26.1416 | 22.4944 | 19.1377 | 15.7848 | 13.4581 | 11.5714 | 9.7782 | 8.0755 | 6.4606
|  | Methane Reformation with CCUS | 0 | 0 | 0 | 3.257e-05 | 3.9084e-05 | 3.9084e-05 | 7.1654e-05 | 7.1654e-05 | 7.1654e-05 | 7.1654e-05 | 0.00015471 | 0.00015471 | 0.00015471 | 0.00015471 | 0.00015471 | 0.00015471 | 0.0022175 | 0.0053116 | 0.010469 | 0.020782 | 0.020782 | 0.020782 | 0.031096 | 0.04141 | 0.051724 | 0.051724 | 0.062038 | 0.072352 | 0.072352 | 0.082666
|  | BECCS | 0 | 0 | 0 | 0 | 0 | 0 | 0 | 0 | 0 | 0 | 0 | 0 | 0 | 0 | 0 | -7.497 | -7.8395 | -7.9704 | -7.7308 | -7.5027 | -7.093 | -7.1454 | -8.1732 | -7.4009 | -8.2719 | -8.4823 | -8.1733 | -12.2665 | -10.8015 | -11.1329
|  | BECCS | 0 | 0 | 0 | 0 | 0 | 0 | 0 | 0 | 0 | 0 | 0 | 0 | 0 | 0 | 0 | 7.497 | 7.8395 | 7.9704 | 7.7308 | 7.5027 | 7.093 | 7.1454 | 8.1732 | 7.4009 | 8.2719 | 8.4823 | 8.1733 | 12.2665 | 10.8015 | 11.1329
|  | Net | 441.2947 | 440.94 | 422.4976 | 430.5553 | 425.1665 | 419.4833 | 414.5675 | 403.1697 | 391.0409 | 386.858 | 374.4916 | 360.7854 | 352.2872 | 341.8736 | 329.3244 | 311.3914 | 305.0545 | 296.4278 | 286.5834 | 277.9747 | 270.0278 | 262.1414 | 252.2106 | 245.9797 | 237.9791 | 230.3928 | 224.1005 | 214.4036 | 207.8582 | 203.6863
Rows coloured in grey are for chart, please do not delete
Residual emissions by sector in 2050 in each net zero pathway

## NZ.C
NZ.C: Non-FES sector emissions
Return to: Main Menu
Return to: Chapter contents
NZ.C Non-FES sector emissions
Carbon dioxide equivalent (Mt)
|  |  | 2019 | 2020 | 2021 | 2022 | 2023 | 2024 | 2025 | 2026 | 2027 | 2028 | 2029 | 2030 | 2031 | 2032 | 2033 | 2034 | 2035 | 2036 | 2037 | 2038 | 2039 | 2040 | 2041 | 2042 | 2043 | 2044 | 2045 | 2046 | 2047 | 2048 | 2049 | 2050
|  | Holistic Transition |  |  | 136.2349 | 149.701 | 157.59 | 154.2078 | 147.8902 | 141.5742 | 135.2127 | 127.5252 | 120.0616 | 113.0945 | 107.6765 | 102.0818 | 96.3537 | 91.5449 | 85.5539 | 81.0267 | 77.2144 | 74.0171 | 70.9722 | 67.1835 | 62.8586 | 59.7509 | 55.7163 | 51.3085 | 47.1982 | 43.4518 | 39.9165 | 38.0916 | 36.2518 | 34.0069
|  | Electric Engagement |  |  | 136.2349 | 149.701 | 157.59 | 154.2078 | 147.8902 | 141.5742 | 135.2127 | 127.5252 | 120.0616 | 113.0945 | 107.6765 | 102.0818 | 96.3537 | 91.5449 | 85.5539 | 81.0267 | 77.2144 | 74.0171 | 70.9722 | 67.1835 | 62.8586 | 59.7509 | 55.7163 | 51.3085 | 47.1982 | 43.4518 | 39.9165 | 38.0916 | 36.2518 | 34.0069
|  | Hydrogen Evolution |  |  | 136.2349 | 149.701 | 157.59 | 154.2078 | 147.8902 | 141.5742 | 135.2127 | 127.5252 | 120.0616 | 113.0945 | 107.6765 | 102.0818 | 96.3537 | 91.5449 | 85.5539 | 81.0267 | 77.2144 | 74.0171 | 70.9722 | 67.1835 | 62.8586 | 59.7509 | 55.7163 | 51.3085 | 47.1982 | 43.4518 | 39.9165 | 38.0916 | 36.2518 | 34.0069
|  | Counterfactual |  |  | 136.2349 | 149.701 | 158.1093 | 158.3315 | 156.8612 | 155.65 | 154.1778 | 151.196 | 148.0952 | 145.3563 | 142.084 | 138.1966 | 134.0319 | 129.8544 | 125.9801 | 122.4404 | 119.1629 | 116.2358 | 113.314 | 111.2726 | 108.9719 | 106.4118 | 104.5532 | 102.6946 | 100.836 | 98.9773 | 97.1187 | 95.2601 | 93.4015 | 92.5845
|  | Consumer Transformation FES23 |  |  | 137.7175 | 172.1175 | 170.9211 | 164.9803 | 160.1225 | 153.3231 | 146.5971 | 139.3061 | 131.1259 | 123.9676 | 118.6706 | 112.9397 | 106.8916 | 101.5546 | 94.9179 | 89.7267 | 85.4138 | 81.7857 | 78.6724 | 74.5445 | 68.7002 | 64.3087 | 59.1724 | 54.1118 | 49.5822 | 46.0832 | 41.6068 | 39.1123 | 36.3344 | 33.0424
|  | System Transformation FES23 |  |  | 137.7175 | 174.9766 | 173.7433 | 167.7641 | 162.8652 | 156.0235 | 149.2577 | 141.9286 | 133.6346 | 126.3298 | 119.593 | 112.8437 | 99.9097 | 93.6137 | 85.9956 | 80.0911 | 75.3339 | 75.0412 | 72.3909 | 68.7161 | 63.1228 | 59.4356 | 55.4566 | 51.5535 | 48.1813 | 45.4701 | 41.412 | 38.9662 | 36.2369 | 32.9937
|  | Leading the Way FES23 |  |  | 137.7175 | 170.5725 | 169.0267 | 165.1188 | 160.2337 | 152.8707 | 145.5441 | 137.6411 | 128.796 | 122.955 | 117.2146 | 110.7119 | 103.5114 | 96.0275 | 86.5226 | 78.7016 | 72.173 | 66.6051 | 61.4344 | 55.341 | 47.6117 | 42.0043 | 36.0603 | 30.1874 | 24.8365 | 20.2094 | 14.274 | 9.9433 | 5.5615 | 0.59336
|  | Falling Short FES23 |  |  | 137.7175 | 170.2478 | 170.0053 | 165.5814 | 162.0538 | 157.1624 | 154.1778 | 151.196 | 148.0952 | 145.3563 | 142.084 | 138.1966 | 134.0319 | 129.8544 | 125.9801 | 122.4404 | 119.1629 | 116.2358 | 113.314 | 111.2726 | 108.9719 | 106.4118 | 104.5532 | 102.6946 | 100.836 | 98.9773 | 97.1187 | 95.2601 | 93.4015 | 92.5845
|  | Historic Emissions | 2019: 172.4391; 2020: 139.4552; 2021: 136.2349
|  |  | 2019 | 2020 | 2021 | 2022 | 2023 | 2024 | 2025 | 2026 | 2027 | 2028 | 2029 | 2030 | 2031 | 2032 | 2033 | 2034 | 2035 | 2036 | 2037 | 2038 | 2039 | 2040 | 2041 | 2042 | 2043 | 2044 | 2045 | 2046 | 2047 | 2048 | 2049 | 2050
|  | Consumer Transformation |  |  | 137.7175 | 172.1175 | 170.9211 | 164.9803 | 160.1225 | 153.3231 | 146.5971 | 139.3061 | 131.1259 | 123.9676 | 118.6706 | 112.9397 | 106.8916 | 101.5546 | 94.9179 | 89.7267 | 85.4138 | 81.7857 | 78.6724 | 74.5445 | 68.7002 | 64.3087 | 59.1724 | 54.1118 | 49.5822 | 46.0832 | 41.6068 | 39.1123 | 36.3344 | 33.0424
|  | System Transformation |  |  | 137.7175 | 174.9766 | 173.7433 | 167.7641 | 162.8652 | 156.0235 | 149.2577 | 141.9286 | 133.6346 | 126.3298 | 119.593 | 112.8437 | 99.9097 | 93.6137 | 85.9956 | 80.0911 | 75.3339 | 75.0412 | 72.3909 | 68.7161 | 63.1228 | 59.4356 | 55.4566 | 51.5535 | 48.1813 | 45.4701 | 41.412 | 38.9662 | 36.2369 | 32.9937
|  | Leading the Way |  |  | 137.7175 | 170.5725 | 169.0267 | 165.1188 | 160.2337 | 152.8707 | 145.5441 | 137.6411 | 128.796 | 122.955 | 117.2146 | 110.7119 | 103.5114 | 96.0275 | 86.5226 | 78.7016 | 72.173 | 66.6051 | 61.4344 | 55.341 | 47.6117 | 42.0043 | 36.0603 | 30.1874 | 24.8365 | 20.2094 | 14.274 | 9.9433 | 5.5615 | 0.59336
|  | Falling Short |  |  | 137.7175 | 170.2478 | 170.0053 | 165.5814 | 162.0538 | 157.1624 | 154.1778 | 151.196 | 148.0952 | 145.3563 | 142.084 | 138.1966 | 134.0319 | 129.8544 | 125.9801 | 122.4404 | 119.1629 | 116.2358 | 113.314 | 111.2726 | 108.9719 | 106.4118 | 104.5532 | 102.6946 | 100.836 | 98.9773 | 97.1187 | 95.2601 | 93.4015 | 92.5845
Holistic Transition
Carbon dioxide equivalent (Mt)
|  |  | 2021-01-01 | 2022-01-01 | 2023-01-01 | 2024-01-01 | 2025-01-01 | 2026-01-01 | 2027-01-01 | 2028-01-01 | 2029-01-01 | 2030-01-01 | 2031-01-01 | 2032-01-01 | 2033-01-01 | 2034-01-01 | 2035-01-01 | 2036-01-01 | 2037-01-01 | 2038-01-01 | 2039-01-01 | 2040-01-01 | 2041-01-01 | 2042-01-01 | 2043-01-01 | 2044-01-01 | 2045-01-01 | 2046-01-01 | 2047-01-01 | 2048-01-01 | 2049-01-01 | 2050-01-01
|  | Heat | 139.1024 | 125.1377 | 103.3693 | 104.8072 | 102.0043 | 99.4681 | 95.972 | 88.5175 | 85.1385 | 79.477 | 74.9005 | 67.4157 | 60.0219 | 55.4174 | 51.001 | 45.7441 | 40.6837 | 35.7617 | 30.9821 | 26.5007 | 22.3437 | 18.5597 | 15.0449 | 11.9555 | 9.3088 | 7.0146 | 4.9441 | 3.2746 | 1.7566 | 0.41145
|  | Industrial Process | 10.3031 | 8.9319 | 24.872 | 24.0805 | 22.4339 | 21.2472 | 19.68 | 18.7316 | 17.92 | 16.5335 | 15.402 | 13.2769 | 11.4685 | 10.0631 | 7.4292 | 5.7643 | 4.805 | 3.5402 | 3.131 | 2.121 | 1.7964 | 1.1901 | 1.0743 | 0.97581 | 0.95595 | 0.84415 | 0.83104 | 0.77187 | 0.7492 | 0.7103
|  | Agriculture | 48.8448 | 47.683 | 47.7957 | 45.7957 | 43.7957 | 41.7957 | 39.7957 | 38.1852 | 36.9697 | 35.6947 | 35.221 | 34.7782 | 34.4165 | 33.9727 | 33.7324 | 33.4961 | 33.2568 | 33.0136 | 32.766 | 32.5263 | 32.2612 | 32.0072 | 31.7514 | 31.3326 | 31.0721 | 30.8104 | 30.546 | 30.2788 | 30.0087 | 29.7049
|  | Aviation | 16.46 | 31.6559 | 36.9986 | 36.9338 | 36.481 | 35.8105 | 35.0762 | 34.374 | 33.553 | 33.0933 | 32.5433 | 31.8215 | 31.2654 | 30.6965 | 30.4305 | 30.2084 | 29.9576 | 29.7662 | 29.5802 | 29.1659 | 27.7105 | 27.2825 | 26.8379 | 26.3152 | 25.8645 | 25.3935 | 24.852 | 24.3606 | 23.8678 | 23.352
|  | Shipping | 12.4268 | 12.4566 | 15.0238 | 15.1545 | 15.2852 | 15.3869 | 15.4597 | 15.5035 | 15.5473 | 15.5912 | 15.1925 | 14.3514 | 13.0678 | 11.7842 | 10.5006 | 9.5074 | 8.8045 | 8.3919 | 7.9793 | 7.5667 | 6.8953 | 5.9651 | 4.776 | 3.5869 | 2.3978 | 1.5786 | 1.1292 | 1.0496 | 0.96997 | 0.89038
|  | Waste | 18.8164 | 18.7654 | 18.316 | 18.316 | 18.316 | 18.316 | 18.316 | 18.316 | 17.6596 | 16.5025 | 15.8828 | 15.3867 | 14.9681 | 14.5251 | 14.0794 | 13.6846 | 13.491 | 13.3189 | 13.225 | 14.2704 | 14.1345 | 13.4949 | 12.2699 | 10.9105 | 9.6044 | 8.278 | 6.864 | 6.7768 | 6.6998 | 6.638
|  | F-gases | 8.2102 | 7.6034 | 7.6034 | 8.2188 | 7.5303 | 6.7794 | 6.147 | 5.5982 | 4.9981 | 4.4583 | 3.9477 | 3.4852 | 3.203 | 3.0128 | 2.8768 | 2.7536 | 2.6327 | 2.4829 | 2.3798 | 2.3211 | 2.2731 | 2.2467 | 2.2141 | 2.1944 | 2.1931 | 2.1817 | 2.187 | 2.1823 | 2.1754 | 2.1837
|  | Fuel Supply | 30.9538 | 30.7788 | 31.0945 | 30.3258 | 28.3136 | 26.6121 | 24.8393 | 22.1255 | 18.5255 | 15.8117 | 13.7576 | 11.9458 | 10.5055 | 10.0214 | 7.8115 | 6.5974 | 5.6577 | 5.0158 | 4.4179 | 2.1126 | 1.2005 | 1.2084 | 1.1581 | 1.0972 | 1.0322 | 0.93442 | 0.82234 | 0.68719 | 0.53393 | 0.29699
|  | Electricity without BECCS | 54.5521 | 54.8695 | 37.1524 | 38.1372 | 33.7485 | 33.1975 | 34.0062 | 31.0588 | 26.5576 | 21.373 | 18.9422 | 18.0362 | 15.5312 | 10.7826 | 8.3342 | 5.5301 | 4.5725 | 5.0633 | 5.3084 | 5.4816 | 5.5948 | 5.2208 | 5.0816 | 4.951 | 5.0858 | 4.8908 | 4.9257 | 4.7755 | 4.5185 | 4.357
|  | Road Transport and Rail | 101.1023 | 102.2999 | 97.7989 | 93.9587 | 90.0291 | 85.8276 | 82.4782 | 78.8726 | 74.8289 | 70.4132 | 65.577 | 60.2502 | 54.9759 | 49.3065 | 43.3517 | 37.6582 | 32.118 | 26.6848 | 21.4514 | 17.1001 | 13.3109 | 10.204 | 7.4876 | 5.2416 | 3.9184 | 2.8364 | 1.9819 | 1.2592 | 1.0788 | 0.87098
|  | Methane Reformation with CCUS | 0 | 0 | 4.8855e-05 | 6.514e-05 | 0.00015471 | 0.00015471 | 0.036253 | 0.18632 | 0.26058 | 0.39189 | 0.39914 | 0.39879 | 0.55236 | 0.55236 | 0.59171 | 0.60681 | 0.62747 | 0.62747 | 0.57529 | 0.58707 | 0.58341 | 0.61532 | 0.65551 | 0.6226 | 0.66725 | 0.73239 | 0.80571 | 0.81714 | 0.79056 | 0.76226
|  | LULUCF P | 0.52289 | 0.75791 | 0.75791 | 0 | 0 | 0 | 0 | 0 | 0 | 0 | 0 | 0 | 0 | 0 | 0 | 0 | 0 | 0 | 0 | 0 | 0 | 0 | 0 | 0 | 0 | 0 | 0 | 0 | 0 | 0
|  | LULUCF N | 0 | 0 | 0 | -0.53687 | -1.8317 | -3.1264 | -4.4212 | -6.5774 | -7.1917 | -7.8924 | -8.5881 | -9.2822 | -9.9749 | -10.6662 | -11.3562 | -11.9861 | -12.6148 | -13.2423 | -13.8688 | -14.5136 | -15.1541 | -15.7928 | -16.4299 | -17.0655 | -17.6996 | -18.2536 | -18.8062 | -19.3575 | -19.9077 | -20.7515
|  | LULUCF N | 0 | 0 | 0 | 0.53687 | 1.8317 | 3.1264 | 4.4212 | 6.5774 | 7.1917 | 7.8924 | 8.5881 | 9.2822 | 9.9749 | 10.6662 | 11.3562 | 11.9861 | 12.6148 | 13.2423 | 13.8688 | 14.5136 | 15.1541 | 15.7928 | 16.4299 | 17.0655 | 17.6996 | 18.2536 | 18.8062 | 19.3575 | 19.9077 | 20.7515
|  | BECCS | 0 | 0 | 0 | 0 | 0 | 0 | 0 | 0 | 0 | -4.8794 | -9.4395 | -14.1274 | -19.4633 | -20.1648 | -20.7513 | -22.3687 | -30.274 | -31.4422 | -32.342 | -32.9793 | -33.1435 | -33.6551 | -34.0604 | -34.0955 | -34.5403 | -34.3772 | -34.9661 | -35.2552 | -35.2988 | -35.7097
|  | BECCS | 0 | 0 | 0 | 0 | 0 | 0 | 0 | 0 | 0 | 4.8794 | 9.4395 | 14.1274 | 19.4633 | 20.1648 | 20.7513 | 22.3687 | 30.274 | 31.4422 | 32.342 | 32.9793 | 33.1435 | 33.6551 | 34.0604 | 34.0955 | 34.5403 | 34.3772 | 34.9661 | 35.2552 | 35.2988 | 35.7097
|  | Net emissions | 441.2947 | 440.94 | 420.7827 | 415.1915 | 396.1061 | 381.3148 | 367.3855 | 344.8921 | 324.7671 | 296.5686 | 273.7381 | 247.7368 | 220.5379 | 199.3037 | 178.0316 | 157.1962 | 133.7181 | 118.9823 | 105.5856 | 92.2604 | 79.807 | 68.5467 | 57.8609 | 48.0224 | 39.8604 | 32.8642 | 26.1166 | 21.6208 | 17.9427 | 13.7168
Rows coloured in grey are for chart, please do not delete
Electric Engagement
Carbon dioxide equivalent (Mt)
|  |  | 2021-01-01 | 2022-01-01 | 2023-01-01 | 2024-01-01 | 2025-01-01 | 2026-01-01 | 2027-01-01 | 2028-01-01 | 2029-01-01 | 2030-01-01 | 2031-01-01 | 2032-01-01 | 2033-01-01 | 2034-01-01 | 2035-01-01 | 2036-01-01 | 2037-01-01 | 2038-01-01 | 2039-01-01 | 2040-01-01 | 2041-01-01 | 2042-01-01 | 2043-01-01 | 2044-01-01 | 2045-01-01 | 2046-01-01 | 2047-01-01 | 2048-01-01 | 2049-01-01 | 2050-01-01
|  | Heat | 139.1024 | 125.1377 | 103.3709 | 104.7985 | 102.0629 | 99.6348 | 96.2717 | 89.601 | 86.6784 | 81.1595 | 76.5253 | 70.4707 | 64.341 | 59.3712 | 54.4321 | 48.4857 | 42.817 | 37.3836 | 32.2307 | 27.3621 | 22.8985 | 18.8395 | 15.2554 | 12.1223 | 9.5358 | 7.3066 | 5.3163 | 3.5162 | 1.9088 | 0.38989
|  | Industrial Process | 10.3031 | 8.9319 | 24.872 | 24.0805 | 22.4339 | 21.2472 | 19.68 | 18.7316 | 17.92 | 16.5335 | 15.402 | 13.2769 | 11.4685 | 10.0631 | 7.4292 | 5.7643 | 4.805 | 3.5402 | 3.131 | 2.121 | 1.7964 | 1.1901 | 1.0743 | 0.97581 | 0.95595 | 0.84415 | 0.83104 | 0.77187 | 0.7492 | 0.7103
|  | Agriculture | 48.8448 | 47.683 | 47.7957 | 45.7957 | 43.7957 | 41.7957 | 39.7957 | 38.1852 | 36.9697 | 35.6947 | 35.221 | 34.7782 | 34.4165 | 33.9727 | 33.7324 | 33.4961 | 33.2568 | 33.0136 | 32.766 | 32.5263 | 32.2612 | 32.0072 | 31.7514 | 31.3326 | 31.0721 | 30.8104 | 30.546 | 30.2788 | 30.0087 | 29.7049
|  | Aviation | 16.46 | 31.6559 | 36.9986 | 36.9338 | 36.481 | 35.8105 | 35.0762 | 34.374 | 33.553 | 33.0933 | 32.5433 | 31.8215 | 31.2654 | 30.6965 | 30.4305 | 30.2084 | 29.9576 | 29.7662 | 29.5802 | 29.1659 | 27.7105 | 27.2825 | 26.8379 | 26.3152 | 25.8645 | 25.3935 | 24.852 | 24.3606 | 23.8678 | 23.352
|  | Shipping | 12.4268 | 12.4566 | 15.0238 | 15.1545 | 15.2852 | 15.3869 | 15.4597 | 15.5035 | 15.5473 | 15.5912 | 15.1925 | 14.3514 | 13.0678 | 11.7842 | 10.5006 | 9.5074 | 8.8045 | 8.3919 | 7.9793 | 7.5667 | 6.8953 | 5.9651 | 4.776 | 3.5869 | 2.3978 | 1.5786 | 1.1292 | 1.0496 | 0.96997 | 0.89038
|  | Waste | 18.8164 | 18.7654 | 18.316 | 18.316 | 18.316 | 18.316 | 18.316 | 18.316 | 17.6596 | 16.5025 | 15.8828 | 15.3867 | 14.9681 | 14.5251 | 14.0794 | 13.6846 | 13.491 | 13.3189 | 13.225 | 14.2704 | 14.1345 | 13.4949 | 12.2699 | 10.9105 | 9.6044 | 8.278 | 6.864 | 6.7768 | 6.6998 | 6.638
|  | F-gases | 8.2102 | 7.6034 | 7.6034 | 8.2188 | 7.5303 | 6.7794 | 6.147 | 5.5982 | 4.9981 | 4.4583 | 3.9477 | 3.4852 | 3.203 | 3.0128 | 2.8768 | 2.7536 | 2.6327 | 2.4829 | 2.3798 | 2.3211 | 2.2731 | 2.2467 | 2.2141 | 2.1944 | 2.1931 | 2.1817 | 2.187 | 2.1823 | 2.1754 | 2.1837
|  | Fuel Supply | 30.9538 | 30.7788 | 31.0945 | 30.3258 | 28.3136 | 26.6121 | 24.8393 | 22.1255 | 18.5255 | 15.8117 | 13.7576 | 11.9458 | 10.5055 | 10.0214 | 7.8115 | 6.5974 | 5.6577 | 5.0158 | 4.4179 | 2.1126 | 1.2005 | 1.2084 | 1.1581 | 1.0972 | 1.0322 | 0.93442 | 0.82234 | 0.68719 | 0.53393 | 0.29699
|  | Electricity without BECCS | 54.5521 | 54.8695 | 37.2231 | 38.1741 | 34.1567 | 34.6646 | 34.9896 | 35.4036 | 31.229 | 27.8263 | 21.9595 | 21.8775 | 19.114 | 13.7881 | 12.526 | 10.5244 | 8.873 | 8.4323 | 9.4569 | 8.7035 | 7.8005 | 7.5151 | 5.8425 | 5.5443 | 5.286 | 5.3517 | 5.0726 | 5.0433 | 4.6724 | 4.5287
|  | Road Transport and Rail | 101.1023 | 102.2999 | 97.6947 | 93.8471 | 89.9108 | 85.7037 | 82.3509 | 78.7431 | 74.6981 | 70.2798 | 65.4338 | 60.0719 | 54.7411 | 48.9814 | 42.9057 | 37.0455 | 31.293 | 25.6059 | 20.4695 | 16.0889 | 12.4501 | 9.3868 | 6.7414 | 4.5472 | 3.0244 | 1.9953 | 1.2744 | 1.1174 | 1.0401 | 0.87095
|  | BECCS | 0 | 0 | 0 | 0 | 0 | 0 | 0 | 0 | 0 | -0.16477 | -4.827 | -9.5041 | -14.5529 | -19.981 | -20.6829 | -21.223 | -22.0779 | -26.1208 | -26.5108 | -36.2299 | -36.2083 | -36.2041 | -36.3506 | -36.9014 | -40.0154 | -40.3665 | -40.7877 | -40.9126 | -40.8938 | -40.9642
|  | BECCS | 0 | 0 | 0 | 0 | 0 | 0 | 0 | 0 | 0 | 0.16477 | 4.827 | 9.5041 | 14.5529 | 19.981 | 20.6829 | 21.223 | 22.0779 | 26.1208 | 26.5108 | 36.2299 | 36.2083 | 36.2041 | 36.3506 | 36.9014 | 40.0154 | 40.3665 | 40.7877 | 40.9126 | 40.8938 | 40.9642
|  | Methane Reformation with CCUS | 0 | 0 | 4.0713e-05 | 0.00014657 | 0.00015471 | 0.00015471 | 0.00015471 | 0.00015471 | 0.036769 | 0.06137 | 0.10845 | 0.17664 | 0.21678 | 0.31471 | 0.40951 | 0.44037 | 0.56944 | 0.56944 | 0.56944 | 0.571 | 0.56223 | 0.56944 | 0.56944 | 0.53418 | 0.51249 | 0.51249 | 0.51427 | 0.5139 | 0.51593 | 0.51249
|  | LULUCF P | 2021-01-01: 0.52289; 2022-01-01: 0.75791; 2023-01-01: 0.75791; 2024-01-01: 0; 2025-01-01: 0; 2026-01-01: 0; 2027-01-01: 0; 2028-01-01: 0; 2029-01-01: 0; 2030-01-01: 0; 2031-01-01: 0; 2032-01-01: 0; 2033-01-01: 0; 2034-01-01: 0; 2035-01-01: 0
|  | LULUCF N | 0 | 0 | 0 | -0.53687 | -1.8317 | -3.1264 | -4.4212 | -6.5774 | -7.1917 | -7.8924 | -8.5881 | -9.2822 | -9.9749 | -10.6662 | -11.3562 | -11.9861 | -12.6148 | -13.2423 | -13.8688 | -14.5136 | -15.1541 | -15.7928 | -16.4299 | -17.0655 | -17.6996 | -18.2536 | -18.8062 | -19.3575 | -19.9077 | -20.7515
|  | LULUCF N | 0 | 0 | 0 | 0.53687 | 1.8317 | 3.1264 | 4.4212 | 6.5774 | 7.1917 | 7.8924 | 8.5881 | 9.2822 | 9.9749 | 10.6662 | 11.3562 | 11.9861 | 12.6148 | 13.2423 | 13.8688 | 14.5136 | 15.1541 | 15.7928 | 16.4299 | 17.0655 | 17.6996 | 18.2536 | 18.8062 | 19.3575 | 19.9077 | 20.7515
|  | Net | 441.2947 | 440.94 | 420.7507 | 415.1082 | 396.4547 | 382.8247 | 368.5051 | 350.0047 | 330.6239 | 308.9549 | 282.5587 | 258.856 | 232.7798 | 205.8842 | 185.0947 | 165.2988 | 147.465 | 128.1574 | 115.8261 | 92.0659 | 78.6206 | 67.7088 | 55.7099 | 45.1938 | 33.7636 | 26.5667 | 19.8152 | 16.0277 | 12.3404 | 8.3627
Rows coloured in grey are for chart, please do not delete
Hydrogen Evolution
Carbon dioxide equivalent (Mt)
|  |  | 2021-01-01 | 2022-01-01 | 2023-01-01 | 2024-01-01 | 2025-01-01 | 2026-01-01 | 2027-01-01 | 2028-01-01 | 2029-01-01 | 2030-01-01 | 2031-01-01 | 2032-01-01 | 2033-01-01 | 2034-01-01 | 2035-01-01 | 2036-01-01 | 2037-01-01 | 2038-01-01 | 2039-01-01 | 2040-01-01 | 2041-01-01 | 2042-01-01 | 2043-01-01 | 2044-01-01 | 2045-01-01 | 2046-01-01 | 2047-01-01 | 2048-01-01 | 2049-01-01 | 2050-01-01
|  | Heat | 139.1024 | 125.1377 | 103.7049 | 105.4591 | 106.6059 | 104.2391 | 101.0846 | 93.589 | 90.3594 | 84.9088 | 80.1786 | 72.2863 | 64.7136 | 60.1882 | 55.8303 | 50.3594 | 45.0588 | 39.8628 | 34.779 | 29.8044 | 25.3035 | 21.11 | 17.1745 | 13.5481 | 10.2854 | 7.7463 | 5.557 | 3.6185 | 1.834 | 0.27588
|  | Industrial Process | 10.3031 | 8.9319 | 24.872 | 24.0805 | 22.4339 | 21.2472 | 19.68 | 18.7316 | 17.92 | 16.5335 | 15.402 | 13.2769 | 11.4685 | 10.0631 | 7.4292 | 5.7643 | 4.805 | 3.5402 | 3.131 | 2.121 | 1.7964 | 1.1901 | 1.0743 | 0.97581 | 0.95595 | 0.84415 | 0.83104 | 0.77187 | 0.7492 | 0.7103
|  | Agriculture | 48.8448 | 47.683 | 47.7957 | 45.7957 | 43.7957 | 41.7957 | 39.7957 | 38.1852 | 36.9697 | 35.6947 | 35.221 | 34.7782 | 34.4165 | 33.9727 | 33.7324 | 33.4961 | 33.2568 | 33.0136 | 32.766 | 32.5263 | 32.2612 | 32.0072 | 31.7514 | 31.3326 | 31.0721 | 30.8104 | 30.546 | 30.2788 | 30.0087 | 29.7049
|  | Aviation | 16.46 | 31.6559 | 36.9986 | 36.9338 | 36.481 | 35.8105 | 35.0762 | 34.374 | 33.553 | 33.0933 | 32.5433 | 31.8215 | 31.2654 | 30.6965 | 30.4305 | 30.2084 | 29.9576 | 29.7662 | 29.5802 | 29.1659 | 27.7105 | 27.2825 | 26.8379 | 26.3152 | 25.8645 | 25.3935 | 24.852 | 24.3606 | 23.8678 | 23.352
|  | Shipping | 12.4268 | 12.4566 | 15.0238 | 15.1545 | 15.2852 | 15.3869 | 15.4597 | 15.5035 | 15.5473 | 15.5912 | 15.1925 | 14.3514 | 13.0678 | 11.7842 | 10.5006 | 9.5074 | 8.8045 | 8.3919 | 7.9793 | 7.5667 | 6.8953 | 5.9651 | 4.776 | 3.5869 | 2.3978 | 1.5786 | 1.1292 | 1.0496 | 0.96997 | 0.89038
|  | Waste | 18.8164 | 18.7654 | 18.316 | 18.316 | 18.316 | 18.316 | 18.316 | 18.316 | 17.6596 | 16.5025 | 15.8828 | 15.3867 | 14.9681 | 14.5251 | 14.0794 | 13.6846 | 13.491 | 13.3189 | 13.225 | 14.2704 | 14.1345 | 13.4949 | 12.2699 | 10.9105 | 9.6044 | 8.278 | 6.864 | 6.7768 | 6.6998 | 6.638
|  | F-gases | 8.2102 | 7.6034 | 7.6034 | 8.2188 | 7.5303 | 6.7794 | 6.147 | 5.5982 | 4.9981 | 4.4583 | 3.9477 | 3.4852 | 3.203 | 3.0128 | 2.8768 | 2.7536 | 2.6327 | 2.4829 | 2.3798 | 2.3211 | 2.2731 | 2.2467 | 2.2141 | 2.1944 | 2.1931 | 2.1817 | 2.187 | 2.1823 | 2.1754 | 2.1837
|  | Fuel Supply | 30.9538 | 30.7788 | 31.0945 | 30.3258 | 28.3136 | 26.6121 | 24.8393 | 22.1255 | 18.5255 | 15.8117 | 13.7576 | 11.9458 | 10.5055 | 10.0214 | 7.8115 | 6.5974 | 5.6577 | 5.0158 | 4.4179 | 2.1126 | 1.2005 | 1.2084 | 1.1581 | 1.0972 | 1.0322 | 0.93442 | 0.82234 | 0.68719 | 0.53393 | 0.29699
|  | Electricity without BECCS | 54.5521 | 54.8695 | 37.3086 | 39.305 | 35.4586 | 32.9451 | 34.5518 | 34.2435 | 30.3229 | 28.0133 | 21.8743 | 21.3884 | 21.2553 | 13.3022 | 12.8899 | 11.5482 | 11.3706 | 12.7125 | 12.4782 | 11.9986 | 9.8165 | 10.7372 | 11.1096 | 10.4766 | 11.0521 | 10.9488 | 10.2231 | 9.2509 | 4.5088 | 3.757
|  | Road Transport and Rail | 101.1023 | 102.2999 | 97.7605 | 93.9486 | 90.0545 | 85.8926 | 82.6011 | 79.0767 | 75.1448 | 70.8629 | 66.1921 | 61.0594 | 55.9925 | 50.5528 | 44.7684 | 39.2928 | 34.0026 | 28.8209 | 23.9985 | 19.5833 | 15.8512 | 12.6401 | 9.7695 | 7.3988 | 5.3543 | 3.8129 | 2.8382 | 1.9686 | 1.6106 | 1.1389
|  | BECCS | 0 | 0 | 0 | 0 | 0 | 0 | 0 | 0 | 0 | -0.38396 | -5.0582 | -5.2268 | -5.8375 | -12.6861 | -19.1934 | -29.0171 | -32.7985 | -33.508 | -34.7777 | -36.6316 | -39.4134 | -39.2897 | -40.2725 | -41.0137 | -41.6983 | -42.1153 | -42.6167 | -42.9553 | -44.6032 | -45.8033
|  | BECCS | 0 | 0 | 0 | 0 | 0 | 0 | 0 | 0 | 0 | 0.38396 | 5.0582 | 5.2268 | 5.8375 | 12.6861 | 19.1934 | 29.0171 | 32.7985 | 33.508 | 34.7777 | 36.6316 | 39.4134 | 39.2897 | 40.2725 | 41.0137 | 41.6983 | 42.1153 | 42.6167 | 42.9553 | 44.6032 | 45.8033
|  | Methane Reformation with CCUS | 0 | 0 | 4.8855e-05 | 6.514e-05 | 0.00014657 | 0.00015471 | 0.00046412 | 0.037078 | 0.19694 | 0.54426 | 0.56855 | 0.78739 | 0.78521 | 0.78555 | 1.1198 | 1.3658 | 1.4667 | 1.5364 | 1.5512 | 1.545 | 1.5632 | 1.586 | 1.7458 | 1.8185 | 1.8026 | 1.8822 | 1.9154 | 1.9992 | 2.0251 | 1.9324
|  | DACCS | 0 | 0 | 0 | 0 | 0 | 0 | 0 | 0 | 0 | 0 | 0 | 0 | 0 | 0 | 0 | 0 | 0 | 0 | 0 | 0.2246 | 0.73187 | 1.1135 | 1.8048 | 2.6554 | 3.1332 | 3.6095 | 3.9194 | 4.4915 | 4.7347 | 5.2495
|  | DACCS | 0 | 0 | 0 | 0 | 0 | 0 | 0 | 0 | 0 | 0 | 0 | 0 | 0 | 0 | 0 | 0 | 0 | 0 | 0 | -0.2246 | -0.73187 | -1.1135 | -1.8048 | -2.6554 | -3.1332 | -3.6095 | -3.9194 | -4.4915 | -4.7347 | -5.2495
|  | LULUCF P | 0.52289 | 0.75791 | 0.75791 | 0 | 0 | 0 | 0 | 0 | 0 | 0 | 0 | 0 | 0 | 0 | 0 | 0 | 0 | 0 | 0 | 0 | 0 | 0 | 0 | 0 | 0 | 0 | 0 | 0 | 0 | 0
|  | LULUCF N | 0 | 0 | 0 | -0.53687 | -1.8317 | -3.1264 | -4.4212 | -6.5774 | -7.1917 | -7.8924 | -8.5881 | -9.2822 | -9.9749 | -10.6662 | -11.3562 | -11.9861 | -12.6148 | -13.2423 | -13.8688 | -14.5136 | -15.1541 | -15.7928 | -16.4299 | -17.0655 | -17.6996 | -18.2536 | -18.8062 | -19.3575 | -19.9077 | -20.7515
|  | LULUCF N | 0 | 0 | 0 | 0.53687 | 1.8317 | 3.1264 | 4.4212 | 6.5774 | 7.1917 | 7.8924 | 8.5881 | 9.2822 | 9.9749 | 10.6662 | 11.3562 | 11.9861 | 12.6148 | 13.2423 | 13.8688 | 14.5136 | 15.1541 | 15.7928 | 16.4299 | 17.0655 | 17.6996 | 18.2536 | 18.8062 | 19.3575 | 19.9077 | 20.7515
|  | Net | 441.2947 | 440.94 | 421.236 | 417.0011 | 402.4433 | 385.8983 | 373.1308 | 353.203 | 334.0056 | 313.7381 | 287.1141 | 266.058 | 245.8288 | 215.5523 | 190.9194 | 163.5749 | 145.0906 | 131.7119 | 117.6395 | 101.6454 | 83.5066 | 73.2722 | 61.3738 | 48.92 | 39.0831 | 30.4326 | 22.4229 | 16.1399 | 5.7377 | -0.92379
Rows coloured in grey are for chart, please do not delete
Counterfactual
Carbon dioxide equivalent (Mt)
|  |  | 2021-01-01 | 2022-01-01 | 2023-01-01 | 2024-01-01 | 2025-01-01 | 2026-01-01 | 2027-01-01 | 2028-01-01 | 2029-01-01 | 2030-01-01 | 2031-01-01 | 2032-01-01 | 2033-01-01 | 2034-01-01 | 2035-01-01 | 2036-01-01 | 2037-01-01 | 2038-01-01 | 2039-01-01 | 2040-01-01 | 2041-01-01 | 2042-01-01 | 2043-01-01 | 2044-01-01 | 2045-01-01 | 2046-01-01 | 2047-01-01 | 2048-01-01 | 2049-01-01 | 2050-01-01
|  | Heat | 139.1024 | 125.1377 | 103.7298 | 105.7493 | 107.2854 | 105.4502 | 103.1213 | 97.7203 | 96.7481 | 95.1753 | 93.9091 | 92.4784 | 91.054 | 89.6546 | 88.1447 | 87.0218 | 85.6531 | 84.1173 | 82.2686 | 80.1669 | 78.0989 | 76.0114 | 73.9105 | 71.8014 | 69.639 | 67.3996 | 65.1476 | 62.8591 | 60.4944 | 58.1066
|  | Industrial Process | 10.3031 | 8.9319 | 25.4059 | 25.6871 | 25.9684 | 26.2497 | 26.5309 | 26.8122 | 27.0935 | 27.3747 | 27.656 | 27.9372 | 28.2185 | 28.4998 | 28.781 | 29.0623 | 29.3436 | 29.6248 | 29.9061 | 30.1874 | 30.4686 | 30.7499 | 31.0312 | 31.3124 | 31.5937 | 31.8749 | 32.1562 | 32.4375 | 32.7187 | 33
|  | Agriculture and LULUCF | 49.3677 | 48.4409 | 48.4409 | 48.4409 | 48.4409 | 48.4409 | 47.703 | 46.5617 | 45.4203 | 44.279 | 43.1376 | 41.9963 | 40.8549 | 39.7136 | 38.5722 | 37.4309 | 36.2895 | 35.1482 | 34.0068 | 32.8655 | 31.7241 | 30.5828 | 29.4415 | 28.3001 | 27.1588 | 26.0174 | 24.8761 | 23.7347 | 22.5934 | 21.452
|  | Aviation | 16.46 | 31.6559 | 37.0378 | 36.973 | 36.5198 | 35.8486 | 35.1137 | 34.4108 | 33.589 | 33.1291 | 32.5789 | 31.8568 | 31.3005 | 30.7314 | 30.4655 | 30.2434 | 29.9927 | 29.8013 | 29.6154 | 30.3099 | 31.0043 | 31.6988 | 32.3932 | 33.0877 | 33.7821 | 34.4766 | 35.171 | 35.8655 | 36.5599 | 37.85
|  | Shipping | 12.4268 | 12.4566 | 15.0583 | 15.1898 | 15.3214 | 15.4235 | 15.4963 | 15.5398 | 15.5832 | 15.6267 | 15.2269 | 14.3841 | 13.0981 | 11.8121 | 10.5261 | 9.5309 | 8.8266 | 8.4132 | 7.9997 | 7.5863 | 6.9135 | 5.9814 | 5.7508 | 5.5201 | 5.2895 | 5.0588 | 4.8282 | 4.5975 | 4.3668 | 4.4
|  | Waste | 18.8164 | 18.7654 | 18.7654 | 18.7654 | 18.7654 | 18.7654 | 19.3354 | 18.7965 | 18.2576 | 17.7187 | 17.1799 | 16.641 | 16.1021 | 15.5632 | 15.0243 | 14.4855 | 13.9466 | 13.4077 | 12.8688 | 12.3299 | 11.7911 | 11.2522 | 10.7133 | 10.1744 | 9.6356 | 9.0967 | 8.5578 | 8.0189 | 7.48 | 6.9412
|  | F-gases | 8.2102 | 7.6034 | 7.6034 | 8.2188 | 7.5303 | 7.3481 | 7.1659 | 6.9837 | 6.8015 | 6.6193 | 6.4372 | 6.255 | 6.0728 | 5.8906 | 5.7084 | 5.5262 | 5.3441 | 5.1619 | 4.9797 | 4.7975 | 4.6153 | 4.4331 | 4.251 | 4.0688 | 3.8866 | 3.7044 | 3.5222 | 3.34 | 3.1579 | 3.1579
|  | Fuel Supply | 30.9538 | 30.7788 | 31.2035 | 30.7435 | 30.2835 | 29.8235 | 29.3635 | 28.9035 | 28.4435 | 27.9835 | 27.5235 | 27.0635 | 26.6035 | 26.1435 | 25.6835 | 25.2235 | 24.7635 | 24.3035 | 23.8435 | 23.3835 | 22.9235 | 22.4635 | 22.0035 | 21.5435 | 21.0835 | 20.6235 | 20.1635 | 19.7035 | 19.2435 | 18.7835
|  | Electricity without BECCS | 54.5521 | 54.8695 | 37.3146 | 46.4281 | 44.2709 | 45.103 | 46.4575 | 46.002 | 40.7539 | 43.6965 | 38.8472 | 33.7503 | 33.9947 | 32.5301 | 29.0336 | 27.3366 | 30.1948 | 30.455 | 29.2698 | 29.0425 | 29.408 | 29.9513 | 28.3635 | 28.3931 | 28.3459 | 27.1134 | 26.2179 | 26.2629 | 23.8973 | 24.5848
|  | Road Transport and Rail | 101.1023 | 102.2999 | 97.9379 | 94.3593 | 90.7806 | 87.0304 | 84.2798 | 81.4391 | 78.3501 | 75.2551 | 71.9953 | 68.4227 | 64.988 | 61.3347 | 57.3847 | 53.0271 | 48.5373 | 43.96 | 39.5452 | 34.7873 | 30.1526 | 26.1416 | 22.4944 | 19.1377 | 15.7848 | 13.4581 | 11.5714 | 9.7782 | 8.0755 | 6.4606
|  | Methane Reformation with CCUS | 0 | 0 | 0 | 3.257e-05 | 3.9084e-05 | 3.9084e-05 | 7.1654e-05 | 7.1654e-05 | 7.1654e-05 | 7.1654e-05 | 0.00015471 | 0.00015471 | 0.00015471 | 0.00015471 | 0.00015471 | 0.00015471 | 0.0022175 | 0.0053116 | 0.010469 | 0.020782 | 0.020782 | 0.020782 | 0.031096 | 0.04141 | 0.051724 | 0.051724 | 0.062038 | 0.072352 | 0.072352 | 0.082666
|  | BECCS | 0 | 0 | 0 | 0 | 0 | 0 | 0 | 0 | 0 | 0 | 0 | 0 | 0 | 0 | 0 | -7.497 | -7.8395 | -7.9704 | -7.7308 | -7.5027 | -7.093 | -7.1454 | -8.1732 | -7.4009 | -8.2719 | -8.4823 | -8.1733 | -12.2665 | -10.8015 | -11.1329
|  | BECCS | 0 | 0 | 0 | 0 | 0 | 0 | 0 | 0 | 0 | 0 | 0 | 0 | 0 | 0 | 0 | 7.497 | 7.8395 | 7.9704 | 7.7308 | 7.5027 | 7.093 | 7.1454 | 8.1732 | 7.4009 | 8.2719 | 8.4823 | 8.1733 | 12.2665 | 10.8015 | 11.1329
|  | Net | 441.2947 | 440.94 | 422.4976 | 430.5553 | 425.1665 | 419.4833 | 414.5675 | 403.1697 | 391.0409 | 386.858 | 374.4916 | 360.7854 | 352.2872 | 341.8736 | 329.3244 | 311.3914 | 305.0545 | 296.4278 | 286.5834 | 277.9747 | 270.0278 | 262.1414 | 252.2106 | 245.9797 | 237.9791 | 230.3928 | 224.1005 | 214.4036 | 207.8582 | 203.6863
Rows coloured in grey are for chart, please do not delete
Figure NZ.06 Power Generation Emissions
Carbon dioxide equivalent (Mt)
|  |  | 2021-01-01 | 2022-01-01 | 2023-01-01 | 2024-01-01 | 2025-01-01 | 2026-01-01 | 2027-01-01 | 2028-01-01 | 2029-01-01 | 2030-01-01 | 2031-01-01 | 2032-01-01 | 2033-01-01 | 2034-01-01 | 2035-01-01 | 2036-01-01 | 2037-01-01 | 2038-01-01 | 2039-01-01 | 2040-01-01 | 2041-01-01 | 2042-01-01 | 2043-01-01 | 2044-01-01 | 2045-01-01 | 2046-01-01 | 2047-01-01 | 2048-01-01 | 2049-01-01 | 2050-01-01
|  | Holistic Transition | 54.5521 | 54.8695 | 37.1524 | 38.1372 | 33.7485 | 33.1975 | 34.0062 | 31.0588 | 26.5576 | 16.8427 | 9.972 | 4.5011 | -2.6512 | -7.3915 | -9.6452 | -12.575 | -20.6329 | -20.483 | -20.4104 | -20.1128 | -19.95 | -20.3453 | -20.6272 | -20.5868 | -20.5451 | -20.3769 | -20.7195 | -20.9504 | -21.0411 | -21.4019
|  | Electric Engagement | 54.5521 | 54.8695 | 37.2231 | 38.1741 | 34.1567 | 34.6646 | 34.9896 | 35.4036 | 31.229 | 27.8263 | 17.4127 | 12.7781 | 5.6586 | -4.3912 | -5.6356 | -7.4638 | -9.2338 | -12.9587 | -11.5467 | -21.2605 | -21.9452 | -22.0279 | -23.6469 | -24.2942 | -27.4632 | -27.5436 | -28.0372 | -27.9832 | -28.1254 | -28.1278
|  | Hydrogen Evolution | 54.5521 | 54.8695 | 37.3086 | 39.305 | 35.4586 | 32.9451 | 34.5518 | 34.2435 | 30.3229 | 28.0133 | 17.3188 | 16.7918 | 16.7401 | 4.3143 | -0.66805 | -10.9123 | -13.9273 | -12.3285 | -12.8476 | -13.3844 | -17.321 | -15.4338 | -15.4505 | -16.623 | -16.4106 | -16.746 | -17.7522 | -18.8488 | -25.0288 | -26.7693
|  | Counterfactual | 54.5521 | 54.8695 | 37.3146 | 46.4281 | 44.2709 | 45.103 | 46.4575 | 46.002 | 40.7539 | 43.6965 | 38.8472 | 33.7503 | 33.9947 | 32.5301 | 29.0336 | 19.8396 | 22.3554 | 22.4846 | 21.539 | 21.5398 | 22.315 | 22.8059 | 20.1903 | 20.9922 | 20.074 | 18.6311 | 18.0446 | 13.9964 | 13.0958 | 13.4519
|  | Five Year Forecast | 2021-01-01: 54.5521; 2022-01-01: 54.8695; 2023-01-01: 37.2883; 2024-01-01: 43.3532; 2025-01-01: 38.5694; 2026-01-01: 36.3123; 2027-01-01: 36.0967; 2028-01-01: 34.8373

## NZ.D
NZ.D: Clearing price and total allowances of the UK ETS since the first auction back in May 2021
Return to: Main Menu
Return to: Chapter contents
NZ.D Clearing price and total allowances of the UK ETS since the first auction back in May 2021
Date | time axis 2021-05-19 to 2024-05-15
|  | Allowances | 6052000 | 6052000 | 6052000 | 6052000 | 6052000 | 6052000 | 2594000 | 2594000 | 5187500 | 5187500 | 5187500 | 5447500 | 5654000 | 5654500 | 5654000 | 5394500 | 3221500 | 3221500 | 3221500 | 3221500 | 3221500 | 3221500 | 3221500 | 3221500 | 3221500 | 3221500 | 3221500 | 3221500 | 3221500 | 3221500 | 3221500 | 3221500 | 3221500 | 3221500 | 3336500 | 3336500 | 3336000 | 3336000 | 3335500 | 3335500 | 3335500 | 3154500 | 3154500 | 3154500 | 3154500 | 3154500 | 3154500 | 3154500 | 3154500 | 3154500 | 3154500 | 3154500 | 3154500 | 3154500 | 3154500 | 3154000 | 3154000 | 3154000 | 3154000 | 3137000 | 3137000 | 3137000 | 3137000 | 3137000 | 3137000 | 3136500 | 2759000 | 2759000 | 2759000 | 2759000 | 2759000 | 2759000 | 2759000 | 2759000 | 2759000 | 2759000
|  | Clearing Price | 43.99 | 44.75 | 43.4 | 45.05 | 42.01 | 42.29 | 47.25 | 48.75 | 53.25 | 55.21 | 60 | 51.39 | 52.45 | 59 | 65.8 | 71.32 | 68.5 | 81 | 81.81 | 82 | 62.21 | 72.6 | 69.37 | 74.5 | 78 | 82.2 | 79 | 79.25 | 81.21 | 80.67 | 75.5 | 79.75 | 90 | 80 | 73 | 72.37 | 67 | 71.65 | 67.74 | 69.5 | 68 | 62.5 | 61.56 | 78 | 78.24 | 79.55 | 70.7 | 69.51 | 64.5 | 55.22 | 57.5 | 50.05 | 55.25 | 51.12 | 48.61 | 46.62 | 39.22 | 48.03 | 42.75 | 35 | 40 | 46.12 | 38.11 | 41.52 | 41.12 | 33.1 | 37.02 | 32.61 | 32.75 | 32.1 | 34.7 | 34.65 | 32.7 | 33.5 | 35.15 | 37
Source
ICE Report Center - Data (theice.com)
LW reaches 95% reduction in 2042

## NZ.E
NZ.E: Latest actual emissions vs. FES 2024 emissions
Return to: Main Menu
Return to: Chapter contents
| NZ.E Latest actual emissions vs. FES 2024 emissions |  | 1990 | 1991 | 1992 | 1905-06-15 | 1905-06-16 | 1905-06-17 | 1905-06-18 | 1905-06-19 | 1905-06-20 | 1999 | 2000 | 2001 | 2002 | 2003 | 2004 | 2005 | 2006 | 2007 | 2008 | 2009 | 2010 | 2011 | 2012 | 2013 | 2014 | 2015 | 2016 | 2017 | 2018 | 2019 | 2020 | 2021 | 2022 | 2023 | 2024 | 2025 | 2026 | 2027 | 2028 | 2029 | 2030 | 2031 | 2032 | 2033 | 2034 | 2035 | 2036 | 2037 | 2038 | 2039 | 2040 | 2041 | 2042 | 2043 | 2044 | 2045 | 2046 | 2047 | 2048 | 2049 | 2050
|  | Updated Historical Emissions | 836.0672 | 843.9376 | 824.5954 | 805.9997 | 793.6616 | 789.1828 | 810.4994 | 787.9655 | 788.4412 | 759.3507 | 761.2656 | 763.9213 | 740.3133 | 745.9569 | 745.4896 | 739.1855 | 732.6514 | 719.4613 | 700.4836 | 641.228 | 652.3452 | 608.7242 | 622.6501 | 608.2568 | 567.3955 | 549.4529 | 522.8728 | 513.211 | 506.801 | 491.9543 | 424.893 | 441.2947 | 440.94
|  | Historical Emissions FES23 | 837.047 | 844.9234 | 825.667 | 807.1742 | 794.7364 | 790.3178 | 811.7197 | 789.2226 | 789.803 | 760.775 | 762.715 | 765.3946 | 741.7062 | 747.2287 | 746.7285 | 740.4284 | 733.8746 | 720.7624 | 701.6784 | 642.632 | 653.7725 | 610.1715 | 624.0333 | 609.9797 | 569.7847 | 551.9018 | 527.1001 | 517.3117 | 509.2665 | 494.4785 | 427.1595 | 446.0282
|  | FES24 Holistic Transition | [31 empty] | 441.2947 | 440.94 | 420.7827 | 415.1915 | 396.1061 | 381.3148 | 367.3855 | 344.8921 | 324.7671 | 296.5686 | 273.7381 | 247.7368 | 220.5379 | 199.3037 | 178.0316 | 157.1962 | 133.7181 | 118.9823 | 105.5856 | 91.9322 | 78.5523 | 65.3032 | 52.4311 | 41.0437 | 31.2998 | 22.7823 | 14.7314 | 9.3853 | 4.1736 | -1.4305
|  | FES24 Electric Engagement | [31 empty] | 441.2947 | 440.94 | 420.7507 | 415.1082 | 396.4547 | 382.8247 | 368.5051 | 350.0047 | 330.6239 | 308.9549 | 282.5587 | 258.856 | 232.7798 | 205.8842 | 185.0947 | 165.2988 | 147.465 | 128.1574 | 115.8261 | 91.7759 | 77.5906 | 66.2388 | 52.8499 | 40.9438 | 28.9436 | 21.3567 | 13.4352 | 8.4377 | 3.5804 | -1.8773
|  | FES24 Hydrogen Evolution | [31 empty] | 441.2947 | 440.94 | 421.236 | 417.0011 | 402.4433 | 385.8983 | 373.1308 | 353.203 | 334.0056 | 313.7381 | 287.1141 | 266.058 | 245.8288 | 215.5523 | 190.9194 | 163.5749 | 145.0906 | 131.7119 | 117.6395 | 101.6454 | 83.5066 | 73.2722 | 61.3738 | 48.92 | 39.0831 | 30.4326 | 22.4229 | 16.1399 | 5.7377 | -0.92379
|  | FES24 Counterfactual | [31 empty] | 441.2947 | 440.94 | 422.4976 | 430.5553 | 425.1665 | 419.4833 | 414.5675 | 403.1697 | 391.0409 | 386.858 | 374.4916 | 360.7854 | 352.2872 | 341.8736 | 329.3244 | 311.3914 | 305.0545 | 296.4278 | 286.5834 | 277.9747 | 270.0278 | 262.1414 | 252.2106 | 245.9797 | 237.9791 | 230.3928 | 224.1005 | 214.4036 | 207.8582 | 203.6863

## NZ.F-I
NZ.F-I: Residential Emissions and heat technologies fuel consumption by pathway
Return to: Main Menu
Return to: Chapter contents
| Figure NZ.F Holistic Transition Residential Emissions and heat technologies fuel consumption |  | Holistic Transition
|  |  | Type | 2021-01-01 | 2022-01-01 | 2023-01-01 | 2024-01-01 | 2025-01-01 | 2026-01-01 | 2027-01-01 | 2028-01-01 | 2029-01-01 | 2030-01-01 | 2031-01-01 | 2032-01-01 | 2033-01-01 | 2034-01-01 | 2035-01-01 | 2036-01-01 | 2037-01-01 | 2038-01-01 | 2039-01-01 | 2040-01-01 | 2041-01-01 | 2042-01-01 | 2043-01-01 | 2044-01-01 | 2045-01-01 | 2046-01-01 | 2047-01-01 | 2048-01-01 | 2049-01-01 | 2050-01-01
|  |  | Bio boiler | 0.025 | 0.056 | 0.174 | 0.337 | 0.46 | 0.669 | 0.969 | 1.419 | 1.826 | 2.305 | 2.774 | 3.231 | 3.687 | 4.145 | 4.605 | 5.575 | 6.582 | 7.51 | 8.327 | 9.097 | 9.686 | 10.208 | 10.588 | 11.028 | 11.419 | 11.899 | 12.383 | 12.866 | 13.338 | 13.815
|  |  | DH | 6.731 | 6.379 | 6.769 | 7.563 | 7.985 | 8.471 | 8.967 | 9.39 | 9.776 | 10.114 | 10.437 | 10.707 | 10.959 | 11.199 | 11.249 | 15.539 | 19.768 | 23.974 | 28.08 | 32.466 | 36.374 | 40.153 | 43.975 | 47.824 | 51.869 | 55.898 | 60.036 | 64.243 | 68.512 | 72.841
|  |  | Gas boiler | 303.499 | 267.962 | 267.119 | 278.157 | 275.617 | 272.227 | 268.092 | 263.187 | 256.539 | 248.708 | 239.339 | 228.993 | 216.676 | 203.685 | 189.899 | 172.751 | 155.851 | 139.043 | 122.329 | 105.725 | 89.971 | 74.962 | 60.722 | 48.226 | 36.912 | 27.137 | 18.339 | 11.511 | 5.358 | 0
|  |  | Heat Pump | 1.483 | 1.506 | 1.683 | 1.914 | 2.302 | 2.698 | 3.357 | 4.245 | 5.426 | 6.93 | 8.752 | 10.741 | 13.223 | 15.803 | 18.516 | 21.353 | 24.289 | 27.181 | 30.02 | 32.752 | 35.362 | 37.64 | 39.624 | 41.226 | 42.456 | 43.312 | 43.926 | 44.026 | 43.991 | 43.789
|  |  | Hydrogen boiler | 0 | 0 | 0 | 0 | 0 | 0 | 0 | 0 | 0 | 0 | 0.02 | 0.042 | 0.063 | 0.084 | 0.107 | 0.743 | 1.466 | 2.225 | 2.98 | 3.738 | 4.434 | 5.427 | 6.582 | 7.733 | 8.915 | 10.068 | 11.206 | 12.336 | 13.44 | 14.508
|  |  | Others | 52.701 | 47.547 | 46.938 | 48.497 | 47.155 | 45.54 | 43.448 | 41.019 | 38.498 | 35.707 | 32.986 | 30.264 | 27.5 | 24.753 | 21.985 | 20.237 | 18.626 | 17.287 | 16.175 | 15.39 | 14.705 | 14.5 | 14.655 | 14.905 | 15.456 | 15.919 | 16.392 | 16.911 | 17.42 | 17.955
|  |  | Emissions | 66.3843 | 56.1143 | 57.212 | 59.3714 | 58.6121 | 57.673 | 56.5364 | 55.2048 | 53.522 | 51.5712 | 49.3285 | 46.9065 | 44.1138 | 41.206 | 38.161 | 34.5242 | 30.9614 | 27.4469 | 23.9884 | 20.6132 | 17.4116 | 14.4245 | 11.6499 | 9.2345 | 7.1094 | 5.2777 | 3.6408 | 2.3805 | 1.2536 | 0.28116
Note: Bio boiler includes Biofuel boiler and Biomass boiler; Heat Pump includes ASHP, GSHP, Hybrid (ASHP + Biofuel boiler), Hybrid (ASHP + Electric resistive), Hybrid (ASHP + Hydrogen boiler); Others includes Electric resistive, Electric storage, Oil boiler
Figure NZ.G Electric Engagement Residential Emissions and heat technologies fuel consumption
Electric Engagement
| NZ.08b Carbon captured per year by pathway | Carbon captured per year by pathway (MtCO2)
|  |  | Type | 2021-01-01 | 2022-01-01 | 2023-01-01 | 2024-01-01 | 2025-01-01 | 2026-01-01 | 2027-01-01 | 2028-01-01 | 2029-01-01 | 2030-01-01 | 2031-01-01 | 2032-01-01 | 2033-01-01 | 2034-01-01 | 2035-01-01 | 2036-01-01 | 2037-01-01 | 2038-01-01 | 2039-01-01 | 2040-01-01 | 2041-01-01 | 2042-01-01 | 2043-01-01 | 2044-01-01 | 2045-01-01 | 2046-01-01 | 2047-01-01 | 2048-01-01 | 2049-01-01 | 2050-01-01
|  |  | Bio boiler | 0.025 | 0.056 | 0.134 | 0.276 | 0.374 | 0.559 | 0.826 | 1.245 | 1.648 | 2.116 | 2.57 | 3.016 | 3.459 | 3.904 | 4.348 | 5.412 | 6.552 | 7.584 | 8.53 | 9.254 | 9.789 | 10.236 | 10.589 | 10.964 | 11.353 | 11.855 | 12.351 | 12.847 | 13.341 | 13.848
|  |  | DH | 6.731 | 6.379 | 6.784 | 7.548 | 7.979 | 8.471 | 8.972 | 9.399 | 9.794 | 10.14 | 10.466 | 10.736 | 10.992 | 11.236 | 11.264 | 15.926 | 20.563 | 25.16 | 29.745 | 34.434 | 38.793 | 43.071 | 47.367 | 51.565 | 56.157 | 60.381 | 64.665 | 68.988 | 73.355 | 77.768
|  |  | Gas boiler | 303.499 | 267.962 | 267.114 | 278.131 | 275.561 | 272.171 | 268.269 | 263.362 | 256.627 | 248.28 | 238.083 | 226.941 | 214.951 | 202.073 | 188.795 | 171.648 | 154.747 | 137.945 | 121.252 | 104.678 | 88.923 | 73.681 | 59.444 | 47.034 | 36.237 | 27.289 | 19.288 | 12.133 | 5.867 | 0
|  |  | Heat Pump | 1.483 | 1.506 | 1.682 | 1.954 | 2.404 | 2.813 | 3.429 | 4.354 | 5.581 | 7.277 | 9.379 | 11.63 | 14.041 | 16.615 | 19.207 | 22.059 | 25.018 | 27.934 | 30.768 | 33.486 | 36.124 | 38.537 | 40.618 | 42.337 | 43.556 | 44.325 | 44.875 | 45.233 | 45.385 | 45.477
|  |  | Hydrogen boiler | 0 | 0 | 0 | 0 | 0 | 0 | 0 | 0 | 0 | 0 | 0 | 0 | 0 | 0 | 0 | 0 | 0 | 0 | 0 | 0 | 0 | 0 | 0 | 0 | 0 | 0 | 0 | 0 | 0 | 0
|  |  | Others | 52.701 | 47.547 | 46.924 | 48.516 | 47.069 | 45.455 | 43.353 | 40.925 | 38.453 | 35.681 | 33.002 | 30.324 | 27.646 | 24.948 | 22.268 | 20.531 | 18.926 | 17.607 | 16.539 | 15.879 | 15.205 | 15.023 | 15.18 | 15.387 | 15.919 | 16.34 | 16.766 | 17.2 | 17.658 | 18.107
|  |  | Emissions | 66.3843 | 56.1143 | 57.2124 | 59.3616 | 58.5847 | 57.645 | 56.5498 | 55.216 | 53.518 | 51.4662 | 49.0612 | 46.4843 | 43.7567 | 40.8718 | 37.9238 | 34.2892 | 30.7286 | 27.2193 | 23.7729 | 20.4022 | 17.2021 | 14.177 | 11.4054 | 9.0048 | 6.9983 | 5.322 | 3.8334 | 2.512 | 1.3642 | 0.29813
| Figure NZ.H Hydrogen Evolution Residential Emissions and heat technologies fuel consumption |  | Hydrogen Evolution
|  |  | Type | 2021-01-01 | 2022-01-01 | 2023-01-01 | 2024-01-01 | 2025-01-01 | 2026-01-01 | 2027-01-01 | 2028-01-01 | 2029-01-01 | 2030-01-01 | 2031-01-01 | 2032-01-01 | 2033-01-01 | 2034-01-01 | 2035-01-01 | 2036-01-01 | 2037-01-01 | 2038-01-01 | 2039-01-01 | 2040-01-01 | 2041-01-01 | 2042-01-01 | 2043-01-01 | 2044-01-01 | 2045-01-01 | 2046-01-01 | 2047-01-01 | 2048-01-01 | 2049-01-01 | 2050-01-01
|  |  | Bio boiler | 0.025 | 0.056 | 0.132 | 0.238 | 0.344 | 0.469 | 0.558 | 0.629 | 0.69 | 0.743 | 0.778 | 0.806 | 0.832 | 0.854 | 0.876 | 1.097 | 1.495 | 1.842 | 2.164 | 2.496 | 2.903 | 3.345 | 3.804 | 4.275 | 4.755 | 5.319 | 5.861 | 6.419 | 6.994 | 7.594
|  |  | DH | 6.731 | 6.379 | 6.722 | 7.539 | 8.382 | 8.953 | 9.491 | 9.995 | 10.47 | 10.915 | 11.251 | 11.532 | 11.805 | 12.068 | 12.437 | 15.113 | 18.23 | 21.69 | 25.143 | 28.644 | 31.853 | 35.043 | 38.269 | 41.194 | 44.159 | 47.002 | 49.848 | 52.625 | 55.366 | 57.968
|  |  | Gas boiler | 303.499 | 267.962 | 265.709 | 278.187 | 293.344 | 289.826 | 285.823 | 281.155 | 275.177 | 267.666 | 257.087 | 245.138 | 231.997 | 218.14 | 203.73 | 185.466 | 167.512 | 149.665 | 131.897 | 114.123 | 97.267 | 80.896 | 65.192 | 50.795 | 37.933 | 28.138 | 19.713 | 12.481 | 5.964 | 0
|  |  | Heat Pump | 1.483 | 1.506 | 1.683 | 2.023 | 2.445 | 2.824 | 3.426 | 4.203 | 5.193 | 6.507 | 8.129 | 10.057 | 12.347 | 14.842 | 17.455 | 19.978 | 22.667 | 25.648 | 28.614 | 31.56 | 34.458 | 37.117 | 39.613 | 41.637 | 43.281 | 44.57 | 45.475 | 45.952 | 46.179 | 46.166
|  |  | Hydrogen boiler | 0 | 0 | 0 | 0 | 0 | 0 | 0 | 0 | 0 | 0 | 2.34 | 4.77 | 7.072 | 9.415 | 11.846 | 19.667 | 26.566 | 31.486 | 36.192 | 40.86 | 44.544 | 48.187 | 51.639 | 56.176 | 60.82 | 63.252 | 65.709 | 68.544 | 71.463 | 74.724
|  |  | Others | 52.701 | 47.547 | 46.816 | 48.466 | 50.33 | 48.767 | 46.719 | 44.565 | 42.315 | 40.074 | 37.555 | 34.924 | 32.194 | 29.353 | 26.496 | 24.513 | 22.696 | 21.178 | 19.885 | 18.77 | 17.85 | 17.411 | 17.103 | 16.889 | 16.694 | 16.754 | 16.937 | 17.224 | 17.628 | 18.057
|  |  | Emissions | 66.3843 | 56.1143 | 57.1954 | 59.6694 | 62.6931 | 61.7132 | 60.5865 | 59.3089 | 57.765 | 55.9164 | 53.4432 | 50.7093 | 47.7557 | 44.6788 | 41.5215 | 37.6234 | 33.8175 | 30.0656 | 26.3681 | 22.709 | 19.2525 | 15.9656 | 12.8505 | 10.0153 | 7.505 | 5.6071 | 3.9835 | 2.595 | 1.35 | 0.21574
Figure NZ.I Counterfactual Residential Emissions and heat technologies fuel consumption
Counterfactual
|  |  | Type | 2021-01-01 | 2022-01-01 | 2023-01-01 | 2024-01-01 | 2025-01-01 | 2026-01-01 | 2027-01-01 | 2028-01-01 | 2029-01-01 | 2030-01-01 | 2031-01-01 | 2032-01-01 | 2033-01-01 | 2034-01-01 | 2035-01-01 | 2036-01-01 | 2037-01-01 | 2038-01-01 | 2039-01-01 | 2040-01-01 | 2041-01-01 | 2042-01-01 | 2043-01-01 | 2044-01-01 | 2045-01-01 | 2046-01-01 | 2047-01-01 | 2048-01-01 | 2049-01-01 | 2050-01-01
|  |  | Bio boiler | 0.025 | 0.056 | 0.12 | 0.201 | 0.287 | 0.386 | 0.436 | 0.469 | 0.495 | 0.512 | 0.533 | 0.551 | 0.569 | 0.586 | 0.602 | 0.626 | 0.644 | 0.628 | 0.615 | 0.622 | 0.679 | 0.786 | 0.914 | 1.053 | 1.198 | 1.388 | 1.632 | 1.877 | 2.123 | 2.374
|  |  | DH | 6.731 | 6.379 | 6.703 | 7.467 | 8.228 | 8.616 | 8.974 | 9.334 | 9.707 | 10.124 | 10.636 | 11.154 | 11.633 | 12.078 | 12.563 | 12.648 | 12.72 | 12.805 | 12.869 | 12.969 | 13.121 | 13.303 | 13.475 | 13.616 | 13.719 | 13.726 | 13.724 | 13.769 | 13.855 | 13.988
|  |  | Gas boiler | 303.499 | 267.962 | 266.804 | 280.175 | 296.464 | 294.483 | 292.56 | 290.691 | 288.865 | 287.075 | 285.316 | 283.178 | 281.048 | 278.921 | 276.797 | 275.97 | 273.946 | 271.267 | 267.027 | 261.46 | 255.34 | 249.113 | 242.735 | 236.006 | 228.879 | 221.156 | 213.344 | 205.104 | 196.489 | 187.661
|  |  | Heat Pump | 1.483 | 1.506 | 1.682 | 1.946 | 2.292 | 2.622 | 3.049 | 3.47 | 3.881 | 4.276 | 4.561 | 4.911 | 5.25 | 5.585 | 5.924 | 6.606 | 7.77 | 9.18 | 11.057 | 13.257 | 15.549 | 17.768 | 20.016 | 22.345 | 24.775 | 27.427 | 30.074 | 32.843 | 35.718 | 38.641
|  |  | Hydrogen boiler | 0 | 0 | 0 | 0 | 0 | 0 | 0 | 0 | 0 | 0 | 0 | 0 | 0 | 0 | 0 | 0 | 0 | 0 | 0 | 0 | 0 | 0 | 0 | 0 | 0 | 0 | 0 | 0 | 0 | 0
|  |  | Others | 52.701 | 47.547 | 46.963 | 48.894 | 51.141 | 50.135 | 48.895 | 47.663 | 46.434 | 45.198 | 44.224 | 43.296 | 42.418 | 41.559 | 40.693 | 39.816 | 38.736 | 37.568 | 36.297 | 35.067 | 33.857 | 32.887 | 31.936 | 31.016 | 30.125 | 29.003 | 27.829 | 26.586 | 25.31 | 24.026
|  |  | Emissions | 66.3843 | 56.1143 | 57.2147 | 59.8941 | 63.1765 | 62.5599 | 61.9479 | 61.3439 | 60.7445 | 60.147 | 59.5606 | 58.9002 | 58.2428 | 57.5854 | 56.9323 | 56.5108 | 55.8136 | 54.9492 | 53.7618 | 52.321 | 50.7814 | 49.2395 | 47.6823 | 46.0752 | 44.4117 | 42.6437 | 40.8689 | 39.0237 | 37.1212 | 35.1945
LW reaches 95% reduction in 2042

## The Energy Consumer ->
The Energy Consumer
Chapter Section | Subsection | Figure Title | Figure Number
The Energy Consumer |  | EC.01: Annual consumer demand in Holistic Transition by fuel and sector | EC.01
|  | EC.02: Annual consumer demand in Electric Engagement by fuel and sector | EC.02
|  | EC.03: Annual consumer demand in Hydrogen Evolution by fuel and sector | EC.03
|  | EC.04: Annual consumer demand in the Counterfactual by fuel and sector | EC.04
|  | EC.05: Consumer flexibility in Holistic Transition at peak by sector | EC.05
|  | EC.06: Battery electric cars on the road | EC.06
|  | EC.07: Electricity demand for road transport | EC.07
|  | EC.08: Electric Vehicles public charge points installed in the UK | EC.08
|  | EC.09: Peak demand from road transport with smart charging (excluding Vehicle-to-Grid) | EC.09
|  | EC.10: Average demands on the network from unmanaged and smart charging profiles | EC.10
|  | EC.11: Peak demand from road transport with smart charging and vehicle-to-grid | EC.11
|  | EC.12: Low carbon hydrogen demand for road transport | EC.12
|  | EC.13: Residential electricity demand for appliances | EC.13
|  | EC.14: Residential annual electricity demand for heat | EC.14
|  | EC.15: Residential annual gas demand for heat | EC.15
|  | EC.16: Flexibility from electrified heating | EC.16
|  | EC.17: Residential thermal demand savings from insulation improvements and behavioural change | EC.17
|  | EC.18: Annual heat pump installations | EC.18
|  | EC.19: Annual low carbon hydrogen demand for residential heat | EC.19
|  | EC.20: Electricity demand in the commercial sector (excluding hydrogen production) | EC.20
|  | EC.21: Low carbon hydrogen demand in the commercial sector | EC.21
|  | EC.22: Gas demand in the commercial sector | EC.22
|  | EC.23: Industrial electricity demand (excluding hydrogen production) | EC.23
|  | EC.24: Industrial gas demand | EC.24
|  | EC.25: Industrial low carbon hydrogen demand | EC.25
| Additional Graphs | EC.A: Total annual consumer electricity demand | EC.A
|  | EC.B: Total annual consumer hydrogen demand | EC.B
|  | EC.C: Road transport energy demand in 2023 | EC.C
|  | EC.D: Annual energy demand for road transport | EC.D
|  | EC.E: Battery electric vans on the road | EC.E
|  | EC.F: HGVs on the road by fuel type | EC.F
|  | EC.G: Delivered volumes by DFS event date | EC.G
|  | EC.H: Residential heating technology mix today, in 2035 and in 2050 | EC.H
|  | EC.I: Total annual fuel demand for residential heat | EC.I
|  | EC.J: Total residential heat pumps installed (including hybrids) | EC.J
|  | EC.K: Total residential hydrogen boilers installed (including hybrids) | EC.K
|  | EC.L: District heat network connections today and in 2050 | EC.L
|  | EC.M: Overall heat flexibility by technology | EC.M
|  | EC.N: Commercial demand in 2022 by end use | EC.N
|  | EC.O: Non-residential heating technology mix today, in 2035 and in 2050 | EC.O
|  | EC.P: Electricity demand for data centres | EC.P
|  | EC.Q: Industrial demand in 2022 by end use | EC.Q

## EC.01
EC.01: Annual consumer demand in Holistic Transition by fuel and sector
Return to: Main Menu
Return to: Chapter contents
EC.01: Annual consumer demand in Holistic Transition by fuel and sector
|  | Category | Subcategory | Fuel lookup | Unit | Data table | Component | Component 2 | Component 3 | Subtract component | Unit lookup | Holistic Transition | Holistic Transition | Holistic Transition | Holistic Transition | Holistic Transition | Holistic Transition | Holistic Transition | Holistic Transition | Holistic Transition | Holistic Transition | Holistic Transition | Holistic Transition | Holistic Transition | Holistic Transition | Holistic Transition | Holistic Transition | Holistic Transition | Holistic Transition | Holistic Transition | Holistic Transition | Holistic Transition | Holistic Transition | Holistic Transition | Holistic Transition | Holistic Transition | Holistic Transition | Holistic Transition | Holistic Transition
[12 empty] | 2023-01-01 | 2024-01-01 | 2025-01-01 | 2026-01-01 | 2027-01-01 | 2028-01-01 | 2029-01-01 | 2030-01-01 | 2031-01-01 | 2032-01-01 | 2033-01-01 | 2034-01-01 | 2035-01-01 | 2036-01-01 | 2037-01-01 | 2038-01-01 | 2039-01-01 | 2040-01-01 | 2041-01-01 | 2042-01-01 | 2043-01-01 | 2044-01-01 | 2045-01-01 | 2046-01-01 | 2047-01-01 | 2048-01-01 | 2049-01-01 | 2050-01-01
|  | End user demand | I&C | Electricity | TWh | ED1 | GBFES Customer Demand: Total Industrial (Excluding electrolysis) | Total Commercial Demand inc Heat Pumps, District Heat, Rail Traction, No directs, exc EV | GBFES Customer Demand: Direct Transmission Customers | I&C Rail Traction Demand | GWh | 154.166 | 155.209 | 158.924 | 163.76 | 168.774 | 173.628 | 178.769 | 183.107 | 187.518 | 192.818 | 198.661 | 204.445 | 209.902 | 215.638 | 220.954 | 225.552 | 229.425 | 232.738 | 235.297 | 237.83 | 239.792 | 241.598 | 243.524 | 245.104 | 246.843 | 248.648 | 250.319 | 252.389
|  |  |  | Gas | TWh | ED3 | Annual end-use gas demand from industry | Annual end-use gas demand from the commercial sector |  |  | GWh | 195.7694 | 195.0708 | 193.5544 | 192.8729 | 188.5319 | 180.7341 | 171.5316 | 162.0176 | 152.9703 | 143.7598 | 134.0981 | 123.5615 | 112.6156 | 99.9016 | 88.2203 | 77.3634 | 67.4785 | 59.1558 | 51.3497 | 44.7694 | 38.6423 | 32.9704 | 28.2248 | 23.8869 | 19.7349 | 15.8677 | 12.1422 | 9.0058
|  |  |  | Hydrogen | TWh | WS1 | Industrial | Commercial |  |  | TWh | 0 | 0 | 0 | 0 | 1.1 | 4.84 | 9.78 | 14.76 | 18.43 | 21.2 | 23.63 | 25.9 | 28.14 | 30.45 | 32.84 | 34.83 | 36.68 | 38.53 | 40.38 | 42.24 | 44.01 | 45.83 | 47.53 | 49.23 | 50.9 | 52.43 | 53.87 | 54.62
|  |  |  | Bioenergy | TWh | WS1 | Industrial | Commercial |  |  | TWh | 2.5031 | 2.4262 | 2.5138 | 2.7456 | 2.892 | 2.9267 | 3.0317 | 3.2792 | 3.548 | 3.8865 | 4.2808 | 4.6923 | 5.1064 | 6.6047 | 7.5318 | 8.5076 | 9.3629 | 10.1838 | 10.6898 | 11.2681 | 11.9419 | 12.5352 | 13.0796 | 13.4991 | 13.867 | 14.1782 | 14.4743 | 14.7609
|  |  |  | Oil | TWh | WS1 | Industrial | Commercial |  |  | TWh | 38.2786 | 37.3113 | 36.242 | 34.8864 | 33.1162 | 31.168 | 29.0898 | 26.7057 | 24.2817 | 21.8969 | 19.4975 | 17.1019 | 14.6651 | 12.635 | 10.7719 | 9.1027 | 7.4986 | 6.0227 | 5.3183 | 4.6745 | 4.0755 | 3.5261 | 3.2724 | 3.0636 | 2.8619 | 2.6687 | 2.4681 | 0
|  |  | Residential | Electricity | TWh | ED1 | GBFES Customer Demand: Residential |  |  | Residential Electric Vehicles Demand (EVs) | GWh | 99.569 | 94.851 | 91.341 | 87.482 | 84.614 | 82.443 | 80.972 | 79.977 | 79.803 | 79.878 | 80.536 | 81.39 | 82.212 | 84.899 | 88.096 | 91.468 | 94.851 | 98.229 | 101.628 | 104.742 | 107.56 | 110.039 | 112.171 | 113.787 | 115.191 | 116.176 | 117.195 | 118.088
|  |  |  | Gas | TWh | ED3 | Total end-use residential gas demand |  |  |  | GWh | 292.3052 | 303.4119 | 299.6789 | 295.0421 | 289.6242 | 283.4068 | 275.3519 | 266.0781 | 255.2194 | 243.3868 | 229.5392 | 215.0653 | 199.8458 | 181.1968 | 162.9265 | 144.8696 | 127.0285 | 109.4171 | 92.7986 | 77.0558 | 62.2061 | 49.2362 | 37.5569 | 27.5157 | 18.5309 | 11.5916 | 5.377 | 0
|  |  |  | Hydrogen | TWh | WS1 | Residential |  |  |  | TWh | 0 | 0 | 0 | 0 | 0 | 0 | 0 | 0 | 0.02 | 0.05 | 0.07 | 0.1 | 0.14 | 0.8 | 1.54 | 2.32 | 3.09 | 3.87 | 4.58 | 5.59 | 6.76 | 7.93 | 9.13 | 10.29 | 11.44 | 12.57 | 13.68 | 14.75
|  |  |  | Bioenergy | TWh | WS1 | Residential |  |  |  | TWh | 0.46973 | 0.67045 | 0.82075 | 1.0546 | 1.3815 | 1.8605 | 2.3002 | 2.8122 | 3.3081 | 3.789 | 4.2689 | 4.7501 | 5.2312 | 6.4094 | 7.6217 | 8.7525 | 9.7663 | 11.1908 | 12.025 | 12.7825 | 13.4006 | 14.0763 | 14.8651 | 15.5977 | 16.3399 | 17.085 | 17.8237 | 18.5718
|  |  |  | Oil | TWh | ED3 | Other |  |  |  | TWh | 27.299 | 28.208 | 27.62 | 26.924 | 25.798 | 24.29 | 22.676 | 20.71 | 18.743 | 16.776 | 14.81 | 12.843 | 10.876 | 9.136 | 7.432 | 5.8 | 4.301 | 2.923 | 1.652 | 0.811 | 0.353 | 0 | 0 | 0 | 0 | 0 | 0 | 0
|  |  | Road Transport | Electricity | TWh | ED1 | Residential Electric Vehicles Demand (EVs) | Commercial Electric Vehicles Demand (EVs) |  |  | GWh | 4.591 | 6.371 | 8.559 | 11.257 | 14.483 | 18.336 | 22.838 | 28.231 | 34.395 | 41.278 | 48.676 | 56.31 | 64.311 | 71.911 | 79.807 | 87.648 | 95.466 | 102.129 | 107.697 | 112.397 | 116.416 | 119.624 | 121.305 | 122.554 | 123.415 | 123.848 | 122.86 | 121.582
|  |  |  | Gas | TWh | ED3 | Gas end-use demand for transport |  |  | Bioenergy | GWh | 0.50471 | 0.56592 | 0.6326 | 0.70533 | 0.78481 | 0.87163 | 0.96639 | 1.0697 | 1.1822 | 1.3041 | 1.4324 | 1.5697 | 1.6533 | 1.7446 | 1.8444 | 1.9534 | 1.8601 | 1.7598 | 1.6396 | 1.5108 | 1.3732 | 1.2169 | 1.0493 | 0.86526 | 0.65886 | 0.43641 | 0.2193 | 0.00012888
|  |  |  | Hydrogen | TWh | ED5 | TWh Vehicles - Hydrogen |  |  |  | TWh | 0.023972 | 0.042434 | 0.06371 | 0.088366 | 0.11684 | 0.14965 | 0.18732 | 0.23063 | 0.28027 | 0.33644 | 0.39676 | 0.46345 | 0.548 | 0.62849 | 0.7392 | 0.89328 | 1.1163 | 1.2996 | 1.4555 | 1.6359 | 1.8468 | 2.0981 | 2.4057 | 2.7743 | 3.2278 | 3.7487 | 4.1981 | 4.6923
|  |  |  | Bioenergy | TWh | WS1 | Road Transport |  |  |  | TWh | 34.4791 | 38.5019 | 42.1607 | 45.3273 | 44.9264 | 44.2727 | 43.243 | 41.8537 | 40.0528 | 37.7648 | 34.3674 | 30.7128 | 26.881 | 23.2162 | 19.6572 | 16.1765 | 12.8807 | 10.0806 | 7.7191 | 5.7129 | 3.9681 | 2.5389 | 1.7284 | 1.0757 | 0.57593 | 0.16265 | 0.091641 | 0
|  |  |  | Petrol/Diesel | TWh | ED5 | TWh Vehicles - Petrol/Diesel |  |  | Bioenergy | TWh | 362.9242 | 348.2753 | 333.2964 | 317.2908 | 304.6952 | 291.1267 | 275.8936 | 259.2522 | 241.0194 | 220.8984 | 201.0255 | 179.6491 | 157.2352 | 135.7988 | 114.981 | 94.6215 | 75.343 | 58.9648 | 45.1514 | 33.4168 | 23.2106 | 14.8508 | 10.1097 | 6.2923 | 3.3688 | 0.95137 | 0.53604 | 0.47389
|  |  | Rail | Electricity | TWh | ED1 | I&C Rail Traction Demand |  |  |  | GWh | 4.833 | 5.016 | 5.163 | 5.315 | 5.471 | 5.632 | 5.797 | 5.968 | 6.143 | 6.323 | 6.509 | 6.701 | 6.897 | 7.1 | 7.309 | 7.524 | 7.745 | 7.972 | 8.206 | 8.448 | 8.696 | 8.951 | 9.214 | 9.485 | 9.764 | 10.051 | 10.346 | 10.65
|  |  |  | Hydrogen | TWh | WS1 | Rail |  |  |  | TWh | 0 | 0 | 0.65 | 0.65 | 0.65 | 0.65 | 0.65 | 0.9 | 0.9 | 0.9 | 0.9 | 0.9 | 1.02 | 1.02 | 1.02 | 1.02 | 1.02 | 1.12 | 1.12 | 1.12 | 1.12 | 1.12 | 1.15 | 1.15 | 1.15 | 1.15 | 1.15 | 1.19
|  | Total by sector | I&C |  | TWh | [6 empty] | 390.7172 | 390.0172 | 391.2342 | 394.2649 | 394.4141 | 393.2968 | 392.2022 | 389.8696 | 386.7479 | 383.5612 | 380.1674 | 375.7007 | 370.4291 | 365.2293 | 360.3181 | 355.3557 | 350.4451 | 346.6304 | 343.0348 | 340.782 | 338.4617 | 336.4597 | 335.6308 | 334.7836 | 334.2068 | 333.7926 | 333.2736 | 330.7757
|  |  | Residential |  | TWh | [6 empty] | 419.6429 | 427.1414 | 419.4606 | 410.5028 | 401.4177 | 392.0003 | 381.3001 | 369.5773 | 357.0935 | 343.8798 | 329.2241 | 314.1484 | 298.305 | 282.4412 | 267.6162 | 253.2101 | 239.0368 | 225.6299 | 212.6835 | 200.9813 | 190.2797 | 181.2815 | 173.7231 | 167.1904 | 161.5017 | 157.4226 | 154.0757 | 151.4098
|  |  | Transport |  | TWh | [6 empty] | 407.356 | 398.7726 | 390.5254 | 380.6337 | 371.1273 | 361.0387 | 349.5753 | 337.5052 | 323.9727 | 308.8048 | 293.307 | 276.3061 | 258.5455 | 241.4191 | 225.3578 | 209.8367 | 195.4311 | 183.3258 | 172.9886 | 164.2414 | 156.6306 | 150.3998 | 146.962 | 144.1966 | 142.1604 | 140.3481 | 139.4011 | 138.5883
|  | Total by fuel | Electricity |  | TWh | [6 empty] | 263.159 | 261.447 | 263.987 | 267.814 | 273.342 | 280.039 | 288.376 | 297.283 | 307.859 | 320.297 | 334.382 | 348.846 | 363.322 | 379.548 | 396.166 | 412.192 | 427.487 | 441.068 | 452.828 | 463.417 | 472.464 | 480.212 | 486.214 | 490.93 | 495.213 | 498.723 | 500.72 | 502.709
|  |  | Gas |  | TWh | [6 empty] | 488.5794 | 499.0486 | 493.8659 | 488.6203 | 478.9409 | 465.0125 | 447.8499 | 429.1654 | 409.3719 | 388.4507 | 365.0696 | 340.1964 | 314.1147 | 282.8431 | 252.9912 | 224.1863 | 196.3671 | 170.3328 | 145.7879 | 123.3361 | 102.2216 | 83.4235 | 66.8309 | 52.2679 | 38.9247 | 27.8957 | 17.7385 | 9.0059
|  |  | Hydrogen |  | TWh | [6 empty] | 0.023972 | 0.042434 | 0.71371 | 0.73837 | 1.8668 | 5.6396 | 10.6173 | 15.8906 | 19.6303 | 22.4864 | 24.9968 | 27.3634 | 29.848 | 32.8985 | 36.1392 | 39.0633 | 41.9063 | 44.8196 | 47.5355 | 50.5859 | 53.7368 | 56.9781 | 60.2157 | 63.4443 | 66.7178 | 69.8987 | 72.8981 | 75.2523
|  |  | Bioenergy |  | TWh | [6 empty] | 37.452 | 41.5986 | 45.4953 | 49.1275 | 49.1998 | 49.0599 | 48.5749 | 47.9451 | 46.9089 | 45.4403 | 42.917 | 40.1552 | 37.2185 | 36.2303 | 34.8107 | 33.4366 | 32.0099 | 31.4553 | 30.4339 | 29.7635 | 29.3106 | 29.1504 | 29.6731 | 30.1725 | 30.7828 | 31.4258 | 32.3897 | 33.3327
|  |  | Oil |  | TWh | [6 empty] | 428.5018 | 413.7946 | 397.1583 | 379.1012 | 363.6095 | 346.5848 | 327.6594 | 306.6679 | 284.0441 | 259.5713 | 235.333 | 209.594 | 182.7763 | 157.5697 | 133.1849 | 109.5242 | 87.1427 | 67.9105 | 52.1217 | 38.9023 | 27.639 | 18.3769 | 13.3821 | 9.3559 | 6.2307 | 3.6201 | 3.0041 | 0.47389
|  | Total consumer energy demand |  |  | TWh | [6 empty] | 1217.7161 | 1215.9312 | 1201.2202 | 1185.4014 | 1166.959 | 1146.3358 | 1123.0775 | 1096.9521 | 1067.8141 | 1036.2458 | 1002.6985 | 966.1551 | 927.2796 | 889.0895 | 853.292 | 818.4024 | 784.913 | 755.5862 | 728.7069 | 706.0048 | 685.372 | 668.141 | 656.3158 | 646.1706 | 637.869 | 631.5633 | 626.7504 | 620.7737

## EC.02
EC.02: Annual consumer demand in Electric Engagement by fuel and sector
Return to: Main Menu
Return to: Chapter contents
EC.02: Annual consumer demand in Electric Engagement by fuel and sector
|  | Category | Subcategory | Fuel lookup | Unit | Data table | Component | Component 2 | Component 3 | Subtract component | Unit lookup | Electric Engagement | Electric Engagement | Electric Engagement | Electric Engagement | Electric Engagement | Electric Engagement | Electric Engagement | Electric Engagement | Electric Engagement | Electric Engagement | Electric Engagement | Electric Engagement | Electric Engagement | Electric Engagement | Electric Engagement | Electric Engagement | Electric Engagement | Electric Engagement | Electric Engagement | Electric Engagement | Electric Engagement | Electric Engagement | Electric Engagement | Electric Engagement | Electric Engagement | Electric Engagement | Electric Engagement | Electric Engagement
[12 empty] | 2023-01-01 | 2024-01-01 | 2025-01-01 | 2026-01-01 | 2027-01-01 | 2028-01-01 | 2029-01-01 | 2030-01-01 | 2031-01-01 | 2032-01-01 | 2033-01-01 | 2034-01-01 | 2035-01-01 | 2036-01-01 | 2037-01-01 | 2038-01-01 | 2039-01-01 | 2040-01-01 | 2041-01-01 | 2042-01-01 | 2043-01-01 | 2044-01-01 | 2045-01-01 | 2046-01-01 | 2047-01-01 | 2048-01-01 | 2049-01-01 | 2050-01-01
|  | End user demand | I&C | Electricity | TWh | ED1 | GBFES Customer Demand: Total Industrial (Excluding electrolysis) | Total Commercial Demand inc Heat Pumps, District Heat, Rail Traction, No directs, exc EV | GBFES Customer Demand: Direct Transmission Customers | I&C Rail Traction Demand | GWh | 154.166 | 155.189 | 158.244 | 162.148 | 166.362 | 171.667 | 177.162 | 182.375 | 188.109 | 195.046 | 202.746 | 211 | 219.49 | 228.687 | 237.366 | 244.926 | 251.475 | 257.135 | 261.837 | 265.459 | 267.673 | 269.566 | 271.407 | 273.165 | 274.82 | 276.735 | 278.784 | 281.146
|  |  |  | Gas | TWh | ED3 | Annual end-use gas demand from industry | Annual end-use gas demand from the commercial sector |  |  | GWh | 195.7839 | 195.0851 | 194.2841 | 194.4853 | 192.5712 | 186.5516 | 179.9077 | 172.9283 | 165.14 | 156.8239 | 147.1263 | 136.3495 | 124.3444 | 109.3326 | 95.0159 | 81.451 | 69.4 | 58.8843 | 49.5298 | 41.9814 | 36.0236 | 30.7247 | 26.4612 | 22.4082 | 18.7553 | 15.1365 | 11.8122 | 8.5673
|  |  |  | Hydrogen | TWh | WS1 | Industrial | Commercial |  |  | TWh | 0 | 0 | 0 | 0.02 | 0.06 | 0.77 | 2.59 | 4.26 | 5.89 | 6.85 | 7.77 | 8.54 | 9.31 | 10.07 | 10.87 | 11.59 | 12.2 | 12.8 | 13.41 | 14.02 | 14.56 | 15.11 | 15.66 | 16.21 | 16.69 | 17.16 | 17.57 | 17.96
|  |  |  | Bioenergy | TWh | WS1 | Industrial | Commercial |  |  | TWh | 2.4761 | 2.3015 | 2.1329 | 1.9656 | 1.8585 | 1.7556 | 1.7548 | 1.8812 | 2.0017 | 2.1857 | 2.3753 | 2.6781 | 2.9613 | 4.073 | 5.2633 | 6.4007 | 7.4921 | 8.6172 | 9.6618 | 10.6435 | 11.5945 | 12.3569 | 13.1618 | 13.8442 | 14.4434 | 15.0347 | 15.6025 | 16.1151
|  |  |  | Oil | TWh | WS1 | Industrial | Commercial |  |  | TWh | 38.2222 | 37.3487 | 36.4688 | 35.2985 | 33.9783 | 32.3237 | 30.307 | 28.012 | 25.7273 | 23.3835 | 21.031 | 18.6579 | 16.2323 | 14.1521 | 12.273 | 10.6235 | 9.0141 | 7.4867 | 6.0334 | 4.6579 | 4.0265 | 3.442 | 3.1881 | 2.98 | 2.797 | 2.6265 | 2.486 | 0
|  |  | Residential | Electricity | TWh | ED1 | GBFES Customer Demand: Residential |  |  | Residential Electric Vehicles Demand (EVs) | GWh | 99.569 | 96.096 | 92.956 | 89.541 | 87.007 | 85.014 | 83.824 | 83.453 | 83.826 | 84.417 | 85.322 | 86.438 | 87.428 | 90.404 | 93.955 | 97.716 | 101.476 | 105.337 | 109.23 | 113.01 | 116.499 | 119.625 | 122.174 | 124.355 | 126.391 | 128.48 | 130.5 | 132.523
|  |  |  | Gas | TWh | ED3 | Total end-use residential gas demand |  |  |  | GWh | 292.3052 | 303.3895 | 299.6236 | 294.9873 | 289.8211 | 283.5995 | 275.4515 | 265.6248 | 253.8837 | 241.209 | 227.715 | 213.3658 | 198.6869 | 180.0414 | 161.7739 | 143.7273 | 125.9109 | 108.3341 | 91.7185 | 75.7397 | 60.8973 | 48.0194 | 36.8694 | 27.6707 | 19.4897 | 12.2174 | 5.8874 | 0
|  |  |  | Hydrogen | TWh | WS1 | Residential |  |  |  | TWh | 0 | 0 | 0 | 0 | 0 | 0 | 0 | 0 | 0 | 0 | 0 | 0 | 0 | 0 | 0 | 0 | 0 | 0 | 0 | 0 | 0 | 0 | 0 | 0 | 0 | 0 | 0 | 0
|  |  |  | Bioenergy | TWh | WS1 | Residential |  |  |  | TWh | 0.46963 | 0.65014 | 0.78811 | 1.0113 | 1.3157 | 1.7744 | 2.2187 | 2.7319 | 3.2143 | 3.6847 | 4.1533 | 4.6209 | 5.0449 | 6.3465 | 7.7233 | 8.987 | 10.1639 | 11.2898 | 12.0683 | 12.754 | 13.3444 | 13.9504 | 15.1246 | 15.8953 | 16.6633 | 17.4331 | 18.2037 | 18.9915
|  |  |  | Oil | TWh | ED3 | Other |  |  |  | TWh | 27.285 | 28.145 | 27.458 | 26.751 | 25.581 | 24.056 | 22.452 | 20.487 | 18.52 | 16.553 | 14.586 | 12.62 | 10.653 | 8.913 | 7.209 | 5.592 | 4.141 | 2.861 | 1.601 | 0.805 | 0.363 | 0 | 0 | 0 | 0 | 0 | 0 | 0
|  |  | Road Transport | Electricity | TWh | ED1 | Residential Electric Vehicles Demand (EVs) | Commercial Electric Vehicles Demand (EVs) |  |  | GWh | 4.591 | 6.349 | 8.524 | 11.203 | 14.405 | 18.23 | 22.702 | 28.068 | 34.215 | 41.113 | 48.572 | 56.329 | 64.57 | 72.505 | 80.834 | 89.196 | 97.177 | 104.014 | 109.751 | 114.642 | 118.866 | 122.375 | 124.807 | 126.463 | 127.716 | 127.596 | 127.382 | 127.145
|  |  |  | Gas | TWh | ED3 | Gas end-use demand for transport |  |  | Bioenergy | GWh | 0.5405 | 0.64916 | 0.77703 | 0.92823 | 1.1066 | 1.3174 | 1.5659 | 1.8591 | 2.2049 | 2.6096 | 3.0669 | 3.5941 | 4.0696 | 4.6311 | 5.2914 | 6.0653 | 5.8716 | 5.6508 | 5.3836 | 5.0774 | 4.7263 | 4.3099 | 3.8292 | 3.267 | 2.6035 | 1.8337 | 0.97534 | 0
|  |  |  | Hydrogen | TWh | ED5 | TWh Vehicles - Hydrogen |  |  |  | TWh | 0.022741 | 0.039389 | 0.057717 | 0.078027 | 0.1004 | 0.12502 | 0.1519 | 0.1815 | 0.21371 | 0.24874 | 0.28511 | 0.32367 | 0.3717 | 0.41024 | 0.46376 | 0.5312 | 0.61604 | 0.69419 | 0.75272 | 0.8203 | 0.89986 | 0.9968 | 1.1191 | 1.2714 | 1.444 | 1.5756 | 1.717 | 1.8754
|  |  |  | Bioenergy | TWh | WS1 | Road Transport |  |  |  | TWh | 34.4799 | 38.5052 | 42.1686 | 45.3426 | 44.9495 | 44.3056 | 43.2876 | 41.9105 | 40.1188 | 37.8299 | 34.4164 | 30.7263 | 26.8319 | 23.0749 | 19.3894 | 15.7542 | 12.476 | 9.6889 | 7.3511 | 5.3756 | 3.6721 | 2.2636 | 1.2998 | 0.66719 | 0.22273 | 0.13494 | 0.098287 | 0
|  |  |  | Petrol/Diesel | TWh | ED5 | TWh Vehicles - Petrol/Diesel |  |  | Bioenergy | TWh | 362.9489 | 348.3203 | 333.3685 | 317.3983 | 304.8518 | 291.3431 | 276.1782 | 259.6041 | 241.4164 | 221.2792 | 201.3125 | 179.7276 | 156.9481 | 134.9723 | 113.4145 | 92.1511 | 72.9759 | 56.6733 | 42.9987 | 31.4436 | 21.4795 | 13.2407 | 7.603 | 3.9026 | 1.3028 | 0.78931 | 0.57491 | 0.48668
|  |  | Rail | Electricity | TWh | ED1 | I&C Rail Traction Demand |  |  |  | GWh | 4.833 | 4.985 | 5.106 | 5.231 | 5.359 | 5.49 | 5.624 | 5.761 | 5.902 | 6.046 | 6.194 | 6.345 | 6.5 | 6.659 | 6.822 | 6.988 | 7.159 | 7.334 | 7.513 | 7.697 | 7.885 | 8.077 | 8.275 | 8.477 | 8.684 | 8.896 | 9.113 | 9.336
|  |  |  | Hydrogen | TWh | WS1 | Rail |  |  |  | TWh | 0 | 0 | 0.65 | 0.65 | 0.65 | 0.65 | 0.65 | 0.9 | 0.9 | 0.9 | 0.9 | 0.9 | 1.02 | 1.02 | 1.02 | 1.02 | 1.02 | 1.12 | 1.12 | 1.12 | 1.12 | 1.12 | 1.15 | 1.15 | 1.15 | 1.15 | 1.15 | 1.19
|  | Total by sector | I&C |  | TWh | [6 empty] | 390.6482 | 389.9244 | 391.1298 | 393.9174 | 394.8301 | 393.0679 | 391.7215 | 389.4565 | 386.868 | 384.2891 | 381.0485 | 377.2256 | 372.338 | 366.3148 | 360.7882 | 354.9913 | 349.5812 | 344.9232 | 340.4719 | 336.7618 | 333.8776 | 331.1995 | 329.8781 | 328.6074 | 327.5057 | 326.6928 | 326.2547 | 323.7884
|  |  | Residential |  | TWh | [6 empty] | 419.6288 | 428.2806 | 420.8257 | 412.2906 | 403.7248 | 394.444 | 383.9462 | 372.2967 | 359.4439 | 345.8636 | 331.7763 | 317.0447 | 301.8128 | 285.7049 | 270.6613 | 256.0223 | 241.6918 | 227.8218 | 214.6178 | 202.3087 | 191.1037 | 181.5948 | 174.168 | 167.9209 | 162.544 | 158.1305 | 154.5911 | 151.5145
|  |  | Transport |  | TWh | [6 empty] | 407.4161 | 398.8481 | 390.6518 | 380.8312 | 371.4222 | 361.4612 | 350.1596 | 338.2842 | 324.9707 | 310.0264 | 294.7469 | 277.9456 | 260.3112 | 243.2725 | 227.235 | 211.7058 | 197.2955 | 185.1752 | 174.8702 | 166.1759 | 158.6488 | 152.383 | 148.0831 | 145.1982 | 143.123 | 141.9756 | 141.0105 | 140.033
|  | Total by fuel | Electricity |  | TWh | [5 empty] | TWh | 263.159 | 262.619 | 264.83 | 268.123 | 273.133 | 280.401 | 289.312 | 299.657 | 312.052 | 326.622 | 342.834 | 360.112 | 377.988 | 398.255 | 418.977 | 438.826 | 457.287 | 473.82 | 488.331 | 500.808 | 510.923 | 519.643 | 526.663 | 532.46 | 537.611 | 541.707 | 545.779 | 550.15
|  |  | Gas |  | TWh | [5 empty] | TWh | 488.6296 | 499.1237 | 494.6847 | 490.4008 | 483.499 | 471.4685 | 456.925 | 440.4122 | 421.2285 | 400.6424 | 377.9081 | 353.3095 | 327.101 | 294.005 | 262.0813 | 231.2436 | 201.1825 | 172.8691 | 146.6318 | 122.7985 | 101.6472 | 83.0541 | 67.1599 | 53.3458 | 40.8485 | 29.1876 | 18.6749 | 8.5673
|  |  | Hydrogen |  | TWh | [5 empty] | TWh | 0.022741 | 0.039389 | 0.70772 | 0.74803 | 0.8104 | 1.545 | 3.3919 | 5.3415 | 7.0037 | 7.9987 | 8.9551 | 9.7637 | 10.7017 | 11.5002 | 12.3538 | 13.1412 | 13.836 | 14.6142 | 15.2827 | 15.9603 | 16.5799 | 17.2268 | 17.9291 | 18.6314 | 19.284 | 19.8856 | 20.437 | 21.0254
|  |  | Bioenergy |  | TWh | [5 empty] | TWh | 37.4256 | 41.4569 | 45.0896 | 48.3196 | 48.1237 | 47.8357 | 47.2611 | 46.5236 | 45.3347 | 43.7003 | 40.945 | 38.0252 | 34.838 | 33.4944 | 32.3759 | 31.1418 | 30.132 | 29.5959 | 29.0812 | 28.7731 | 28.611 | 28.5709 | 29.5862 | 30.4066 | 31.3295 | 32.6028 | 33.9045 | 35.1065
|  |  | Oil |  | TWh | [5 empty] | TWh | 428.4562 | 413.814 | 397.2953 | 379.4478 | 364.4111 | 347.7228 | 328.9372 | 308.1031 | 285.6637 | 261.2157 | 236.9294 | 211.0055 | 183.8333 | 158.0375 | 132.8965 | 108.3667 | 86.131 | 67.021 | 50.6331 | 36.9065 | 25.8691 | 16.6826 | 10.7911 | 6.8826 | 4.0998 | 3.4158 | 3.0609 | 0.48668
|  | Total consumer energy demand |  |  | TWh | [6 empty] | 1217.6931 | 1217.053 | 1202.6073 | 1187.0393 | 1169.9771 | 1148.973 | 1125.8272 | 1100.0374 | 1071.2826 | 1040.1792 | 1007.5717 | 972.2159 | 934.462 | 895.2922 | 858.6845 | 822.7193 | 788.5685 | 757.9202 | 729.9599 | 705.2464 | 683.6301 | 665.1774 | 652.1292 | 641.7265 | 633.1728 | 626.7989 | 621.8563 | 615.3359

## EC.03
EC.03: Annual consumer demand in Hydrogen Evolution by fuel and sector
Return to: Main Menu
Return to: Chapter contents
EC.03: Annual consumer demand in Hydrogen Evolution by fuel and sector
|  | Category | Subcategory | Fuel lookup | Unit | Data table | Component | Component 2 | Component 3 | Subtract component | Unit lookup | Hydrogen Evolution | Hydrogen Evolution | Hydrogen Evolution | Hydrogen Evolution | Hydrogen Evolution | Hydrogen Evolution | Hydrogen Evolution | Hydrogen Evolution | Hydrogen Evolution | Hydrogen Evolution | Hydrogen Evolution | Hydrogen Evolution | Hydrogen Evolution | Hydrogen Evolution | Hydrogen Evolution | Hydrogen Evolution | Hydrogen Evolution | Hydrogen Evolution | Hydrogen Evolution | Hydrogen Evolution | Hydrogen Evolution | Hydrogen Evolution | Hydrogen Evolution | Hydrogen Evolution | Hydrogen Evolution | Hydrogen Evolution | Hydrogen Evolution | Hydrogen Evolution
[12 empty] | 2023-01-01 | 2024-01-01 | 2025-01-01 | 2026-01-01 | 2027-01-01 | 2028-01-01 | 2029-01-01 | 2030-01-01 | 2031-01-01 | 2032-01-01 | 2033-01-01 | 2034-01-01 | 2035-01-01 | 2036-01-01 | 2037-01-01 | 2038-01-01 | 2039-01-01 | 2040-01-01 | 2041-01-01 | 2042-01-01 | 2043-01-01 | 2044-01-01 | 2045-01-01 | 2046-01-01 | 2047-01-01 | 2048-01-01 | 2049-01-01 | 2050-01-01
|  | End user demand | I&C | Electricity | TWh | ED1 | GBFES Customer Demand: Total Industrial (Excluding electrolysis) | Total Commercial Demand inc Heat Pumps, District Heat, Rail Traction, No directs, exc EV | GBFES Customer Demand: Direct Transmission Customers | I&C Rail Traction Demand | GWh | 154.167 | 155.871 | 158.13 | 161.34 | 164.946 | 167.987 | 171.103 | 173.596 | 176.487 | 179.571 | 182.547 | 185.246 | 187.405 | 190.052 | 192.683 | 195.518 | 197.946 | 200.719 | 203.296 | 205.565 | 207.252 | 208.981 | 210.081 | 210.895 | 212.084 | 213.951 | 215.373 | 217.27
|  |  |  | Gas | TWh | ED3 | Annual end-use gas demand from industry | Annual end-use gas demand from the commercial sector |  |  | GWh | 195.8085 | 195.3439 | 195.0776 | 196.0824 | 194.1099 | 185.9824 | 176.8367 | 168.1619 | 159.5964 | 151.0101 | 142.8767 | 135.0005 | 126.9971 | 116.4904 | 106.2873 | 96.124 | 86.1183 | 76.3937 | 66.9332 | 58.4924 | 50.6389 | 43.0209 | 35.6036 | 28.9544 | 22.7296 | 16.7143 | 10.8214 | 6.5262
|  |  |  | Hydrogen | TWh | WS1 | Industrial | Commercial |  |  | TWh | 0 | 0 | 0 | 0 | 1.38 | 6.4 | 13.39 | 20.13 | 25.85 | 31.28 | 36.01 | 40.21 | 44.07 | 47.61 | 50.95 | 54.35 | 57.82 | 61.37 | 64.97 | 68.63 | 72.38 | 75.92 | 79.58 | 83.29 | 86.67 | 89.92 | 93.13 | 95.48
|  |  |  | Bioenergy | TWh | WS1 | Industrial | Commercial |  |  | TWh | 2.5228 | 2.3399 | 2.1601 | 1.9827 | 1.8056 | 1.6281 | 1.4501 | 1.272 | 1.0874 | 0.90605 | 0.72776 | 0.55128 | 0.43979 | 1.5087 | 2.8152 | 4.1915 | 5.5379 | 6.9178 | 8.1989 | 9.3923 | 10.5457 | 11.6606 | 12.7775 | 13.8088 | 14.8013 | 15.7549 | 16.6794 | 17.5772
|  |  |  | Oil | TWh | WS1 | Industrial | Commercial |  |  | TWh | 39.0673 | 38.2032 | 37.324 | 36.3359 | 35.0126 | 33.556 | 31.9278 | 29.982 | 27.9939 | 25.9034 | 23.8214 | 21.7359 | 19.6385 | 17.3053 | 15.3548 | 13.5086 | 11.8304 | 10.2556 | 8.777 | 7.3508 | 5.9545 | 5.2904 | 4.6529 | 4.0688 | 3.5115 | 2.9371 | 2.4154 | 0
|  |  | Residential | Electricity | TWh | ED1 | GBFES Customer Demand: Residential |  |  | Residential Electric Vehicles Demand (EVs) | GWh | 99.569 | 97.082 | 95.557 | 92.341 | 90.009 | 88.13 | 86.922 | 86.338 | 86.043 | 86.061 | 86.572 | 87.239 | 88.002 | 90.146 | 93.038 | 96.554 | 100.163 | 103.859 | 107.772 | 111.529 | 115.106 | 118.192 | 120.856 | 123.292 | 125.478 | 127.35 | 129.292 | 131.116
|  |  |  | Gas | TWh | ED3 | Total end-use residential gas demand |  |  |  | GWh | 292.3052 | 305.0008 | 320.5309 | 315.6127 | 310.1944 | 304.0851 | 296.6004 | 287.5114 | 275.1953 | 261.4959 | 246.618 | 231.0794 | 215.0593 | 195.0917 | 175.5854 | 156.3229 | 137.2758 | 118.3541 | 100.5127 | 83.2955 | 66.8833 | 51.9247 | 38.6363 | 28.5553 | 19.9326 | 12.5732 | 5.9857 | 0
|  |  |  | Hydrogen | TWh | WS1 | Residential |  |  |  | TWh | 0 | 0 | 0 | 0 | 0 | 0 | 0 | 0 | 2.34 | 4.78 | 7.08 | 9.43 | 11.88 | 19.82 | 26.83 | 31.89 | 36.72 | 41.53 | 45.34 | 49.12 | 52.7 | 57.37 | 62.14 | 64.69 | 67.27 | 70.22 | 73.25 | 76.61
|  |  |  | Bioenergy | TWh | WS1 | Residential |  |  |  | TWh | 0.39853 | 0.53875 | 0.6742 | 0.82793 | 0.94645 | 1.0461 | 1.1361 | 1.2193 | 1.2756 | 1.3259 | 1.374 | 1.4216 | 1.6212 | 1.9829 | 2.5489 | 3.0774 | 3.5825 | 4.3175 | 4.9152 | 5.549 | 6.2015 | 6.8468 | 7.6473 | 8.3883 | 9.1068 | 9.8326 | 10.5727 | 11.3291
|  |  |  | Oil | TWh | ED3 | Other |  |  |  | TWh | 27.177 | 28.267 | 29.588 | 28.978 | 27.932 | 26.696 | 25.354 | 23.936 | 22.276 | 20.568 | 18.835 | 17.089 | 15.339 | 13.482 | 11.666 | 9.919 | 8.29 | 6.682 | 5.198 | 4.151 | 3.294 | 2.544 | 1.869 | 1.436 | 1.051 | 0.69 | 0.344 | 0
|  |  | Road Transport | Electricity | TWh | ED1 | Residential Electric Vehicles Demand (EVs) | Commercial Electric Vehicles Demand (EVs) |  |  | GWh | 4.591 | 6.347 | 8.463 | 11.104 | 14.243 | 17.966 | 22.28 | 27.436 | 33.284 | 39.752 | 46.657 | 53.667 | 61.013 | 67.723 | 74.366 | 80.57 | 86.004 | 90.399 | 93.76 | 96.367 | 98.416 | 99.895 | 100.974 | 101.447 | 101.351 | 101.234 | 101.088 | 100.934
|  |  |  | Gas | TWh | ED3 | Gas end-use demand for transport |  |  | Bioenergy | GWh | 0.60736 | 0.79575 | 1.0201 | 1.2884 | 1.6106 | 1.9981 | 2.4659 | 3.0315 | 3.7161 | 4.5252 | 5.3975 | 6.3613 | 6.9838 | 7.6959 | 8.508 | 9.4292 | 10.4509 | 10.1062 | 9.6539 | 9.1423 | 8.5677 | 7.8832 | 7.1055 | 6.2078 | 5.158 | 3.9461 | 2.6403 | 1.2073
|  |  |  | Hydrogen | TWh | ED5 | TWh Vehicles - Hydrogen |  |  |  | TWh | 0.024839 | 0.047532 | 0.078276 | 0.12029 | 0.17826 | 0.25888 | 0.37172 | 0.53077 | 0.75664 | 1.0778 | 1.5322 | 2.181 | 3.1278 | 4.4429 | 6.3186 | 8.9329 | 12.4309 | 16.8136 | 21.1054 | 25.3644 | 29.576 | 33.7146 | 37.7383 | 41.5438 | 45.1207 | 48.3428 | 49.4462 | 50.6993
|  |  |  | Bioenergy | TWh | WS1 | Road Transport |  |  |  | TWh | 34.456 | 38.4752 | 42.1305 | 45.2914 | 44.891 | 44.2438 | 43.2291 | 41.8561 | 40.0759 | 37.8157 | 34.4443 | 30.8179 | 27.0161 | 23.3998 | 19.8925 | 16.4404 | 13.2109 | 10.4371 | 8.1172 | 6.1469 | 4.4339 | 3.0023 | 1.7994 | 0.94261 | 0.48549 | 0.11842 | 0.087875 | 0
|  |  |  | Petrol/Diesel | TWh | ED5 | TWh Vehicles - Petrol/Diesel |  |  | Bioenergy | TWh | 362.6906 | 348.0408 | 333.0622 | 317.0395 | 304.4556 | 290.9365 | 275.8047 | 259.2669 | 241.1587 | 221.1959 | 201.4756 | 180.2635 | 158.0256 | 136.8726 | 116.3573 | 96.1654 | 77.2747 | 61.0499 | 47.48 | 35.9554 | 25.9354 | 17.5611 | 10.5255 | 5.5136 | 2.8398 | 0.69268 | 0.51401 | 0.45587
|  |  | Rail | Electricity | TWh | ED1 | I&C Rail Traction Demand |  |  |  | GWh | 4.833 | 4.963 | 5.067 | 5.173 | 5.281 | 5.391 | 5.504 | 5.619 | 5.737 | 5.857 | 5.979 | 6.104 | 6.232 | 6.362 | 6.495 | 6.631 | 6.77 | 6.912 | 7.056 | 7.204 | 7.355 | 7.508 | 7.665 | 7.826 | 7.99 | 8.157 | 8.327 | 8.502
|  |  |  | Hydrogen | TWh | WS1 | Rail |  |  |  | TWh | 0 | 0 | 0.65 | 0.65 | 0.65 | 0.65 | 0.65 | 0.9 | 0.9 | 0.9 | 0.9 | 0.9 | 1.02 | 1.02 | 1.02 | 1.02 | 1.02 | 1.12 | 1.12 | 1.12 | 1.12 | 1.12 | 1.15 | 1.15 | 1.15 | 1.15 | 1.15 | 1.19
|  | Total by sector | I&C |  | TWh | [6 empty] | 391.5656 | 391.758 | 392.6917 | 395.741 | 397.2541 | 395.5534 | 394.7076 | 393.1418 | 391.0147 | 388.6706 | 385.9829 | 382.7437 | 378.5504 | 372.9663 | 368.0904 | 363.6922 | 359.2525 | 355.6561 | 352.1751 | 349.4306 | 346.7711 | 344.8729 | 342.6951 | 341.0171 | 339.7963 | 339.2773 | 338.4191 | 336.8534
|  |  | Residential |  | TWh | [6 empty] | 419.4497 | 430.8885 | 446.3501 | 437.7597 | 429.0819 | 419.9572 | 410.0125 | 399.0046 | 387.1299 | 374.2308 | 360.4791 | 346.259 | 331.9015 | 320.5226 | 309.6684 | 297.7634 | 286.0313 | 274.7426 | 263.7379 | 253.6445 | 244.1848 | 236.8775 | 231.1485 | 226.3616 | 222.8384 | 220.6658 | 219.4444 | 219.0551
|  |  | Transport |  | TWh | [6 empty] | 407.2027 | 398.6693 | 390.4711 | 380.6666 | 371.3095 | 361.4443 | 350.3053 | 338.6402 | 325.6284 | 311.1236 | 296.3856 | 280.2947 | 263.4183 | 247.5162 | 232.9574 | 219.1889 | 207.1613 | 196.8378 | 188.2925 | 181.3 | 175.404 | 170.6842 | 166.9578 | 164.6308 | 164.0949 | 163.641 | 163.2533 | 162.9885
|  | Total by fuel | Electricity |  | TWh | [5 empty] | TWh | 263.16 | 264.263 | 267.217 | 269.958 | 274.479 | 279.474 | 285.809 | 292.989 | 301.551 | 311.241 | 321.755 | 332.256 | 342.652 | 354.283 | 366.582 | 379.273 | 390.883 | 401.889 | 411.884 | 420.665 | 428.129 | 434.576 | 439.576 | 443.46 | 446.903 | 450.692 | 454.08 | 457.822
|  |  | Gas |  | TWh | [5 empty] | TWh | 488.7211 | 501.1405 | 516.6286 | 512.9836 | 505.9149 | 492.0656 | 475.903 | 458.7047 | 438.5078 | 417.0313 | 394.8922 | 372.4412 | 349.0402 | 319.278 | 290.3808 | 261.8761 | 233.8449 | 204.8541 | 177.0999 | 150.9301 | 126.0899 | 102.8288 | 81.3454 | 63.7175 | 47.8201 | 33.2336 | 19.4473 | 7.7335
|  |  | Hydrogen |  | TWh | [5 empty] | TWh | 0.024839 | 0.047532 | 0.72828 | 0.77029 | 2.2083 | 7.3089 | 14.4117 | 21.5608 | 29.8466 | 38.0378 | 45.5222 | 52.721 | 60.0978 | 72.8929 | 85.1186 | 96.1929 | 107.9909 | 120.8336 | 132.5354 | 144.2344 | 155.776 | 168.1246 | 180.6083 | 190.6738 | 200.2107 | 209.6328 | 216.9762 | 223.9793
|  |  | Bioenergy |  | TWh | [5 empty] | TWh | 37.3773 | 41.3538 | 44.9648 | 48.102 | 47.6431 | 46.918 | 45.8153 | 44.3474 | 42.4389 | 40.0476 | 36.5461 | 32.7907 | 29.0771 | 26.8913 | 25.2566 | 23.7094 | 22.3313 | 21.6723 | 21.2313 | 21.0883 | 21.1811 | 21.5097 | 22.2242 | 23.1397 | 24.3936 | 25.7059 | 27.3399 | 28.9063
|  |  | Oil |  | TWh | [5 empty] | TWh | 428.9349 | 414.5111 | 399.9743 | 382.3534 | 367.4002 | 351.1884 | 333.0865 | 313.1848 | 291.4286 | 267.6673 | 244.132 | 219.0884 | 193.0032 | 167.6599 | 143.3781 | 119.593 | 97.3951 | 77.9875 | 61.455 | 47.4573 | 35.1839 | 25.3955 | 17.0475 | 11.0185 | 7.4023 | 4.3198 | 3.2734 | 0.45587
|  | Total consumer energy demand |  |  | TWh | [6 empty] | 1218.2181 | 1221.3158 | 1229.5129 | 1214.1673 | 1197.6454 | 1176.9549 | 1155.0255 | 1130.7867 | 1103.773 | 1074.0251 | 1042.8475 | 1009.2973 | 973.8703 | 941.0051 | 910.7161 | 880.6444 | 852.4451 | 827.2366 | 804.2055 | 784.3751 | 766.3599 | 752.4346 | 740.8014 | 732.0095 | 726.7297 | 723.5841 | 721.1168 | 718.8971

## EC.04
EC.04: Annual consumer demand in the Counterfactual by fuel and sector
Return to: Main Menu
Return to: Chapter contents
EC.04: Annual consumer demand in the Counterfactual by fuel and sector
|  | Category | Subcategory | Fuel lookup | Unit | Data table | Component | Component 2 | Component 3 | Subtract component | Unit lookup | Counterfactual | Counterfactual | Counterfactual | Counterfactual | Counterfactual | Counterfactual | Counterfactual | Counterfactual | Counterfactual | Counterfactual | Counterfactual | Counterfactual | Counterfactual | Counterfactual | Counterfactual | Counterfactual | Counterfactual | Counterfactual | Counterfactual | Counterfactual | Counterfactual | Counterfactual | Counterfactual | Counterfactual | Counterfactual | Counterfactual | Counterfactual | Counterfactual
[12 empty] | 2023-01-01 | 2024-01-01 | 2025-01-01 | 2026-01-01 | 2027-01-01 | 2028-01-01 | 2029-01-01 | 2030-01-01 | 2031-01-01 | 2032-01-01 | 2033-01-01 | 2034-01-01 | 2035-01-01 | 2036-01-01 | 2037-01-01 | 2038-01-01 | 2039-01-01 | 2040-01-01 | 2041-01-01 | 2042-01-01 | 2043-01-01 | 2044-01-01 | 2045-01-01 | 2046-01-01 | 2047-01-01 | 2048-01-01 | 2049-01-01 | 2050-01-01
|  | End user demand | I&C | Electricity | TWh | ED1 | GBFES Customer Demand: Total Industrial (Excluding electrolysis) | Total Commercial Demand inc Heat Pumps, District Heat, Rail Traction, No directs, exc EV | GBFES Customer Demand: Direct Transmission Customers | I&C Rail Traction Demand | GWh | 154.164 | 156.902 | 159.094 | 161.902 | 164.822 | 167.368 | 169.852 | 171.997 | 174.148 | 176.636 | 179.303 | 181.502 | 183.238 | 184.942 | 186.575 | 188.249 | 190.003 | 192.009 | 194.218 | 196.46 | 198.694 | 200.844 | 203.01 | 205.315 | 207.858 | 210.733 | 213.812 | 217.113
|  |  |  | Gas | TWh | ED3 | Annual end-use gas demand from industry | Annual end-use gas demand from the commercial sector |  |  | GWh | 195.819 | 195.9516 | 196.4677 | 198.3275 | 199.424 | 197.3558 | 195.3331 | 193.192 | 191.0032 | 188.256 | 185.4607 | 182.744 | 180.0554 | 178.1409 | 176.3082 | 174.3821 | 172.4172 | 170.3421 | 168.2536 | 165.9463 | 163.5553 | 161.3668 | 159.0828 | 156.9325 | 154.6172 | 152.4194 | 149.9507 | 147.3767
|  |  |  | Hydrogen | TWh | WS1 | Industrial | Commercial |  |  | TWh | 0 | 0 | 0 | 0 | 0 | 0.34 | 0.67 | 1.11 | 1.55 | 2.07 | 2.7 | 3.41 | 4.12 | 4.93 | 5.74 | 6.54 | 7.44 | 8.35 | 9.26 | 10.35 | 11.44 | 12.37 | 13.29 | 14.06 | 14.84 | 15.53 | 16.23 | 16.85
|  |  |  | Bioenergy | TWh | WS1 | Industrial | Commercial |  |  | TWh | 2.5235 | 2.3329 | 2.1463 | 1.9959 | 1.8268 | 1.6575 | 1.4877 | 1.3185 | 1.1516 | 0.98645 | 0.82343 | 0.66529 | 0.6036 | 1.0992 | 1.2327 | 1.3145 | 1.3962 | 1.4991 | 1.5511 | 1.5992 | 1.6426 | 1.6853 | 1.7763 | 1.8251 | 1.8693 | 1.9105 | 1.9424 | 1.9183
|  |  |  | Oil | TWh | WS1 | Industrial | Commercial |  |  | TWh | 39.1107 | 38.6261 | 38.1796 | 37.6848 | 37.1451 | 36.3724 | 35.5297 | 34.6235 | 33.6618 | 32.3937 | 31.0805 | 29.7465 | 28.3854 | 27.2407 | 26.1302 | 24.9418 | 23.6361 | 22.256 | 20.8545 | 19.5181 | 18.2423 | 17.0168 | 15.815 | 14.6447 | 13.6268 | 12.5397 | 11.4632 | 10.4196
|  |  | Residential | Electricity | TWh | ED1 | GBFES Customer Demand: Residential |  |  | Residential Electric Vehicles Demand (EVs) | GWh | 99.569 | 100.11 | 98.928 | 95.954 | 93.419 | 91.253 | 89.699 | 88.445 | 87.535 | 86.717 | 86.081 | 85.597 | 85.203 | 85.137 | 86.127 | 87.685 | 89.831 | 92.433 | 95.41 | 98.624 | 101.916 | 105.326 | 108.893 | 112.6 | 116.355 | 120.32 | 124.509 | 128.89
|  |  |  | Gas | TWh | ED3 | Total end-use residential gas demand |  |  |  | GWh | 292.3052 | 305.9624 | 322.7014 | 319.5024 | 316.3808 | 313.3298 | 310.3395 | 307.3997 | 304.5062 | 301.2227 | 297.9613 | 294.7194 | 291.4951 | 289.6476 | 286.5536 | 282.7904 | 277.4253 | 270.7154 | 263.4754 | 256.1677 | 248.7503 | 241.0193 | 232.93 | 224.2875 | 215.6093 | 206.5565 | 197.1841 | 187.6607
|  |  |  | Hydrogen | TWh | WS1 | Residential |  |  |  | TWh | 0 | 0 | 0 | 0 | 0 | 0 | 0 | 0 | 0 | 0 | 0 | 0 | 0 | 0 | 0 | 0 | 0 | 0 | 0 | 0 | 0 | 0 | 0 | 0 | 0 | 0 | 0 | 0
|  |  |  | Bioenergy | TWh | WS1 | Residential |  |  |  | TWh | 0.40962 | 0.52778 | 0.63873 | 0.76154 | 0.83747 | 0.89618 | 0.94526 | 0.98748 | 1.0311 | 1.0739 | 1.1139 | 1.152 | 1.3037 | 1.3334 | 1.3552 | 1.3433 | 1.3326 | 1.4146 | 1.4791 | 1.5949 | 1.7305 | 1.8755 | 2.0625 | 2.2524 | 2.4965 | 2.7445 | 2.9968 | 3.2562
|  |  |  | Oil | TWh | ED3 | Other |  |  |  | TWh | 27.324 | 28.641 | 30.252 | 30.02 | 29.711 | 29.362 | 28.963 | 28.502 | 28.063 | 27.605 | 27.139 | 26.646 | 26.11 | 25.459 | 24.439 | 23.068 | 21.471 | 19.792 | 18.132 | 16.552 | 15.011 | 13.532 | 12.115 | 10.693 | 9.27 | 7.834 | 6.407 | 5.008
|  |  | Road Transport | Electricity | TWh | ED1 | Residential Electric Vehicles Demand (EVs) | Commercial Electric Vehicles Demand (EVs) |  |  | GWh | 4.591 | 5.878 | 7.61 | 9.734 | 12.195 | 15.061 | 18.315 | 21.983 | 26.059 | 30.569 | 35.518 | 40.831 | 46.442 | 52.787 | 59.503 | 66.297 | 73.006 | 79.503 | 85.832 | 91.515 | 96.823 | 101.766 | 106.868 | 110.44 | 113.364 | 116.151 | 118.821 | 121.383
|  |  |  | Gas | TWh | ED3 | Gas end-use demand for transport |  |  | Bioenergy | GWh | 0.61364 | 0.80953 | 1.0426 | 1.3211 | 1.6554 | 2.0581 | 2.5448 | 3.1339 | 3.848 | 4.7151 | 5.764 | 7.0271 | 8.4506 | 9.9957 | 11.6874 | 13.5438 | 15.5755 | 16.3656 | 17.238 | 18.1935 | 19.231 | 20.1382 | 19.3088 | 18.3617 | 17.2648 | 15.9893 | 14.4986 | 12.7632
|  |  |  | Hydrogen | TWh | ED5 | TWh Vehicles - Hydrogen |  |  |  | TWh | 0.011454 | 0.01537 | 0.01982 | 0.025023 | 0.031079 | 0.038088 | 0.046143 | 0.055337 | 0.065651 | 0.077395 | 0.090652 | 0.1055 | 0.12214 | 0.14085 | 0.1617 | 0.18497 | 0.21084 | 0.23966 | 0.27181 | 0.30754 | 0.34709 | 0.3909 | 0.43941 | 0.49302 | 0.55235 | 0.6178 | 0.68996 | 0.76949
|  |  |  | Bioenergy | TWh | WS1 | Road Transport |  |  |  | TWh | 34.5167 | 38.6401 | 42.4662 | 45.8885 | 45.8031 | 45.5709 | 45.0879 | 44.4864 | 43.6595 | 42.4954 | 40.1493 | 37.6321 | 34.9009 | 31.8863 | 28.7664 | 25.5666 | 22.4484 | 19.2823 | 16.1831 | 13.4743 | 10.989 | 8.7102 | 6.6814 | 5.3321 | 4.2938 | 3.3391 | 2.4716 | 1.6943
|  |  |  | Petrol/Diesel | TWh | ED5 | TWh Vehicles - Petrol/Diesel |  |  | Bioenergy | TWh | 363.3354 | 349.5393 | 335.7213 | 321.2194 | 310.6415 | 299.6629 | 287.6644 | 275.5594 | 262.7232 | 248.5692 | 234.8458 | 220.1222 | 204.1463 | 186.513 | 168.264 | 149.5472 | 131.3078 | 112.7883 | 94.6598 | 78.8156 | 64.278 | 50.9488 | 39.0819 | 31.1888 | 25.1157 | 19.5313 | 14.4573 | 9.9105
|  |  | Rail | Electricity | TWh | ED1 | I&C Rail Traction Demand |  |  |  | GWh | 4.833 | 4.895 | 4.944 | 4.993 | 5.043 | 5.093 | 5.144 | 5.196 | 5.248 | 5.3 | 5.353 | 5.407 | 5.461 | 5.515 | 5.571 | 5.626 | 5.683 | 5.739 | 5.797 | 5.855 | 5.913 | 5.972 | 6.032 | 6.093 | 6.153 | 6.215 | 6.277 | 6.34
|  |  |  | Hydrogen | TWh | WS1 | Rail |  |  |  | TWh | 0 | 0 | 0 | 0 | 0 | 0 | 0 | 0 | 0 | 0 | 0 | 0 | 0 | 0 | 0 | 0 | 0 | 0 | 0 | 0 | 0 | 0 | 0 | 0 | 0 | 0 | 0 | 0
|  | Total by sector | I&C |  | TWh | [6 empty] | 391.6172 | 393.8127 | 395.8875 | 399.9102 | 403.218 | 403.0937 | 402.8725 | 402.241 | 401.5145 | 400.3421 | 399.3676 | 398.0677 | 396.4024 | 396.3528 | 395.9861 | 395.4275 | 394.8924 | 394.4562 | 394.1372 | 393.8736 | 393.5742 | 393.2829 | 392.974 | 392.7773 | 392.8113 | 393.1326 | 393.3982 | 393.6777
|  |  | Residential |  | TWh | [6 empty] | 419.6078 | 435.2412 | 452.5201 | 446.2379 | 440.3483 | 434.841 | 429.9467 | 425.3342 | 421.1353 | 416.6186 | 412.2952 | 408.1144 | 404.1118 | 401.577 | 398.4749 | 394.8867 | 390.0598 | 384.355 | 378.4965 | 372.9386 | 367.4078 | 361.7528 | 356.0005 | 349.833 | 343.7308 | 337.455 | 331.0969 | 324.8148
|  |  | Transport |  | TWh | [6 empty] | 407.9012 | 399.7773 | 391.8039 | 383.181 | 375.3691 | 367.4839 | 358.8023 | 350.414 | 341.6034 | 331.7261 | 321.7208 | 311.1249 | 299.523 | 286.8379 | 273.9536 | 260.7656 | 248.2315 | 233.9179 | 219.9816 | 208.161 | 197.5812 | 187.9261 | 178.4115 | 171.9086 | 166.7437 | 161.8434 | 157.2155 | 152.8606
|  | Total by fuel | Electricity |  | TWh | [5 empty] | TWh | 263.157 | 267.785 | 270.576 | 272.583 | 275.479 | 278.775 | 283.01 | 287.621 | 292.99 | 299.222 | 306.255 | 313.337 | 320.344 | 328.381 | 337.776 | 347.857 | 358.523 | 369.684 | 381.257 | 392.454 | 403.346 | 413.908 | 424.803 | 434.448 | 443.73 | 453.419 | 463.419 | 473.726
|  |  | Gas |  | TWh | [5 empty] | TWh | 488.7378 | 502.7235 | 520.2117 | 519.1509 | 517.4603 | 512.7437 | 508.2174 | 503.7256 | 499.3574 | 494.1937 | 489.186 | 484.4906 | 480.0012 | 477.7841 | 474.5492 | 470.7163 | 465.4179 | 457.4231 | 448.9669 | 440.3075 | 431.5366 | 422.5243 | 411.3216 | 399.5817 | 387.4913 | 374.9652 | 361.6333 | 347.8006
|  |  | Hydrogen |  | TWh | [5 empty] | TWh | 0.011454 | 0.01537 | 0.01982 | 0.025023 | 0.031079 | 0.37809 | 0.71614 | 1.1653 | 1.6157 | 2.1474 | 2.7907 | 3.5155 | 4.2421 | 5.0708 | 5.9017 | 6.725 | 7.6508 | 8.5897 | 9.5318 | 10.6575 | 11.7871 | 12.7609 | 13.7294 | 14.553 | 15.3923 | 16.1478 | 16.92 | 17.6195
|  |  | Bioenergy |  | TWh | [5 empty] | TWh | 37.4498 | 41.5008 | 45.2512 | 48.6459 | 48.4674 | 48.1245 | 47.5209 | 46.7923 | 45.8422 | 44.5558 | 42.0866 | 39.4494 | 36.8082 | 34.319 | 31.3544 | 28.2245 | 25.1771 | 22.196 | 19.2133 | 16.6684 | 14.3622 | 12.271 | 10.5202 | 9.4096 | 8.6596 | 7.9941 | 7.4108 | 6.8688
|  |  | Oil |  | TWh | [5 empty] | TWh | 429.7701 | 416.8065 | 404.1529 | 388.9242 | 377.4976 | 365.3973 | 352.1571 | 338.6849 | 324.4479 | 308.5679 | 293.0653 | 276.5146 | 258.6417 | 239.2127 | 218.8331 | 197.5571 | 176.4148 | 154.8363 | 133.6463 | 114.8857 | 97.5313 | 81.4976 | 67.0119 | 56.5265 | 48.0125 | 39.905 | 32.3275 | 25.3382
|  | Total consumer energy demand |  |  | TWh | [6 empty] | 1219.1262 | 1228.8312 | 1240.2116 | 1229.3291 | 1218.9354 | 1205.4186 | 1191.6215 | 1177.9892 | 1164.2532 | 1148.6868 | 1133.3836 | 1117.3071 | 1100.0372 | 1084.7677 | 1068.4145 | 1051.0798 | 1033.1837 | 1012.7291 | 992.6153 | 974.9731 | 958.5632 | 942.9618 | 927.3861 | 914.5188 | 903.2858 | 892.4311 | 881.7106 | 871.3531

## EC.05
EC.05: Consumer flexibility in Holistic Transition at peak by sector
Return to: Main Menu
Return to: Chapter contents
EC.05: Consumer flexibility in Holistic Transition at peak by sector
|  | Category | Subcategory | Data Item | Unit | Component | Component 2 | Component 3 | Unit lookup | Holistic Transition | Holistic Transition | Holistic Transition | Holistic Transition | Holistic Transition | Holistic Transition | Holistic Transition | Holistic Transition | Holistic Transition | Holistic Transition | Holistic Transition | Holistic Transition | Holistic Transition | Holistic Transition | Holistic Transition | Holistic Transition | Holistic Transition | Holistic Transition | Holistic Transition | Holistic Transition | Holistic Transition | Holistic Transition | Holistic Transition | Holistic Transition | Holistic Transition | Holistic Transition | Holistic Transition | Holistic Transition
[10 empty] | 2023-01-01 | 2024-01-01 | 2025-01-01 | 2026-01-01 | 2027-01-01 | 2028-01-01 | 2029-01-01 | 2030-01-01 | 2031-01-01 | 2032-01-01 | 2033-01-01 | 2034-01-01 | 2035-01-01 | 2036-01-01 | 2037-01-01 | 2038-01-01 | 2039-01-01 | 2040-01-01 | 2041-01-01 | 2042-01-01 | 2043-01-01 | 2044-01-01 | 2045-01-01 | 2046-01-01 | 2047-01-01 | 2048-01-01 | 2049-01-01 | 2050-01-01
|  | End user flexibility | I&C | DSR | GW | I&C DSR impact at peak |  |  | GW | 0.8 | 0.8 | 1.06 | 1.331 | 1.331 | 1.422 | 1.411 | 1.392 | 1.495 | 1.624 | 1.772 | 1.913 | 2.03 | 2.037 | 2.25 | 2.435 | 2.614 | 2.724 | 2.933 | 3.068 | 3.079 | 3.205 | 3.345 | 3.381 | 3.628 | 3.748 | 3.688 | 3.613
|  |  |  | Heat | GW | Non-residential peak reduction - storage heater flex | Non-residential peak reduction - hybrid heat pump flex | Non-residential peak reduction - thermal storage and district heating flex | GW | 0.141 | 0.186 | 0.246 | 0.285 | 0.326 | 0.351 | 0.376 | 0.435 | 0.485 | 0.548 | 0.593 | 0.636 | 0.677 | 0.788 | 0.878 | 0.96 | 1.009 | 1.068 | 1.167 | 1.244 | 1.317 | 1.402 | 1.468 | 1.537 | 1.609 | 1.683 | 1.761 | 1.856
|  |  | Residential | DSR | GW | Residential DSR impact at peak |  |  | GW | 0.44495 | 0.3 | 0.3965 | 0.50115 | 0.88429 | 1.1896 | 1.6029 | 1.9761 | 2.1927 | 2.3283 | 2.419 | 2.5434 | 2.6866 | 3.0124 | 3.1835 | 3.4045 | 3.5974 | 3.8945 | 4.0708 | 4.3152 | 4.658 | 4.936 | 5.1728 | 5.5182 | 5.6391 | 5.8827 | 6.1034 | 6.3738
|  |  |  | Heat | GW | Residential peak reduction - storage heater flex | Residential peak reduction - hybrid heat pump flex | Residential peak reduction - thermal storage and district heating flex | GW | 5.41 | 6.056 | 5.973 | 5.801 | 5.652 | 5.509 | 5.369 | 5.274 | 5.25 | 5.206 | 5.181 | 5.153 | 5.121 | 5.478 | 5.818 | 6.225 | 6.623 | 7.078 | 7.469 | 7.912 | 8.298 | 8.71 | 9.066 | 9.406 | 9.727 | 10.055 | 10.422 | 10.799
|  |  | Road Transport | Smart Charging | GW | Smart charging impact at peak |  |  | GW | 0.45554 | 0.79639 | 1.1353 | 1.4963 | 2.1808 | 2.81 | 3.4848 | 4.4617 | 5.5042 | 6.3986 | 7.5092 | 8.5585 | 9.6556 | 10.6533 | 11.6712 | 12.6161 | 13.5673 | 14.2727 | 14.98 | 15.4816 | 16.0253 | 16.2813 | 16.3687 | 16.4817 | 16.5258 | 16.4979 | 16.2626 | 16.1747
|  |  |  | V2G at peak | GW | V2G potential at peak |  |  | GW | 0 | 0 | 0.030114 | 0.070307 | 0.14949 | 0.29414 | 0.53172 | 0.93588 | 1.5794 | 2.5585 | 4.0299 | 6.1459 | 8.9352 | 12.401 | 16.2966 | 20.381 | 24.2829 | 27.7153 | 30.5209 | 32.471 | 32.471 | 32.471 | 32.471 | 32.471 | 32.471 | 32.471 | 32.471 | 32.471
|  | Total by sector | I&C |  | GW |  |  |  | GW | 0.941 | 0.986 | 1.306 | 1.616 | 1.657 | 1.773 | 1.787 | 1.827 | 1.98 | 2.172 | 2.365 | 2.549 | 2.707 | 2.825 | 3.128 | 3.395 | 3.623 | 3.792 | 4.1 | 4.312 | 4.396 | 4.607 | 4.813 | 4.918 | 5.237 | 5.431 | 5.449 | 5.469
|  |  | Residential |  | GW |  |  |  | GW | 5.8549 | 6.356 | 6.3695 | 6.3022 | 6.5363 | 6.6986 | 6.9719 | 7.2501 | 7.4427 | 7.5343 | 7.6 | 7.6964 | 7.8076 | 8.4904 | 9.0015 | 9.6295 | 10.2204 | 10.9725 | 11.5398 | 12.2272 | 12.956 | 13.646 | 14.2388 | 14.9242 | 15.3661 | 15.9377 | 16.5254 | 17.1728
|  |  | Transport |  | GW |  |  |  | GW | 0.45554 | 0.79639 | 1.1654 | 1.5666 | 2.3302 | 3.1042 | 4.0165 | 5.3976 | 7.0836 | 8.9571 | 11.539 | 14.7045 | 18.5908 | 23.0543 | 27.9678 | 32.9971 | 37.8502 | 41.988 | 45.5009 | 47.9526 | 48.4962 | 48.7522 | 48.8397 | 48.9527 | 48.9968 | 48.9688 | 48.7336 | 48.6457
|  | Total consumer flexibility |  |  | GW |  |  |  | GW | 7.2515 | 8.1384 | 8.8409 | 9.4848 | 10.5235 | 11.5758 | 12.7755 | 14.4747 | 16.5063 | 18.6633 | 21.504 | 24.9499 | 29.1054 | 34.3698 | 40.0973 | 46.0215 | 51.6936 | 56.7525 | 61.1407 | 64.4918 | 65.8482 | 67.0052 | 67.8915 | 68.7948 | 69.5999 | 70.3376 | 70.7079 | 71.2875
|  | Data Table | FLX1

## EC.06
EC.06: Battery electric cars on the road
Return to: Main Menu
Return to: Chapter contents
| EC.06: Battery electric cars on the road | Number of battery electric cars on the road
|  | #No. of vehicles | 2020-01-01 | 2021-01-01 | 2022-01-01 | 2023-01-01 | 2024-01-01 | 2025-01-01 | 2026-01-01 | 2027-01-01 | 2028-01-01 | 2029-01-01 | 2030-01-01 | 2031-01-01 | 2032-01-01 | 2033-01-01 | 2034-01-01 | 2035-01-01 | 2036-01-01 | 2037-01-01 | 2038-01-01 | 2039-01-01 | 2040-01-01 | 2041-01-01 | 2042-01-01 | 2043-01-01 | 2044-01-01 | 2045-01-01 | 2046-01-01 | 2047-01-01 | 2048-01-01 | 2049-01-01 | 2050-01-01
|  | History | 2020-01-01: 191950; 2021-01-01: 375163; 2022-01-01: 621198; 2023-01-01: 957878
|  | Electric Engagement |  |  |  | 957878 | 1397085 | 1968821 | 2687883 | 3556564 | 4597449 | 5815115 | 7321404 | 9033542 | 10942561 | 13012373 | 15334892.2589 | 17668319.324 | 20023500.066 | 22254072.9763 | 24331516.6212 | 26183177.7397 | 27809204.4987 | 29212837.967 | 30369290.0602 | 31344010.3501 | 32089250.7807 | 32396319.8822 | 32407885.0743 | 32234551.565 | 32024407.9474 | 31768652.1331 | 31459332.5612
|  | Hydrogen Evolution |  |  |  | 957878 | 1431460 | 2011011 | 2734000 | 3605971 | 4649734 | 5868499 | 7383275 | 9103877 | 11016268 | 13093899 | 15423279.0145 | 17761972.3398 | 20089088.3242 | 22290738.8471 | 24359883.125 | 26208904.8095 | 27866809.9079 | 29316246.2524 | 30534599.4174 | 31589617.152 | 32435281.1004 | 33138874.9826 | 33648001.3033 | 33704099.4815 | 33758934.4742 | 33812326.1126 | 33864079.6369
|  | Holistic Transition |  |  |  | 957878 | 1397585 | 1969321 | 2688382 | 3557062 | 4597939 | 5815580 | 7321797 | 9033755 | 10942365 | 13011281 | 15331928.6752 | 17661730.8742 | 20010314.7426 | 22229173.0744 | 24288955.6951 | 26114496.2982 | 27704532.7373 | 29061179.1714 | 30158727.899 | 31062499.4291 | 31680847.8868 | 31622207.8418 | 31477470.8262 | 31123489.6822 | 30707324.6655 | 30222798.955 | 29663394.5981
|  | Counterfactual |  |  |  | 957878 | 1315665 | 1793756 | 2376528 | 3063966 | 3871724 | 4802096 | 5855719 | 7028054 | 8324168 | 9732582 | 11220908 | 12758933 | 14598712 | 16474667 | 18360946 | 20191522 | 22227066.9922 | 24177786.5809 | 25968864.0416 | 27632949.8279 | 29144390.194 | 30511112.7771 | 31217590.0435 | 31678196.8915 | 32153394.0998 | 32629143.4939 | 33086991.805
|  | Five Year Forecast | 2023-01-01: 957878; 2024-01-01: 1408710; 2025-01-01: 1983051; 2026-01-01: 2703422; 2027-01-01: 3573199; 2028-01-01: 4615041; 2029-01-01: 5833065
Uptake of battery electric cars reflects historic sales data, assumptions for the upfront cost of vehicles and government policy such as the ban on sales of new petrol/diesel cars
All pathways follow UK Government ZEV mandate targets for percentage of sales, using a central forecast for total car sales
In Counterfactual 100% of new sales have zero emission capability by 2035, using a low forecast for total car sales
The fall in numbers post 2040 is due to assumptions on other forms of propulsion, automated self driving vehicles and public transport
|  | Data Table | 2020-01-01: ED5
|  | Item | 2020-01-01: # Cars - Electric Vehicles - Battery Electric Vehicle

## EC.07
EC.07: Electricity demand for road transport
Return to: Main Menu
Return to: Chapter contents
| EC.07: Electricity demand for road transport | Annual electricity demand from road transport
|  | TWh | 2020-01-01 | 2021-01-01 | 2022-01-01 | 2023-01-01 | 2024-01-01 | 2025-01-01 | 2026-01-01 | 2027-01-01 | 2028-01-01 | 2029-01-01 | 2030-01-01 | 2031-01-01 | 2032-01-01 | 2033-01-01 | 2034-01-01 | 2035-01-01 | 2036-01-01 | 2037-01-01 | 2038-01-01 | 2039-01-01 | 2040-01-01 | 2041-01-01 | 2042-01-01 | 2043-01-01 | 2044-01-01 | 2045-01-01 | 2046-01-01 | 2047-01-01 | 2048-01-01 | 2049-01-01 | 2050-01-01
|  | History | 2020-01-01: 1.305; 2021-01-01: 2.199; 2022-01-01: 3.199; 2023-01-01: 4.591
|  | Electric Engagement |  |  |  | 4.591 | 6.349 | 8.524 | 11.203 | 14.405 | 18.23 | 22.702 | 28.068 | 34.215 | 41.113 | 48.572 | 56.329 | 64.57 | 72.505 | 80.834 | 89.196 | 97.177 | 104.014 | 109.751 | 114.642 | 118.866 | 122.375 | 124.807 | 126.463 | 127.716 | 127.596 | 127.382 | 127.145
|  | Hydrogen Evolution |  |  |  | 4.591 | 6.347 | 8.463 | 11.104 | 14.243 | 17.966 | 22.28 | 27.436 | 33.284 | 39.752 | 46.657 | 53.667 | 61.013 | 67.723 | 74.366 | 80.57 | 86.004 | 90.399 | 93.76 | 96.367 | 98.416 | 99.895 | 100.974 | 101.447 | 101.351 | 101.234 | 101.088 | 100.934
|  | Holistic Transition |  |  |  | 4.591 | 6.371 | 8.559 | 11.257 | 14.483 | 18.336 | 22.838 | 28.231 | 34.395 | 41.278 | 48.676 | 56.31 | 64.311 | 71.911 | 79.807 | 87.648 | 95.466 | 102.129 | 107.697 | 112.397 | 116.416 | 119.624 | 121.305 | 122.554 | 123.415 | 123.848 | 122.86 | 121.582
|  | Counterfactual |  |  |  | 4.591 | 5.878 | 7.61 | 9.734 | 12.195 | 15.061 | 18.315 | 21.983 | 26.059 | 30.569 | 35.518 | 40.831 | 46.442 | 52.787 | 59.503 | 66.297 | 73.006 | 79.503 | 85.832 | 91.515 | 96.823 | 101.766 | 106.868 | 110.44 | 113.364 | 116.151 | 118.821 | 121.383
|  | Five Year Forecast | 2023-01-01: 4.591; 2024-01-01: 6.355; 2025-01-01: 8.515; 2026-01-01: 11.189; 2027-01-01: 14.376; 2028-01-01: 18.177
|  | Data Table | 2020-01-01: ED5
|  | Item | 2020-01-01: TWh Vehicles - Electricity
|  | Unit | 2020-01-01: TWh

## EC.08
EC.08: Electric Vehicles public charge points installed in the UK
Return to: Main Menu
Return to: Chapter contents
| EC.08: Electric vehicles public charge points installed in the UK | Public EV charge points in the UK and number of plug in electric vehicles on the road
|  | Year | 2015 |  |  |  | 2016 |  |  |  | 2017 |  |  |  | 2018 |  |  |  | 2019 |  |  |  | 2020 |  |  |  | 2021 |  |  |  | 2022 |  |  |  | 2023 |  |  |  | 2024
|  | Month | January | April | July | October | January | April | July | October | January | April | July | October | January | April | July | October | January | April | July | October | January | April | July | October | January | April | July | October | January | April | July | October | January | April | July | October | January | April
|  | Total devices | 2283 | 2664 | 2910 | 3248 | 3672 | 3916 | 4413 | 4725 | 5111 | 5490 | 5916 | 6454 | 7211 | 7906 | 8567 | 9565 | 10309 | 11664 | 13646 | 15116 | 16505 | 17947 | 18265 | 19487 | 20775 | 22790 | 24374 | 25927 | 28375 | 30290 | 32011 | 34637 | 37055 | 40150 | 44020 | 49220 | 53677 | 59670
|  | Rapid devices (25 kW or above) | 195 | 249 | 301 | 431 | 693 | 781 | 821 | 852 | 903 | 931 | 992 | 1088 | 1179 | 1421 | 1562 | 1690 | 1872 | 2029 | 2219 | 2495 | 2829 | 3107 | 3206 | 3530 | 3880 | 4259 | 4551 | 4923 | 5156 | 5494 | 5974 | 6395 | 6887 | 7647 | 8461 | 9112 | 10491 | 11590
|  | All plug-in electric vehicles | 40583 | 46783 | 53367 | 60122 | 70868 | 79070 | 88472 | 96003 | 107341 | 116443 | 128629 | 138793 | 151565 | 163898 | 177991 | 191312 | 204465 | 216035 | 235816 | 260243 | 292262 | 311345 | 374338 | 444126 | 509595 | 594295 | 680076 | 780536 | 880924 | 963363 | 1049322 | 1164234 | 1272317 | 1386402 | 1511502 | 1621739
Chart uses UK figures for chargepoints, as a longer history is available for UK. NI makes up only approx 2% of chargepoints.
From April 2024 rapid charge points are classed as being 50kW of above
Sources:
EV chargepoints
https://www.gov.uk/government/statistics/electric-vehicle-public-charging-infrastructure-statistics-april-2024
Electric vehicle public charging infrastructure statistics: April 2024 tables, Table 3: Number of public charging devices available in each quarter since 2015
Column C & E
Data sourced: April 2024
Plug in battery electric vehicles
https://www.gov.uk/government/statistical-data-sets/vehicle-licensing-statistics-data-tables#full-publication-update-history
Plug in battery electric vehicles
VEH1103a_RoadUsing tab - using Great Britain totals, using the 'Total' body type - columns I-L
Data sourced: 05 June 2024

## EC.09
EC.09: Peak demand from road transport with smart charging (excluding Vehicle-to-Grid)
Return to: Main Menu
Return to: Chapter contents
| EC.09: Peak demand from road transport with smart charging (excluding vehicle-to-grid) | Peak demand from road transport with smart charging (excluding V2G)
|  | GW | 2023-01-01 | 2024-01-01 | 2025-01-01 | 2026-01-01 | 2027-01-01 | 2028-01-01 | 2029-01-01 | 2030-01-01 | 2031-01-01 | 2032-01-01 | 2033-01-01 | 2034-01-01 | 2035-01-01 | 2036-01-01 | 2037-01-01 | 2038-01-01 | 2039-01-01 | 2040-01-01 | 2041-01-01 | 2042-01-01 | 2043-01-01 | 2044-01-01 | 2045-01-01 | 2046-01-01 | 2047-01-01 | 2048-01-01 | 2049-01-01 | 2050-01-01
|  | Electric Engagement | 0.7 | 1 | 1.3 | 1.7 | 2.2 | 2.6 | 3.2 | 3.7 | 4.4 | 5.1 | 6 | 6.8 | 7.6 | 8.6 | 9.6 | 10.7 | 11.7 | 12.6 | 13.4 | 14 | 14.5 | 14.8 | 15.1 | 15.2 | 15.3 | 15.3 | 15.3 | 15.3
|  | Hydrogen Evolution | 0.7 | 1.2 | 1.5 | 2 | 2.6 | 3.2 | 3.8 | 4.8 | 5.6 | 6.5 | 7.5 | 8.4 | 9.4 | 10.2 | 11 | 11.8 | 12.5 | 13.1 | 13.7 | 14.2 | 14.6 | 14.9 | 15.1 | 15.1 | 15.1 | 15.1 | 15.1 | 15
|  | Holistic Transition | 0.7 | 0.8 | 1 | 1.3 | 1.4 | 1.7 | 2.1 | 2.4 | 2.8 | 3.5 | 4.1 | 4.8 | 5.5 | 6.2 | 6.9 | 7.6 | 8.2 | 8.8 | 9.2 | 9.6 | 9.8 | 10.1 | 10.2 | 10.2 | 10.2 | 10.2 | 10.2 | 10
|  | Counterfactual | 0.7 | 1.2 | 1.5 | 2 | 2.4 | 3.1 | 3.7 | 4.5 | 5.3 | 6.1 | 6.9 | 7.8 | 8.6 | 9.7 | 10.7 | 11.7 | 12.5 | 13.3 | 14 | 14.8 | 15.5 | 16.2 | 16.8 | 17.3 | 17.6 | 17.9 | 18.2 | 18.5
|  | Five Year Forecast | 2023-01-01: 0.7; 2024-01-01: 1; 2025-01-01: 1.3; 2026-01-01: 1.7; 2027-01-01: 2.1; 2028-01-01: 2.5; 2029-01-01: 3
Higher levels of smart charging in Holistic Transition lead to lower peak demands in this pathway
|  | Data Table | 2023-01-01: ED5
|  | Item | 2023-01-01: Electric Vehicle Peak Demand
Unit | bar: 2023-01-01

## EC.10
EC.10: Average demands on the network from unmanaged and smart charging profiles
Return to: Main Menu
Return to: Chapter contents
| EC.10: Average demand on the network from unmanaged and smart charging profiles | Unmanaged and smart charging after diversity profiles and average EV tariff charging rates and times
|  | Time |  | 0:00 | 0:30 | 1:00 | 1:30 | 2:00 | 2:30 | 3:00 | 3:30 | 4:00 | 4:30 | 5:00 | 5:30 | 6:00 | 6:30 | 7:00 | 7:30 | 8:00 | 8:30 | 9:00 | 9:30 | 10:00 | 10:30 | 11:00 | 11:30 | 12:00 | 12:30 | 13:00 | 13:30 | 14:00 | 14:30 | 15:00 | 15:30 | 16:00 | 16:30 | 17:00 | 17:30 | 18:00 | 18:30 | 19:00 | 19:30 | 20:00 | 20:30 | 21:00 | 21:30 | 22:00 | 22:30 | 23:00 | 23:30
|  | Unmanaged profile | kW | 0.72838 | 0.65627 | 0.57492 | 0.48054 | 0.39603 | 0.32007 | 0.25677 | 0.20408 | 0.16003 | 0.11158 | 0.083742 | 0.064916 | 0.052303 | 0.044143 | 0.038223 | 0.034469 | 0.032706 | 0.03388 | 0.037707 | 0.041479 | 0.044348 | 0.048226 | 0.053712 | 0.060562 | 0.067511 | 0.077766 | 0.090002 | 0.10284 | 0.11608 | 0.13155 | 0.15229 | 0.18702 | 0.23335 | 0.29404 | 0.36853 | 0.46149 | 0.56642 | 0.67055 | 0.75749 | 0.83177 | 0.88671 | 0.92712 | 0.94745 | 0.95775 | 0.95221 | 0.93095 | 0.8805 | 0.8101
|  | Smart profile | kW | 0.65032 | 1.3793 | 1.5762 | 1.5778 | 1.5453 | 1.4498 | 1.2841 | 1.1023 | 0.89462 | 0.49612 | 0.33104 | 0.23277 | 0.15936 | 0.11613 | 0.091557 | 0.0675 | 0.051546 | 0.042057 | 0.0398 | 0.039406 | 0.039024 | 0.039465 | 0.04083 | 0.042602 | 0.043369 | 0.045519 | 0.048329 | 0.051095 | 0.053446 | 0.055216 | 0.056412 | 0.062107 | 0.067236 | 0.073636 | 0.087443 | 0.099685 | 0.11423 | 0.12726 | 0.13625 | 0.14744 | 0.16073 | 0.20183 | 0.23603 | 0.27851 | 0.31266 | 0.34252 | 0.38951 | 0.48561
|  | Average EV tariff | p/kWh | 8.1438 | 8.1438 | 8.1438 | 8.1438 | 8.1438 | 8.1438 | 8.1438 | 8.1438 | 8.1438 | 8.1438 | 29.5012 | 29.5012 | 29.5012 | 29.5012 | 29.5012 | 29.5012 | 29.5012 | 29.5012 | 29.5012 | 29.5012 | 29.5012 | 29.5012 | 29.5012 | 29.5012 | 29.5012 | 29.5012 | 29.5012 | 29.5012 | 29.5012 | 29.5012 | 29.5012 | 29.5012 | 29.5012 | 29.5012 | 29.5012 | 29.5012 | 29.5012 | 29.5012 | 29.5012 | 29.5012 | 29.5012 | 29.5012 | 29.5012 | 29.5012 | 29.5012 | 29.5012 | 29.5012 | 29.5012
After diversity demand is aggregated demands after consumer diversity of charging times is taken into consideration
This creates the average demand on the network per vehicle, when a large number of vehicles are considered
Source:
Charging profiles from EV.Energy
MoneySavingExpert comparison to create an average EV tariff as of May 2024

## EC.11
EC.11: Peak demand from road transport with smart charging and vehicle-to-grid
Return to: Main Menu
Return to: Chapter contents
| EC.11: Peak demand from road transport with smart charging and vehicle-to-grid | Peak demand from road transport with smart charging and V2G
|  | GW | 2023-01-01 | 2024-01-01 | 2025-01-01 | 2026-01-01 | 2027-01-01 | 2028-01-01 | 2029-01-01 | 2030-01-01 | 2031-01-01 | 2032-01-01 | 2033-01-01 | 2034-01-01 | 2035-01-01 | 2036-01-01 | 2037-01-01 | 2038-01-01 | 2039-01-01 | 2040-01-01 | 2041-01-01 | 2042-01-01 | 2043-01-01 | 2044-01-01 | 2045-01-01 | 2046-01-01 | 2047-01-01 | 2048-01-01 | 2049-01-01 | 2050-01-01
|  | Electric Engagement | 0.7 | 1 | 1.2825 | 1.6574 | 2.1069 | 2.4244 | 2.8821 | 3.1424 | 3.4669 | 3.6063 | 3.7036 | 3.3804 | 2.7402 | 1.8906 | 0.74817 | -0.45411 | -1.7431 | -2.9288 | -3.9438 | -4.8091 | -5.4091 | -5.1812 | -4.8812 | -4.7812 | -4.6812 | -4.6812 | -4.6812 | -4.6812
|  | Hydrogen Evolution | 0.7 | 1.2 | 1.5 | 2 | 2.6 | 3.1914 | 3.7853 | 4.7696 | 5.5464 | 6.4086 | 7.3513 | 8.1654 | 9.0417 | 9.668 | 10.2319 | 10.7174 | 11.0112 | 11.0987 | 11.0595 | 10.7968 | 10.3157 | 9.6475 | 8.8818 | 7.9354 | 7.1346 | 6.4374 | 5.8574 | 5.3077
|  | Holistic Transition | 0.7 | 0.8 | 0.96989 | 1.2297 | 1.2505 | 1.4059 | 1.5683 | 1.4641 | 1.2206 | 0.94149 | 0.070133 | -1.3459 | -3.4352 | -6.201 | -9.3966 | -12.781 | -16.0829 | -18.9153 | -21.3209 | -22.871 | -22.671 | -22.371 | -22.271 | -22.271 | -22.271 | -22.271 | -22.271 | -22.471
|  | Counterfactual | 0.7 | 1.2 | 1.5 | 2 | 2.4 | 3.1 | 3.7 | 4.5 | 5.3 | 6.1 | 6.8836 | 7.7745 | 8.5524 | 9.6221 | 10.5773 | 11.5187 | 12.238 | 12.9264 | 13.4802 | 14.0935 | 14.5566 | 14.9618 | 15.2006 | 15.3038 | 15.1551 | 14.9376 | 14.6535 | 14.3142
|  | Five Year Forecast | 2023-01-01: 0.7; 2024-01-01: 1; 2025-01-01: 1.284; 2026-01-01: 1.6622; 2027-01-01: 2.0188; 2028-01-01: 2.34; 2029-01-01: 2.7111
|  | Data Table | 2023-01-01: ED5
|  | Component | 2023-01-01: Electric Vehicle Peak Demand
|  | Subtract Component | 2023-01-01: V2G Available at Peak
Unit | bar: 2023-01-01

## EC.12
EC.12: Low carbon hydrogen demand for road transport
Return to: Main Menu
Return to: Chapter contents
| EC.12: Low carbon hydrogen demand for road transport | Low carbon hydrogen demand for road transport
|  | TWh | 2023-01-01 | 2024-01-01 | 2025-01-01 | 2026-01-01 | 2027-01-01 | 2028-01-01 | 2029-01-01 | 2030-01-01 | 2031-01-01 | 2032-01-01 | 2033-01-01 | 2034-01-01 | 2035-01-01 | 2036-01-01 | 2037-01-01 | 2038-01-01 | 2039-01-01 | 2040-01-01 | 2041-01-01 | 2042-01-01 | 2043-01-01 | 2044-01-01 | 2045-01-01 | 2046-01-01 | 2047-01-01 | 2048-01-01 | 2049-01-01 | 2050-01-01
|  | Electric Engagement | 0.023851 | 0.039389 | 0.057717 | 0.078027 | 0.1004 | 0.12502 | 0.1519 | 0.1815 | 0.21371 | 0.24874 | 0.28511 | 0.32367 | 0.3717 | 0.41024 | 0.46376 | 0.5312 | 0.61604 | 0.69419 | 0.75272 | 0.8203 | 0.89986 | 0.9968 | 1.1191 | 1.2714 | 1.444 | 1.5756 | 1.717 | 1.8754
|  | Hydrogen Evolution | 0.023851 | 0.047532 | 0.078276 | 0.12029 | 0.17826 | 0.25888 | 0.37172 | 0.53077 | 0.75664 | 1.0778 | 1.5322 | 2.181 | 3.1278 | 4.4429 | 6.3186 | 8.9329 | 12.4309 | 16.8136 | 21.1054 | 25.3644 | 29.576 | 33.7146 | 37.7383 | 41.5438 | 45.1207 | 48.3428 | 49.4462 | 50.6993
|  | Holistic Transition | 0.023851 | 0.042434 | 0.06371 | 0.088366 | 0.11684 | 0.14965 | 0.18732 | 0.23063 | 0.28027 | 0.33644 | 0.39676 | 0.46345 | 0.548 | 0.62849 | 0.7392 | 0.89328 | 1.1163 | 1.2996 | 1.4555 | 1.6359 | 1.8468 | 2.0981 | 2.4057 | 2.7743 | 3.2278 | 3.7487 | 4.1981 | 4.6923
|  | Counterfactual | 0.023851 | 0.01537 | 0.01982 | 0.025023 | 0.031079 | 0.038088 | 0.046143 | 0.055337 | 0.065651 | 0.077395 | 0.090652 | 0.1055 | 0.12214 | 0.14085 | 0.1617 | 0.18497 | 0.21084 | 0.23966 | 0.27181 | 0.30754 | 0.34709 | 0.3909 | 0.43941 | 0.49302 | 0.55235 | 0.6178 | 0.68996 | 0.76949
|  | Five Year Forecast | 2023-01-01: 0.023851; 2024-01-01: 0.043118; 2025-01-01: 0.066568; 2026-01-01: 0.09556; 2027-01-01: 0.13183; 2028-01-01: 0.17785; 2029-01-01: 0.23698
|  | Data Table | 2023-01-01: ED5
|  | Item | 2023-01-01: TWh Vehicles - Hydrogen
|  | Unit | 2023-01-01: TWh
|  | Fuel | 2023-01-01: Hydrogen
|  | Period | 2023-01-01: Annual

## EC.13
EC.13: Residential electricity demand for appliances
Return to: Main Menu
Return to: Chapter contents
| EC.13: Residential electricity demand for appliances | Annual Residential Electricity Demand for Appliances
|  | TWh | 2020-01-01 | 2021-01-01 | 2022-01-01 | 2023-01-01 | 2024-01-01 | 2025-01-01 | 2026-01-01 | 2027-01-01 | 2028-01-01 | 2029-01-01 | 2030-01-01 | 2031-01-01 | 2032-01-01 | 2033-01-01 | 2034-01-01 | 2035-01-01 | 2036-01-01 | 2037-01-01 | 2038-01-01 | 2039-01-01 | 2040-01-01 | 2041-01-01 | 2042-01-01 | 2043-01-01 | 2044-01-01 | 2045-01-01 | 2046-01-01 | 2047-01-01 | 2048-01-01 | 2049-01-01 | 2050-01-01
|  | History | 2020-01-01: 78.85; 2021-01-01: 82.931; 2022-01-01: 78.417; 2023-01-01: 77.128
|  | Electric Engagement |  |  |  | 77.128 | 72.964 | 70.299 | 67.521 | 65.432 | 63.541 | 62.112 | 60.978 | 59.863 | 58.831 | 57.962 | 57.163 | 56.377 | 55.605 | 55.218 | 54.898 | 54.574 | 54.271 | 54.134 | 54.096 | 54.109 | 54.168 | 54.295 | 54.513 | 54.79 | 55.302 | 55.917 | 56.6
|  | Hydrogen Evolution |  |  |  | 77.128 | 73.707 | 71.281 | 68.683 | 66.788 | 65.081 | 63.818 | 62.771 | 61.623 | 60.56 | 59.71 | 58.921 | 58.171 | 57.467 | 57.15 | 56.875 | 56.604 | 56.353 | 56.29 | 56.271 | 56.285 | 56.348 | 56.471 | 56.674 | 56.937 | 57.243 | 57.761 | 58.398
|  | Holistic Transition |  |  |  | 77.128 | 72.116 | 69.192 | 66.036 | 63.645 | 61.671 | 60.087 | 58.565 | 57.206 | 55.945 | 54.83 | 53.804 | 52.821 | 51.861 | 51.236 | 50.634 | 50.024 | 49.411 | 48.909 | 48.428 | 47.956 | 47.531 | 47.199 | 46.76 | 46.321 | 45.915 | 45.68 | 45.446
|  | Counterfactual |  |  |  | 77.128 | 76.479 | 74.34 | 71.821 | 69.795 | 68.094 | 66.96 | 66.088 | 65.311 | 64.494 | 63.825 | 63.274 | 62.803 | 62.257 | 62.125 | 62.048 | 61.974 | 61.931 | 62.134 | 62.482 | 62.898 | 63.395 | 63.998 | 64.754 | 65.617 | 66.611 | 67.759 | 69.078
|  | Five Year Forecast | 2023-01-01: 77.128; 2024-01-01: 73.633; 2025-01-01: 71.461; 2026-01-01: 69.022; 2027-01-01: 67.15; 2028-01-01: 65.666; 2029-01-01: 64.72
Home appliances, light and air conditioning
Does not include heat or EV charging
Reduction due to smart meters not applied (see table ED1)
All appliance modelling carried out using the ECUK 2020 dataset
|  | Data Table | 2020-01-01: ED1
|  | Data Item | 2020-01-01: Residential Light & Appliance Demand
|  | Data Item 2 | 2020-01-01: Residential Air Conditioning Demand
|  | Unit | 2020-01-01: GWh
|  | Fuel | 2020-01-01: Electricity

## EC.14
EC.14: Residential annual electricity demand for heat
Return to: Main Menu
Return to: Chapter contents
| EC.14: Residential annual electricity demand for heat | Residential annual electricity demand for heat
|  | TWh | 2020-01-01 | 2021-01-01 | 2022-01-01 | 2023-01-01 | 2024-01-01 | 2025-01-01 | 2026-01-01 | 2027-01-01 | 2028-01-01 | 2029-01-01 | 2030-01-01 | 2031-01-01 | 2032-01-01 | 2033-01-01 | 2034-01-01 | 2035-01-01 | 2036-01-01 | 2037-01-01 | 2038-01-01 | 2039-01-01 | 2040-01-01 | 2041-01-01 | 2042-01-01 | 2043-01-01 | 2044-01-01 | 2045-01-01 | 2046-01-01 | 2047-01-01 | 2048-01-01 | 2049-01-01 | 2050-01-01
|  | History | 2020-01-01: 22.73; 2021-01-01: 24.577; 2022-01-01: 23.037; 2023-01-01: 22.901
|  | Electric Engagement |  |  |  | 22.901 | 24.066 | 23.794 | 23.336 | 23.059 | 23.119 | 23.514 | 24.435 | 25.88 | 27.463 | 29.203 | 31.083 | 32.829 | 36.551 | 40.472 | 44.542 | 48.614 | 52.769 | 56.796 | 60.611 | 64.084 | 67.151 | 69.572 | 71.535 | 73.295 | 74.878 | 76.288 | 77.636
|  | Hydrogen Evolution |  |  |  | 22.901 | 23.996 | 25.043 | 24.55 | 24.231 | 24.171 | 24.334 | 24.905 | 25.729 | 26.78 | 28.116 | 29.549 | 31.039 | 33.869 | 37.07 | 40.854 | 44.726 | 48.666 | 52.641 | 56.418 | 59.979 | 63.002 | 65.543 | 67.775 | 69.702 | 71.27 | 72.694 | 73.89
|  | Holistic Transition |  |  |  | 22.901 | 23.969 | 23.643 | 23.162 | 22.894 | 22.9 | 23.209 | 23.921 | 25.041 | 26.314 | 28.03 | 29.858 | 31.61 | 35.22 | 39.017 | 42.968 | 46.942 | 50.917 | 54.805 | 58.39 | 61.67 | 64.566 | 67.024 | 69.07 | 70.905 | 72.289 | 73.541 | 74.667
|  | Counterfactual |  |  |  | 22.901 | 23.946 | 24.984 | 24.598 | 24.15 | 23.745 | 23.383 | 23.06 | 22.917 | 22.903 | 22.929 | 22.99 | 23.057 | 23.529 | 24.647 | 26.278 | 28.495 | 31.138 | 33.913 | 36.782 | 39.658 | 42.576 | 45.541 | 48.495 | 51.389 | 54.36 | 57.403 | 60.468
|  | Five Year Forecast | 2023-01-01: 22.901; 2024-01-01: 23.984; 2025-01-01: 25.049; 2026-01-01: 24.748; 2027-01-01: 24.43; 2028-01-01: 24.294; 2029-01-01: 24.333
Historic values are estimates based on weather correction of baseline year (2020) taken from ECUK 2023 End Use tables
Modelled data assumes average weather conditions
|  | Data Table | 2020-01-01: ED3
|  | Sector | 2020-01-01: Residential
|  | Fuel | 2020-01-01: electricity
|  | Fuel 2 | 2020-01-01: electricity off-peak
|  | Units | 2020-01-01: TWh

## EC.15
EC.15: Residential annual gas demand for heat
Return to: Main Menu
Return to: Chapter contents
| EC.15: Residential annual gas demand for heat | Residential annual gas demand for heat
|  | TWh | 2020-01-01 | 2021-01-01 | 2022-01-01 | 2023-01-01 | 2024-01-01 | 2025-01-01 | 2026-01-01 | 2027-01-01 | 2028-01-01 | 2029-01-01 | 2030-01-01 | 2031-01-01 | 2032-01-01 | 2033-01-01 | 2034-01-01 | 2035-01-01 | 2036-01-01 | 2037-01-01 | 2038-01-01 | 2039-01-01 | 2040-01-01 | 2041-01-01 | 2042-01-01 | 2043-01-01 | 2044-01-01 | 2045-01-01 | 2046-01-01 | 2047-01-01 | 2048-01-01 | 2049-01-01 | 2050-01-01
|  | History | 2020-01-01: 305.605; 2021-01-01: 303.499; 2022-01-01: 267.962; 2023-01-01: 265.708
|  | Electric Engagement |  |  |  | 265.708 | 278.131 | 275.561 | 272.171 | 268.269 | 263.362 | 256.627 | 248.28 | 238.083 | 226.941 | 214.951 | 202.073 | 188.795 | 171.648 | 154.747 | 137.945 | 121.252 | 104.678 | 88.923 | 73.681 | 59.444 | 47.034 | 36.237 | 27.289 | 19.288 | 12.133 | 5.867 | 0
|  | Hydrogen Evolution |  |  |  | 265.708 | 278.187 | 293.344 | 289.826 | 285.823 | 281.155 | 275.177 | 267.666 | 257.087 | 245.138 | 231.997 | 218.14 | 203.73 | 185.466 | 167.512 | 149.665 | 131.897 | 114.123 | 97.267 | 80.896 | 65.192 | 50.795 | 37.933 | 28.138 | 19.713 | 12.481 | 5.964 | 0
|  | Holistic Transition |  |  |  | 265.708 | 278.157 | 275.617 | 272.227 | 268.092 | 263.187 | 256.539 | 248.708 | 239.339 | 228.993 | 216.676 | 203.685 | 189.899 | 172.751 | 155.851 | 139.043 | 122.329 | 105.725 | 89.971 | 74.962 | 60.722 | 48.226 | 36.912 | 27.137 | 18.339 | 11.511 | 5.358 | 0
|  | Counterfactual |  |  |  | 265.708 | 280.175 | 296.464 | 294.483 | 292.56 | 290.691 | 288.865 | 287.075 | 285.316 | 283.178 | 281.048 | 278.921 | 276.797 | 275.97 | 273.946 | 271.267 | 267.027 | 261.46 | 255.34 | 249.113 | 242.735 | 236.006 | 228.879 | 221.156 | 213.344 | 205.104 | 196.489 | 187.661
|  | Five Year Forecast | 2023-01-01: 265.708; 2024-01-01: 278.186; 2025-01-01: 293.348; 2026-01-01: 289.832; 2027-01-01: 286.234; 2028-01-01: 282.305; 2029-01-01: 277.797
Historic values are estimates based on weather correction of baseline year (2020) taken from ECUK 2023 End Use tables
Modelled data assumes average weather conditions
Historic decrease is due to price-related demand suppression during the energy crisis
In Holistic Transition and Electric Engagement it is assumed that 50% of price-related demand savings continue long-term but for environmental reasons
In Hydrogen Evolution and the Counterfactual, no long-term behavioural change is assumed, as consumers return to pre energy crisis behaviour
|  | Data Table | 2020-01-01: ED3
|  | Sector | 2020-01-01: Residential
|  | Fuel | 2020-01-01: gas
|  | Units | 2020-01-01: TWh
Demand supression due to energy crisis

## EC.16
EC.16: Flexibility from electrified heating
Return to: Main Menu
Return to: Chapter contents
| EC.16: Flexibility from electrified heating | Electric heat flexibility
|  | GW | 2023-01-01 | 2024-01-01 | 2025-01-01 | 2026-01-01 | 2027-01-01 | 2028-01-01 | 2029-01-01 | 2030-01-01 | 2031-01-01 | 2032-01-01 | 2033-01-01 | 2034-01-01 | 2035-01-01 | 2036-01-01 | 2037-01-01 | 2038-01-01 | 2039-01-01 | 2040-01-01 | 2041-01-01 | 2042-01-01 | 2043-01-01 | 2044-01-01 | 2045-01-01 | 2046-01-01 | 2047-01-01 | 2048-01-01 | 2049-01-01 | 2050-01-01
|  | Electric Engagement | 5.551 | 6.159 | 6.102 | 5.951 | 5.806 | 5.659 | 5.553 | 5.467 | 5.446 | 5.431 | 5.391 | 5.381 | 5.367 | 5.87 | 6.325 | 6.865 | 7.384 | 7.969 | 8.487 | 9.006 | 9.5 | 9.959 | 10.404 | 10.859 | 11.339 | 11.813 | 12.3 | 12.799
|  | Hydrogen Evolution | 5.551 | 6.215 | 6.528 | 6.403 | 6.277 | 6.166 | 6.03 | 5.951 | 5.877 | 5.773 | 5.66 | 5.511 | 5.346 | 5.695 | 6.064 | 6.53 | 6.981 | 7.503 | 8.013 | 8.544 | 9.051 | 9.531 | 10.027 | 10.462 | 10.932 | 11.429 | 11.939 | 12.49
|  | Holistic Transition | 5.551 | 6.242 | 6.219 | 6.086 | 5.978 | 5.86 | 5.745 | 5.709 | 5.735 | 5.754 | 5.774 | 5.789 | 5.798 | 6.266 | 6.696 | 7.185 | 7.632 | 8.146 | 8.636 | 9.156 | 9.615 | 10.112 | 10.534 | 10.943 | 11.336 | 11.738 | 12.183 | 12.655
|  | Counterfactual | 5.551 | 6.13 | 6.707 | 6.576 | 6.411 | 6.266 | 6.14 | 6.037 | 6.008 | 5.977 | 5.968 | 5.957 | 5.937 | 5.996 | 6.065 | 6.192 | 6.36 | 6.564 | 6.804 | 7.076 | 7.357 | 7.648 | 7.917 | 8.163 | 8.378 | 8.595 | 8.818 | 9.013
|  | Five Year Forecast | 2023-01-01: 5.551; 2024-01-01: 6.192; 2025-01-01: 6.629; 2026-01-01: 6.537; 2027-01-01: 6.379; 2028-01-01: 6.217; 2029-01-01: 6.068
Number of households that use storage heaters decreases out to 2035. This decreases heat flexibility.
|  | Data Table | 2023-01-01: FLX1
|  | Component | 2023-01-01: Residential peak reduction - storage heater flex
|  | Component 2 | 2023-01-01: Residential peak reduction - hybrid heat pump flex
|  | Component 3 | 2023-01-01: Residential peak reduction - thermal storage and district heating flex
|  | Component 4 | 2023-01-01: Non-residential peak reduction - storage heater flex
|  | Component 5 | 2023-01-01: Non-residential peak reduction - hybrid heat pump flex
|  | Component 6 | 2023-01-01: Non-residential peak reduction - thermal storage and district heating flex

## EC.17
EC.17: Residential thermal demand savings from insulation improvements and behavioural change
Return to: Main Menu
Return to: Chapter contents
| EC.17: Residential thermal demand savings from insulation improvements and behavioural change | Residential thermal demand savings from insulation improvements and behavioural change
|  | TWh | 2020-01-01 | 2021-01-01 | 2022-01-01 | 2023-01-01 | 2024-01-01 | 2025-01-01 | 2026-01-01 | 2027-01-01 | 2028-01-01 | 2029-01-01 | 2030-01-01 | 2031-01-01 | 2032-01-01 | 2033-01-01 | 2034-01-01 | 2035-01-01 | 2036-01-01 | 2037-01-01 | 2038-01-01 | 2039-01-01 | 2040-01-01 | 2041-01-01 | 2042-01-01 | 2043-01-01 | 2044-01-01 | 2045-01-01 | 2046-01-01 | 2047-01-01 | 2048-01-01 | 2049-01-01 | 2050-01-01
|  | History | 2020-01-01: 0; 2021-01-01: 1.263; 2022-01-01: 38.567; 2023-01-01: 42.007
|  | Electric Engagement |  |  |  | 42.007 | 29.76 | 33.138 | 37.344 | 41.609 | 45.876 | 50.703 | 55.434 | 60.155 | 65.067 | 69.989 | 74.935 | 79.98 | 82.093 | 83.447 | 84.683 | 85.955 | 87.308 | 88.698 | 90.154 | 91.698 | 92.999 | 94.475 | 96.051 | 97.704 | 99.439 | 101.277 | 103.126
|  | Hydrogen Evolution |  |  |  | 42.007 | 29.656 | 14.391 | 18.811 | 23.401 | 28.099 | 33.313 | 38.752 | 44.227 | 49.948 | 55.683 | 61.434 | 67.209 | 69.463 | 71.001 | 72.517 | 74 | 75.484 | 76.99 | 78.469 | 79.929 | 81.14 | 82.277 | 83.487 | 84.692 | 85.944 | 87.243 | 88.656
|  | Holistic Transition |  |  |  | 42.007 | 29.815 | 33.26 | 37.493 | 41.808 | 46.206 | 51.216 | 56.257 | 61.357 | 66.634 | 71.726 | 76.859 | 82.034 | 84.159 | 85.543 | 86.764 | 88.044 | 89.335 | 90.68 | 92.036 | 93.439 | 94.573 | 95.769 | 97.005 | 98.325 | 99.875 | 101.496 | 103.172
|  | Counterfactual |  |  |  | 42.007 | 27.941 | 11.699 | 14.675 | 17.597 | 20.48 | 23.327 | 26.147 | 28.96 | 31.84 | 34.719 | 37.605 | 40.498 | 41.337 | 41.86 | 42.225 | 42.556 | 42.969 | 43.441 | 43.94 | 44.457 | 45.03 | 45.66 | 46.358 | 47.172 | 48.009 | 48.851 | 49.701
|  | Five Year Forecast |  |  |  | 42.007 | 29.659 | 14.415 | 18.525 | 22.623 | 26.658 | 30.732 | 0 | 0 | 0 | 0 | 0 | 0 | 0 | 0 | 0 | 0 | 0 | 0 | 0 | 0 | 0 | 0 | 0 | 0 | 0 | 0 | 0
Thermal demand savings are relative to 2020
Historic increase is due to price-related demand suppression during the energy crisis
Initial reduction in thermal demand savings (2023 - 2025) is due to increase in indoor temperatures as consumers return to pre-energy crisis behaviour
In Holistic Transition and Electric Engagement it is assumed that 50% of price-related thermal demand savings continue long-term but for environmental reasons
In Hydrogen Evolution and the Counterfactual, no long-term behavioural change is assumed, as consumers return to pre energy crisis behaviour
|  | Data Table | 2020-01-01: ED3
|  | Sector | 2020-01-01: Residential
|  | Technology | 2020-01-01: Savings from Behaviour and Insulation
|  | Time | 2020-01-01: Cumulative Annual
|  | Units | 2020-01-01: TWh
Demand supression due to energy crisis

## EC.18
EC.18: Annual heat pump installations
Return to: Main Menu
Return to: Chapter contents
| EC.18: Annual heat pump installations | Annual heat pump installations
|  | Number of installations | 2020 | 2021 | 2022 | 2023 | 2024 | 2025 | 2026 | 2027 | 2028 | 2029 | 2030 | 2031 | 2032 | 2033 | 2034 | 2035 | 2036 | 2037 | 2038 | 2039 | 2040 | 2041 | 2042 | 2043 | 2044 | 2045 | 2046 | 2047 | 2048 | 2049 | 2050
|  | History | 2020: 56090; 2021: 62137; 2022: 83456; 2023: 100945
|  | Electric Engagement |  |  |  | 100945 | 199485 | 263428 | 341855 | 488655 | 637940 | 827778 | 1013428 | 1104626 | 1188182 | 1277507 | 1312046 | 1516258 | 1510697 | 1516220 | 1516923 | 1526322 | 1507330 | 1508030 | 1506249 | 1507141 | 1505302 | 1531087 | 1524604 | 1523810 | 1522057 | 1521299
|  | Hydrogen Evolution |  |  |  | 100945 | 134627 | 249681 | 325469 | 423226 | 531835 | 697542 | 818018 | 953901 | 1075584 | 1157491 | 1233284 | 1191088 | 1216183 | 1302132 | 1312592 | 1317068 | 1352027 | 1354146 | 1360421 | 1317170 | 1310776 | 1320038 | 1306228 | 1294349 | 1282702 | 1245613
|  | Holistic Transition |  |  |  | 100945 | 182353 | 261216 | 391298 | 502103 | 645060 | 797616 | 949384 | 1036597 | 1231942 | 1289061 | 1362086 | 1497662 | 1493407 | 1494733 | 1502080 | 1506099 | 1489847 | 1472051 | 1459513 | 1452179 | 1443518 | 1463583 | 1454587 | 1451898 | 1451045 | 1450662
|  | Counterfactual |  |  |  | 100945 | 103248 | 164749 | 204258 | 205261 | 206344 | 202501 | 161868 | 205350 | 210041 | 212987 | 215562 | 373490 | 612744 | 706672 | 930230 | 1101729 | 1181669 | 1189934 | 1201281 | 1229267 | 1259658 | 1318969 | 1331455 | 1363346 | 1390738 | 1405832
|  | Five Year Forecast | 2023: 100945; 2024: 119212; 2025: 209043; 2026: 271197; 2027: 344105; 2028: 436393; 2029: 520713
|  | Government 2028 annual installation target | 600000 | 600000 | 600000 | 600000 | 600000 | 600000 | 600000 | 600000 | 600000 | 600000 | 600000 | 600000 | 600000 | 600000 | 600000 | 600000 | 600000 | 600000 | 600000 | 600000 | 600000 | 600000 | 600000 | 600000 | 600000 | 600000 | 600000 | 600000 | 600000 | 600000 | 600000
|  | Data Table | 2020: ED3
|  | Technology | 2020: ASHP
|  | Technology 2 | 2020: Hybrid (ASHP + Biofuel boiler)
|  | Technology 3 | 2020: Hybrid (ASHP + Electric resistive)
|  | Technology 4 | 2020: Hybrid (ASHP + Hydrogen boiler)
|  | Technology 5 | 2020: GSHP
|  | Units | 2020: uptake

## EC.19
EC.19: Annual low carbon hydrogen demand for residential heat
Return to: Main Menu
Return to: Chapter contents
| EC.19: Annual low carbon hydrogen demand for residential heat | Annual low carbon hydrogen demand for residential heat
|  | TWh | 2023-01-01 | 2024-01-01 | 2025-01-01 | 2026-01-01 | 2027-01-01 | 2028-01-01 | 2029-01-01 | 2030-01-01 | 2031-01-01 | 2032-01-01 | 2033-01-01 | 2034-01-01 | 2035-01-01 | 2036-01-01 | 2037-01-01 | 2038-01-01 | 2039-01-01 | 2040-01-01 | 2041-01-01 | 2042-01-01 | 2043-01-01 | 2044-01-01 | 2045-01-01 | 2046-01-01 | 2047-01-01 | 2048-01-01 | 2049-01-01 | 2050-01-01
|  | Electric Engagement | 0 | 0 | 0 | 0 | 0 | 0 | 0 | 0 | 0 | 0 | 0 | 0 | 0 | 0 | 0 | 0 | 0 | 0 | 0 | 0 | 0 | 0 | 0 | 0 | 0 | 0 | 0 | 0
|  | Hydrogen Evolution | 0 | 0 | 0 | 0 | 0 | 0 | 0 | 0 | 2.342 | 4.775 | 7.08 | 9.431 | 11.883 | 19.816 | 26.835 | 31.886 | 36.725 | 41.525 | 45.342 | 49.118 | 52.703 | 57.367 | 62.137 | 64.691 | 67.269 | 70.223 | 73.254 | 76.61
|  | Holistic Transition | 0 | 0 | 0 | 0 | 0 | 0 | 0 | 0 | 0.022 | 0.047 | 0.075 | 0.104 | 0.14 | 0.796 | 1.539 | 2.318 | 3.093 | 3.87 | 4.585 | 5.595 | 6.765 | 7.93 | 9.126 | 10.29 | 11.438 | 12.574 | 13.683 | 14.751
|  | Counterfactual | 0 | 0 | 0 | 0 | 0 | 0 | 0 | 0 | 0 | 0 | 0 | 0 | 0 | 0 | 0 | 0 | 0 | 0 | 0 | 0 | 0 | 0 | 0 | 0 | 0 | 0 | 0 | 0
|  | Five Year Forecast | 2023-01-01: 0; 2024-01-01: 0; 2025-01-01: 0; 2026-01-01: 0; 2027-01-01: 0; 2028-01-01: 0; 2029-01-01: 0
Electric Engagement and the Counterfactual feature no hydrogen use for heat
|  | Data Table | 2023-01-01: ED3
|  | Sector | 2023-01-01: Residential
|  | Fuel | 2023-01-01: Hydrogen
|  | Units | 2023-01-01: TWh

## EC.20
EC.20: Electricity demand in the commercial sector (excluding hydrogen production)
Return to: Main Menu
Return to: Chapter contents
| EC.20: Electricity demand in the commercial sector | Commercial demand excluding Rail and Road Transport
|  | GWh | 2020-01-01 | 2021-01-01 | 2022-01-01 | 2023-01-01 | 2024-01-01 | 2025-01-01 | 2026-01-01 | 2027-01-01 | 2028-01-01 | 2029-01-01 | 2030-01-01 | 2031-01-01 | 2032-01-01 | 2033-01-01 | 2034-01-01 | 2035-01-01 | 2036-01-01 | 2037-01-01 | 2038-01-01 | 2039-01-01 | 2040-01-01 | 2041-01-01 | 2042-01-01 | 2043-01-01 | 2044-01-01 | 2045-01-01 | 2046-01-01 | 2047-01-01 | 2048-01-01 | 2049-01-01 | 2050-01-01
|  | History | 2020-01-01: 76839; 2021-01-01: 79033; 2022-01-01: 77613; 2023-01-01: 77044
|  | Electric Engagement |  |  |  | 77044 | 78546 | 80549 | 82982 | 85399 | 88758 | 92779 | 96919 | 100852 | 105025 | 109199 | 113088 | 116808 | 121024 | 125117 | 129024 | 132882 | 136661 | 140333 | 143427 | 145619 | 147683 | 149553 | 151421 | 153328 | 155343 | 157419 | 159533
|  | Hydrogen Evolution |  |  |  | 77044 | 78871 | 80120 | 81810 | 84087 | 86120 | 88531 | 91181 | 94026 | 96997 | 100005 | 102888 | 105666 | 108650 | 111652 | 114657 | 117679 | 120707 | 123652 | 126341 | 128658 | 130569 | 132343 | 134130 | 135952 | 137792 | 139681 | 141603
|  | Holistic Transition |  |  |  | 77044 | 78892 | 81629 | 84924 | 88167 | 91729 | 95697 | 99738 | 103582 | 107756 | 112105 | 116298 | 120261 | 124426 | 128526 | 132430 | 136143 | 139291 | 142036 | 144520 | 146883 | 149157 | 151267 | 153298 | 155281 | 157241 | 159191 | 161128
|  | Counterfactual |  |  |  | 77044 | 79660 | 80460 | 81203 | 82392 | 83666 | 85118 | 86749 | 88461 | 90274 | 92393 | 94283 | 96067 | 97765 | 99410 | 101046 | 102690 | 104379 | 106053 | 107657 | 109203 | 110726 | 112212 | 113752 | 115351 | 117119 | 118934 | 120752
|  | Five Year Forecast | 2023-01-01: 77044; 2024-01-01: 79165; 2025-01-01: 80531; 2026-01-01: 82620; 2027-01-01: 85520; 2028-01-01: 88138; 2029-01-01: 91168
Rail traction demand not included
Demand from commercial electric vehicles not included
For a breakdown of components please see sheet "ED1 Electricity Demand Summary"
Assumed levels of behind meter generation have not been deducted from the totals
|  | Data Table | 2020-01-01: ED1
|  | Component | 2020-01-01: Total Commercial Demand inc Heat Pumps, District Heat, Rail Traction, No directs, exc EV
|  | Subtract Component | 2020-01-01: I&C Rail Traction Demand
|  | Unit | 2020-01-01: GWh

## EC.21
EC.21: Low carbon hydrogen demand in the commercial sector
Return to: Main Menu
Return to: Chapter contents
| EC.21: Low carbon hydrogen demand in the commercial sector | Commercial hydrogen demand
|  | TWh | 2023-01-01 | 2024-01-01 | 2025-01-01 | 2026-01-01 | 2027-01-01 | 2028-01-01 | 2029-01-01 | 2030-01-01 | 2031-01-01 | 2032-01-01 | 2033-01-01 | 2034-01-01 | 2035-01-01 | 2036-01-01 | 2037-01-01 | 2038-01-01 | 2039-01-01 | 2040-01-01 | 2041-01-01 | 2042-01-01 | 2043-01-01 | 2044-01-01 | 2045-01-01 | 2046-01-01 | 2047-01-01 | 2048-01-01 | 2049-01-01 | 2050-01-01
|  | Electric Engagement | 0 | 0 | 0 | 0.02 | 0.03 | 0.07 | 0.14 | 0.2 | 0.27 | 0.4 | 0.54 | 0.67 | 0.81 | 0.94 | 1.08 | 1.21 | 1.35 | 1.48 | 1.62 | 1.75 | 1.82 | 1.89 | 1.96 | 2.03 | 2.03 | 2.03 | 2.03 | 2.03
|  | Hydrogen Evolution | 0 | 0 | 0 | 0 | 0 | 0 | 0.27 | 0.57 | 0.89 | 1.66 | 2.43 | 3.21 | 3.98 | 4.99 | 6.03 | 7.11 | 8.21 | 9.35 | 10.5 | 11.66 | 12.85 | 13.79 | 14.75 | 15.7 | 16.27 | 16.81 | 17.38 | 17.9
|  | Holistic Transition | 0 | 0 | 0 | 0 | 0.07 | 0.14 | 0.27 | 0.54 | 0.84 | 1.14 | 1.44 | 1.76 | 2.07 | 2.43 | 2.8 | 3.16 | 3.52 | 3.88 | 4.23 | 4.59 | 4.85 | 5.16 | 5.34 | 5.5 | 5.66 | 5.81 | 5.96 | 6.11
|  | Counterfactual | 0 | 0 | 0 | 0 | 0 | 0 | 0 | 0 | 0 | 0 | 0 | 0 | 0 | 0 | 0 | 0 | 0 | 0 | 0 | 0 | 0 | 0 | 0 | 0 | 0 | 0 | 0 | 0
|  | Five Year Forecast | 2023-01-01: 0; 2024-01-01: 0; 2025-01-01: 0; 2026-01-01: 0; 2027-01-01: 0; 2028-01-01: 0; 2029-01-01: 0
|  | Data Table | 2023-01-01: WS1
|  | Fuel type | 2023-01-01: Hydrogen
|  | Sector | 2023-01-01: Commercial

## EC.22
EC.22: Gas demand in the commercial sector
Return to: Main Menu
Return to: Chapter contents
Commercial Demand
EC.22: Gas demand in the commercial sector
|  | GWh | 2020 | 2021 | 2022 | 2023 | 2024 | 2025 | 2026 | 2027 | 2028 | 2029 | 2030 | 2031 | 2032 | 2033 | 2034 | 2035 | 2036 | 2037 | 2038 | 2039 | 2040 | 2041 | 2042 | 2043 | 2044 | 2045 | 2046 | 2047 | 2048 | 2049 | 2050
|  | History | 2020: 91791.92; 2021: 98152.35; 2022: 88678.49; 2023: 85378.9119
|  | Electric Engagement |  |  |  | 85378.9119 | 84864.0719 | 85291.5061 | 85182.2319 | 83397.7741 | 80724.3432 | 77822.0163 | 74610.7144 | 71292.7831 | 67779.8023 | 64205.4032 | 60596.0061 | 56902.5571 | 51263.4456 | 45728.247 | 40210.0033 | 34748.5714 | 29515.9511 | 24441.1026 | 20182.7408 | 16827.9599 | 13706.9255 | 11252.1066 | 8835.8038 | 6595.6812 | 4417.6603 | 2256.0037 | 73.0794
|  | Hydrogen Evolution |  |  |  | 85378.9119 | 86778.3652 | 87649.2167 | 88090.387 | 87609.2389 | 85574.335 | 83393.8896 | 81062.7422 | 78146.9566 | 74819.4352 | 71475.4746 | 68084.3554 | 64541.577 | 58753.9147 | 53073.9185 | 47387.7812 | 41730.9119 | 36184.3372 | 30775.5785 | 26092.9005 | 21863.9786 | 17784.9943 | 13911.7332 | 10627.6355 | 7747.1921 | 4940.0571 | 2182.2118 | 0
|  | Holistic Transition |  |  |  | 85378.9119 | 84858.1285 | 84824.6349 | 84125.3089 | 81844.4067 | 79357.2912 | 76575.551 | 73312.0856 | 69738.8021 | 66033.1063 | 62232.0083 | 58355.6592 | 54386.3021 | 48737.5218 | 43203.0916 | 37700.6377 | 32247.3464 | 27639.6956 | 23153.473 | 19411.9682 | 15904.888 | 12696.191 | 10257.0791 | 8086.6141 | 6029.8556 | 4056.0313 | 2141.9277 | 270.0655
|  | Counterfactual |  |  |  | 85378.9119 | 87133.5751 | 88713.459 | 90067.2454 | 91273.0421 | 90764.0867 | 90193.4818 | 89575.9649 | 89039.0002 | 88229.9627 | 87470.2681 | 86732.6134 | 86054.8482 | 85985.3379 | 85969.625 | 85924.9956 | 85882.092 | 85834.6141 | 85829.2352 | 85841.857 | 85860.2959 | 85909.3713 | 86006.4498 | 86061.3278 | 86147.4426 | 86333.5151 | 86511.8042 | 86666.3975
|  | Five Year Forecast | 2023: 85378.9119; 2024: 86793.5998; 2025: 87673.1566; 2026: 88184.2561; 2027: 87380.5782; 2028: 85574.4578; 2029: 83447.5687
|  | Data Table | 2020: ED3
|  | Technology | 2020: Commercial demand
|  | Units | 2020: GWh

## EC.23
EC.23: Industrial electricity demand (excluding hydrogen production)
Return to: Main Menu
Return to: Chapter contents
| EC.23: Industrial electricity demand (excluding hydrogen production) | Industrial demand excluding hydrogen production
|  | GWh | 2020-01-01 | 2021-01-01 | 2022-01-01 | 2023-01-01 | 2024-01-01 | 2025-01-01 | 2026-01-01 | 2027-01-01 | 2028-01-01 | 2029-01-01 | 2030-01-01 | 2031-01-01 | 2032-01-01 | 2033-01-01 | 2034-01-01 | 2035-01-01 | 2036-01-01 | 2037-01-01 | 2038-01-01 | 2039-01-01 | 2040-01-01 | 2041-01-01 | 2042-01-01 | 2043-01-01 | 2044-01-01 | 2045-01-01 | 2046-01-01 | 2047-01-01 | 2048-01-01 | 2049-01-01 | 2050-01-01
|  | History | 2020-01-01: 78400; 2021-01-01: 77323; 2022-01-01: 72599; 2023-01-01: 72122
|  | Electric Engagement |  |  |  | 72122 | 71643 | 72112 | 73001 | 74215 | 75579 | 76470 | 77543 | 79469 | 82358 | 86009 | 90415 | 95560 | 100915 | 105876 | 109903 | 112969 | 115058 | 116146 | 116732 | 116813 | 116700 | 116729 | 116677 | 116484 | 116392 | 116365 | 116613
|  | Hydrogen Evolution |  |  |  | 72122 | 72000 | 72427 | 73365 | 74111 | 74537 | 74659 | 74502 | 74673 | 74911 | 75004 | 74861 | 74617 | 74654 | 74658 | 74862 | 74643 | 74596 | 74286 | 73924 | 73353 | 73229 | 72613 | 71698 | 71124 | 71159 | 70692 | 70667
|  | Holistic Transition |  |  |  | 72122 | 71317 | 71712 | 72671 | 73859 | 74569 | 75159 | 75456 | 76148 | 77399 | 79018 | 80650 | 82519 | 84464 | 86055 | 87123 | 87658 | 88031 | 87903 | 88010 | 87668 | 87258 | 87132 | 86739 | 86554 | 86407 | 86128 | 86261
|  | Counterfactual |  |  |  | 72122 | 72242 | 73051 | 74534 | 75682 | 76372 | 76821 | 77335 | 77899 | 78699 | 79372 | 79722 | 80049 | 80429 | 80792 | 81204 | 81689 | 82214 | 82807 | 83503 | 84250 | 84935 | 85673 | 86496 | 87499 | 88614 | 89878 | 91361
|  | Five Year Forecast | 2023-01-01: 72122; 2024-01-01: 72266; 2025-01-01: 73093; 2026-01-01: 74369; 2027-01-01: 75296; 2028-01-01: 75936; 2029-01-01: 76321
Electrolysis not included
For a breakdown of components please see sheet "ED1 Electricity Demand Summary"
Assumed levels of behind meter generation have not been deducted from the totals
Latter increases due to increasing electrification of processes, particularly heat
Electric Engagement the highest due to electrification of most processes
Hydrogen Evolution lower due to availability of hydrogen for processes
Holistic Transition has both hydrogen and electrification
|  | Data Table | 2020-01-01: ED1
|  | Item | 2020-01-01: GBFES Customer Demand: Total Industrial (Excluding Electrolysis)
|  | Unit | 2020-01-01: GWh

## EC.24
EC.24: Industrial gas demand
Return to: Main Menu
Return to: Chapter contents
| EC.24: Industrial gas demand | Industrial gas Demand
|  | GWh | 2015 | 2016 | 2017 | 2018 | 2019 | 2020 | 2021 | 2022 | 2023 | 2024 | 2025 | 2026 | 2027 | 2028 | 2029 | 2030 | 2031 | 2032 | 2033 | 2034 | 2035 | 2036 | 2037 | 2038 | 2039 | 2040 | 2041 | 2042 | 2043 | 2044 | 2045 | 2046 | 2047 | 2048 | 2049 | 2050
|  | History | 2015: 121133.0764; 2016: 126481.8246; 2017: 127679.7085; 2018: 135188.5246; 2019: 137064.8487; 2020: 101324.4052; 2021: 111543.6182; 2022: 119164.0442; 2023: 110400.5915
|  | Electric Engagement | [8 empty] | 110400.5915 | 110221.0161 | 108992.5587 | 109303.0671 | 109173.4754 | 105827.2497 | 102085.6634 | 98317.588 | 93847.1885 | 89044.0763 | 82920.8896 | 75753.5129 | 67441.864 | 58069.1808 | 49287.6964 | 41241.0348 | 34651.3985 | 29368.3332 | 25088.6508 | 21798.6976 | 19195.6818 | 17017.8099 | 15209.0962 | 13572.4183 | 12159.6133 | 10718.8257 | 9556.1983 | 8494.2338
|  | Hydrogen Evolution | [8 empty] | 110400.5915 | 108565.5412 | 107428.3534 | 107992.0025 | 106500.644 | 100408.0378 | 93442.8012 | 87099.1122 | 81449.4427 | 76190.6948 | 71401.1756 | 66916.1358 | 62455.4839 | 57736.4469 | 53213.3862 | 48736.2196 | 44387.3507 | 40209.3761 | 36157.6353 | 32399.4983 | 28774.9282 | 25235.8796 | 21691.8613 | 18326.782 | 14982.3721 | 11774.2808 | 8639.1534 | 6526.2174
|  | Holistic Transition | [8 empty] | 110400.5915 | 110212.631 | 108729.7889 | 108747.5888 | 106687.4505 | 101376.789 | 94956.0126 | 88705.5462 | 83231.4834 | 77726.7204 | 71866.0437 | 65205.8333 | 58229.3115 | 51164.0879 | 45017.2405 | 39662.7455 | 35231.1799 | 31516.1189 | 28196.2262 | 25357.4814 | 22737.4238 | 20274.1729 | 17967.6921 | 15800.3022 | 13705.0779 | 11811.7164 | 10000.2678 | 8735.6865
|  | Counterfactual | [8 empty] | 110400.5915 | 108818.0441 | 107754.2377 | 108260.2288 | 108150.9989 | 106591.6706 | 105139.6386 | 103616.0484 | 101964.1637 | 100026.0089 | 97990.4092 | 96011.3612 | 94000.5318 | 92155.5313 | 90338.5731 | 88457.1179 | 86535.1106 | 84507.4794 | 82424.3391 | 80104.4492 | 77695.0108 | 75457.4704 | 73076.3461 | 70871.217 | 68469.7374 | 66085.9203 | 63438.8476 | 60710.3414
|  | Five Year Forecast | 2023: 110400.5915; 2024: 108528.9184; 2025: 107399.8055; 2026: 108044.7005; 2027: 106852.763; 2028: 103151.5125; 2029: 98211.3582
|  | Data Table | 2015: ED3
|  | Sector | 2015: Annual end-use gas demand from industry
|  | Units | 2015: GWh

## EC.25
EC.25: Industrial low carbon hydrogen demand
Return to: Main Menu
Return to: Chapter contents
| EC.25: Industrial low carbon hydrogen demand | Industrial low carbon hydrogen demand
|  | TWh | 2023-01-01 | 2024-01-01 | 2025-01-01 | 2026-01-01 | 2027-01-01 | 2028-01-01 | 2029-01-01 | 2030-01-01 | 2031-01-01 | 2032-01-01 | 2033-01-01 | 2034-01-01 | 2035-01-01 | 2036-01-01 | 2037-01-01 | 2038-01-01 | 2039-01-01 | 2040-01-01 | 2041-01-01 | 2042-01-01 | 2043-01-01 | 2044-01-01 | 2045-01-01 | 2046-01-01 | 2047-01-01 | 2048-01-01 | 2049-01-01 | 2050-01-01
|  | Electric Engagement | 0 | 0 | 0 | 0 | 0.03 | 0.7 | 2.45 | 4.06 | 5.62 | 6.45 | 7.23 | 7.87 | 8.5 | 9.13 | 9.79 | 10.38 | 10.85 | 11.32 | 11.79 | 12.27 | 12.74 | 13.22 | 13.7 | 14.18 | 14.66 | 15.13 | 15.54 | 15.93
|  | Hydrogen Evolution | 0 | 0 | 0 | 0 | 1.38 | 6.4 | 13.12 | 19.56 | 24.96 | 29.62 | 33.58 | 37 | 40.09 | 42.62 | 44.92 | 47.24 | 49.61 | 52.02 | 54.47 | 56.97 | 59.53 | 62.13 | 64.83 | 67.59 | 70.4 | 73.11 | 75.75 | 77.58
|  | Holistic Transition | 0 | 0 | 0 | 0 | 1.03 | 4.7 | 9.51 | 14.22 | 17.59 | 20.06 | 22.19 | 24.14 | 26.07 | 28.02 | 30.04 | 31.67 | 33.16 | 34.65 | 36.15 | 37.65 | 39.16 | 40.67 | 42.19 | 43.73 | 45.24 | 46.62 | 47.91 | 48.51
|  | Counterfactual | 0 | 0 | 0 | 0 | 0 | 0.34 | 0.67 | 1.11 | 1.55 | 2.07 | 2.7 | 3.41 | 4.12 | 4.93 | 5.74 | 6.54 | 7.44 | 8.35 | 9.26 | 10.35 | 11.44 | 12.37 | 13.29 | 14.06 | 14.84 | 15.53 | 16.23 | 16.85
|  | Five Year Forecast | 2023-01-01: 0; 2024-01-01: 0; 2025-01-01: 0; 2026-01-01: 0; 2027-01-01: 0.69; 2028-01-01: 3.01; 2029-01-01: 6.78
|  | Data Table | 2023-01-01: WS1
|  | Fuel type | 2023-01-01: Hydrogen
|  | Category | 2023-01-01: Demand
|  | Sector | 2023-01-01: Industrial
Commercial hydrogen demand TWh

## EC.A
EC.A: Total annual consumer electricity demand
Return to: Main Menu
Return to: Chapter contents
| EC.A: Total annual consumer electricity demand | Total consumer electricity demand
|  | GWh | 2020 | 2021 | 2022 | 2023 | 2024 | 2025 | 2026 | 2027 | 2028 | 2029 | 2030 | 2031 | 2032 | 2033 | 2034 | 2035 | 2036 | 2037 | 2038 | 2039 | 2040 | 2041 | 2042 | 2043 | 2044 | 2045 | 2046 | 2047 | 2048 | 2049 | 2050
|  | History | 2020: 268082; 2021: 275206; 2022: 263446; 2023: 263159
|  | Electric Engagement |  |  |  | 263159 | 262620 | 264829 | 268123 | 273133 | 280401 | 289312 | 299657 | 312052 | 326622 | 342834 | 360112 | 377988 | 398255 | 418976 | 438827 | 457287 | 473820 | 488331 | 500808 | 510923 | 519642 | 526664 | 532460 | 537610 | 541707 | 545778 | 550150
|  | Hydrogen Evolution |  |  |  | 263159 | 264263 | 267217 | 269959 | 274478 | 279473 | 285809 | 292989 | 301551 | 311242 | 321755 | 332256 | 342652 | 354283 | 366582 | 379273 | 390883 | 401889 | 411884 | 420665 | 428130 | 434576 | 439576 | 443460 | 446903 | 450692 | 454080 | 457822
|  | Holistic Transition |  |  |  | 263159 | 261447 | 263987 | 267814 | 273342 | 280039 | 288376 | 297283 | 307859 | 320297 | 334382 | 348847 | 363321 | 379548 | 396166 | 412192 | 427487 | 441068 | 452828 | 463417 | 472464 | 480213 | 486214 | 490930 | 495213 | 498723 | 500720 | 502709
|  | Counterfactual |  |  |  | 263159 | 267785 | 270576 | 272583 | 275480 | 278775 | 283009 | 287621 | 292990 | 299222 | 306255 | 313336 | 320345 | 328380 | 337776 | 347856 | 358523 | 369684 | 381257 | 392454 | 403346 | 413908 | 424803 | 434448 | 443730 | 453419 | 463419 | 473726
|  | Five Year Forecast | 2023: 263159; 2024: 264734; 2025: 268509; 2026: 272356; 2027: 277742; 2028: 283747; 2029: 291203
|  | Data Table | 2020: ED1
|  | Data Item | 2020: GBFES Customer Demand: Residential
|  | Data Item 2 | 2020: GBFES Customer Demand: Total Industrial (Excluding Electrolysis)
|  | Data Item 3 | 2020: GBFES Customer Demand: Commercial with Micro-generation Included
|  | Data Item 4 | 2020: GBFES Customer Demand: Direct Transmission Customers
|  | Unit | 2020: GWh

## EC.B
EC.B: Total annual consumer hydrogen demand
Return to: Main Menu
Return to: Chapter contents
| EC.B: Total annual consumer hydrogen demand | Total annual consumer hydrogen demand
|  | TWh | 2023-01-01 | 2024-01-01 | 2025-01-01 | 2026-01-01 | 2027-01-01 | 2028-01-01 | 2029-01-01 | 2030-01-01 | 2031-01-01 | 2032-01-01 | 2033-01-01 | 2034-01-01 | 2035-01-01 | 2036-01-01 | 2037-01-01 | 2038-01-01 | 2039-01-01 | 2040-01-01 | 2041-01-01 | 2042-01-01 | 2043-01-01 | 2044-01-01 | 2045-01-01 | 2046-01-01 | 2047-01-01 | 2048-01-01 | 2049-01-01 | 2050-01-01
|  | Electric Engagement | 0.02 | 0.04 | 0.06 | 0.1 | 0.16 | 0.9 | 2.74 | 4.44 | 6.1 | 7.1 | 8.06 | 8.86 | 9.68 | 10.48 | 11.33 | 12.12 | 12.82 | 13.5 | 14.16 | 14.84 | 15.46 | 16.11 | 16.78 | 17.48 | 18.14 | 18.74 | 19.29 | 19.84
|  | Hydrogen Evolution | 0.02 | 0.05 | 0.08 | 0.12 | 1.56 | 6.66 | 13.76 | 20.66 | 28.95 | 37.14 | 44.62 | 51.81 | 59.08 | 71.89 | 84.09 | 95.17 | 106.97 | 119.81 | 131.41 | 143.12 | 154.66 | 167.2 | 179.46 | 189.52 | 199.05 | 208.76 | 215.82 | 222.8
|  | Holistic Transition | 0.02 | 0.04 | 0.06 | 0.09 | 1.22 | 4.99 | 9.97 | 14.99 | 18.73 | 21.59 | 24.1 | 26.46 | 28.83 | 31.88 | 35.12 | 38.04 | 40.89 | 43.7 | 46.42 | 49.47 | 52.62 | 55.86 | 59.07 | 62.3 | 65.57 | 68.75 | 71.75 | 74.07
|  | Counterfactual | 0.02 | 0.02 | 0.02 | 0.03 | 0.03 | 0.38 | 0.72 | 1.17 | 1.62 | 2.15 | 2.79 | 3.52 | 4.24 | 5.07 | 5.9 | 6.73 | 7.65 | 8.59 | 9.53 | 10.66 | 11.79 | 12.76 | 13.73 | 14.55 | 15.39 | 16.15 | 16.92 | 17.62
|  | Five Year Forecast | 2023-01-01: 0.02; 2024-01-01: 0.04; 2025-01-01: 0.07; 2026-01-01: 0.1; 2027-01-01: 0.82; 2028-01-01: 3.19; 2029-01-01: 7.02
|  | Data Table | 2023-01-01: WS1
|  | Fuel type | 2023-01-01: Hydrogen
|  | Category | 2023-01-01: Demand
|  | Sector | 2023-01-01: Road Transport
|  | Sector 1 | 2023-01-01: Residential
|  | Sector 2 | 2023-01-01: Commercial
|  | Sector 3 | 2023-01-01: Industrial

## EC.C
EC.C: Road transport energy demand in 2023
Return to: Main Menu
Return to: Chapter contents
| EC.C: Road transport energy demand in 2023 | Road Transport Energy Demand in 2023
|  | TWh | Cars | Vans | Motorbikes | HGVs | Buses
|  | Petrol/Diesel | 217.1857 | 83.5361 | 2.3568 | 73.9853 | 20.2624
|  | Electricity | 4.0117 | 0.45379 | 0.0028807 | 0.06852 | 0.10685
|  | Natural Gas | 0 | 0 | 0 | 0.45537 | 0.095485
|  | Hydrogen | 0.00070389 | 0 | 2.045e-05 | 0.011225 | 0.011851
|  | Total | 221.1981 | 83.9898 | 2.3597 | 74.5204 | 20.4766
Data from Road Transport Model - data does not include Transmission and Distribution losses
A proportion of the Petrol/Diesel demand will be met by Biofuels due to the blended fuel sold at forecourts under legislation
|  | Data Table | ED5
|  | Unit | TWh

## EC.D
EC.D: Annual energy demand for road transport
Return to: Main Menu
Return to: Chapter contents
| Electric Engagement | Annual energy demand for Road Transport in Electric Engagement
|  | TWh | 2020-01-01 | 2021-01-01 | 2022-01-01 | 2023-01-01 | 2024-01-01 | 2025-01-01 | 2026-01-01 | 2027-01-01 | 2028-01-01 | 2029-01-01 | 2030-01-01 | 2031-01-01 | 2032-01-01 | 2033-01-01 | 2034-01-01 | 2035-01-01 | 2036-01-01 | 2037-01-01 | 2038-01-01 | 2039-01-01 | 2040-01-01 | 2041-01-01 | 2042-01-01 | 2043-01-01 | 2044-01-01 | 2045-01-01 | 2046-01-01 | 2047-01-01 | 2048-01-01 | 2049-01-01 | 2050-01-01
|  | Petrol/Diesel | 414.8549 | 413.4814 | 407.8917 | 397.4288 | 386.8255 | 375.5371 | 362.7409 | 349.8012 | 335.6488 | 319.4658 | 301.5146 | 281.5351 | 259.1091 | 235.7289 | 210.4538 | 183.7799 | 158.0472 | 132.8038 | 107.9053 | 85.4519 | 66.3622 | 50.3498 | 36.8192 | 25.1517 | 15.5043 | 8.9028 | 4.5698 | 1.5255 | 0.92426 | 0.6732 | 0.48668
|  | Electricity | 1.305 | 2.199 | 3.199 | 4.591 | 6.349 | 8.524 | 11.203 | 14.405 | 18.23 | 22.702 | 28.068 | 34.215 | 41.113 | 48.572 | 56.329 | 64.57 | 72.505 | 80.834 | 89.196 | 97.177 | 104.014 | 109.751 | 114.642 | 118.866 | 122.375 | 124.807 | 126.463 | 127.716 | 127.596 | 127.382 | 127.145
|  | Hydrogen | 0.0031352 | 0.0081905 | 0.0084345 | 0.022741 | 0.039389 | 0.057717 | 0.078027 | 0.1004 | 0.12502 | 0.1519 | 0.1815 | 0.21371 | 0.24874 | 0.28511 | 0.32367 | 0.3717 | 0.41024 | 0.46376 | 0.5312 | 0.61604 | 0.69419 | 0.75272 | 0.8203 | 0.89986 | 0.9968 | 1.1191 | 1.2714 | 1.444 | 1.5756 | 1.717 | 1.8754
|  | Natural Gas | 0.23299 | 0.31304 | 0.44859 | 0.5405 | 0.64916 | 0.77703 | 0.92823 | 1.1066 | 1.3174 | 1.5659 | 1.8591 | 2.2049 | 2.6096 | 3.0669 | 3.5941 | 4.0696 | 4.6311 | 5.2914 | 6.0653 | 5.8716 | 5.6508 | 5.3836 | 5.0774 | 4.7263 | 4.3099 | 3.8292 | 3.267 | 2.6035 | 1.8337 | 0.97534 | 0
Road transport demand from Road Transport Demand Model
A proportion of the Petrol/Diesel demand will be met by Biofuels due to the blended fuel sold at forecourts under legislation
Data available back to 2017 only
|  | Data Table | 2020-01-01: ED5
|  | Data Item | 2020-01-01: TWh Vehicles
| Hydrogen Evolution | Annual energy demand for Road Transport in Hydrogen Evolution
|  | TWh | 2020-01-01 | 2021-01-01 | 2022-01-01 | 2023-01-01 | 2024-01-01 | 2025-01-01 | 2026-01-01 | 2027-01-01 | 2028-01-01 | 2029-01-01 | 2030-01-01 | 2031-01-01 | 2032-01-01 | 2033-01-01 | 2034-01-01 | 2035-01-01 | 2036-01-01 | 2037-01-01 | 2038-01-01 | 2039-01-01 | 2040-01-01 | 2041-01-01 | 2042-01-01 | 2043-01-01 | 2044-01-01 | 2045-01-01 | 2046-01-01 | 2047-01-01 | 2048-01-01 | 2049-01-01 | 2050-01-01
|  | Petrol/Diesel | 414.8549 | 413.4814 | 407.8917 | 397.1465 | 386.516 | 375.1927 | 362.3309 | 349.3467 | 335.1803 | 319.0338 | 301.123 | 281.2347 | 259.0116 | 235.9199 | 211.0814 | 185.0417 | 160.2723 | 136.2497 | 112.6058 | 90.4856 | 71.487 | 55.5972 | 42.1024 | 30.3693 | 20.5634 | 12.325 | 6.4563 | 3.3253 | 0.8111 | 0.60188 | 0.45587
|  | Electricity | 1.305 | 2.199 | 3.199 | 4.591 | 6.347 | 8.463 | 11.104 | 14.243 | 17.966 | 22.28 | 27.436 | 33.284 | 39.752 | 46.657 | 53.667 | 61.013 | 67.723 | 74.366 | 80.57 | 86.004 | 90.399 | 93.76 | 96.367 | 98.416 | 99.895 | 100.974 | 101.447 | 101.351 | 101.234 | 101.088 | 100.934
|  | Hydrogen | 0.0031352 | 0.0081905 | 0.0084345 | 0.024839 | 0.047532 | 0.078276 | 0.12029 | 0.17826 | 0.25888 | 0.37172 | 0.53077 | 0.75664 | 1.0778 | 1.5322 | 2.181 | 3.1278 | 4.4429 | 6.3186 | 8.9329 | 12.4309 | 16.8136 | 21.1054 | 25.3644 | 29.576 | 33.7146 | 37.7383 | 41.5438 | 45.1207 | 48.3428 | 49.4462 | 50.6993
|  | Natural Gas | 0.23299 | 0.31304 | 0.44859 | 0.60736 | 0.79575 | 1.0201 | 1.2884 | 1.6106 | 1.9981 | 2.4659 | 3.0315 | 3.7161 | 4.5252 | 5.3975 | 6.3613 | 6.9838 | 7.6959 | 8.508 | 9.4292 | 10.4509 | 10.1062 | 9.6539 | 9.1423 | 8.5677 | 7.8832 | 7.1055 | 6.2078 | 5.158 | 3.9461 | 2.6403 | 1.2073
| Holistic Transition | Annual energy demand for Road Transport in Holistic Transition
|  | TWh | 2020-01-01 | 2021-01-01 | 2022-01-01 | 2023-01-01 | 2024-01-01 | 2025-01-01 | 2026-01-01 | 2027-01-01 | 2028-01-01 | 2029-01-01 | 2030-01-01 | 2031-01-01 | 2032-01-01 | 2033-01-01 | 2034-01-01 | 2035-01-01 | 2036-01-01 | 2037-01-01 | 2038-01-01 | 2039-01-01 | 2040-01-01 | 2041-01-01 | 2042-01-01 | 2043-01-01 | 2044-01-01 | 2045-01-01 | 2046-01-01 | 2047-01-01 | 2048-01-01 | 2049-01-01 | 2050-01-01
|  | Petrol/Diesel | 414.8549 | 413.4814 | 407.8917 | 397.4033 | 386.7772 | 375.4571 | 362.618 | 349.6216 | 335.3995 | 319.1366 | 301.1059 | 281.0722 | 258.6633 | 235.3928 | 210.3619 | 184.1162 | 159.0149 | 134.6382 | 110.798 | 88.2237 | 69.0454 | 52.8704 | 39.1297 | 27.1786 | 17.3897 | 11.838 | 7.368 | 3.9447 | 1.114 | 0.62768 | 0.47389
|  | Electricity | 1.305 | 2.199 | 3.199 | 4.591 | 6.371 | 8.559 | 11.257 | 14.483 | 18.336 | 22.838 | 28.231 | 34.395 | 41.278 | 48.676 | 56.31 | 64.311 | 71.911 | 79.807 | 87.648 | 95.466 | 102.129 | 107.697 | 112.397 | 116.416 | 119.624 | 121.305 | 122.554 | 123.415 | 123.848 | 122.86 | 121.582
|  | Hydrogen | 0.0031352 | 0.0081905 | 0.0084345 | 0.023972 | 0.042434 | 0.06371 | 0.088366 | 0.11684 | 0.14965 | 0.18732 | 0.23063 | 0.28027 | 0.33644 | 0.39676 | 0.46345 | 0.548 | 0.62849 | 0.7392 | 0.89328 | 1.1163 | 1.2996 | 1.4555 | 1.6359 | 1.8468 | 2.0981 | 2.4057 | 2.7743 | 3.2278 | 3.7487 | 4.1981 | 4.6923
|  | Natural Gas | 0.23299 | 0.31304 | 0.44859 | 0.50471 | 0.56592 | 0.6326 | 0.70533 | 0.78481 | 0.87163 | 0.96639 | 1.0697 | 1.1822 | 1.3041 | 1.4324 | 1.5697 | 1.6533 | 1.7446 | 1.8444 | 1.9534 | 1.8601 | 1.7598 | 1.6396 | 1.5108 | 1.3732 | 1.2169 | 1.0493 | 0.86526 | 0.65886 | 0.43641 | 0.2193 | 0.00012888
| Counterfactual | Annual energy demand for Road Transport in Counterfactual
|  | TWh | 2020-01-01 | 2021-01-01 | 2022-01-01 | 2023-01-01 | 2024-01-01 | 2025-01-01 | 2026-01-01 | 2027-01-01 | 2028-01-01 | 2029-01-01 | 2030-01-01 | 2031-01-01 | 2032-01-01 | 2033-01-01 | 2034-01-01 | 2035-01-01 | 2036-01-01 | 2037-01-01 | 2038-01-01 | 2039-01-01 | 2040-01-01 | 2041-01-01 | 2042-01-01 | 2043-01-01 | 2044-01-01 | 2045-01-01 | 2046-01-01 | 2047-01-01 | 2048-01-01 | 2049-01-01 | 2050-01-01
|  | Petrol/Diesel | 414.8549 | 413.4814 | 407.8917 | 397.8521 | 388.1794 | 378.1875 | 367.1079 | 356.4446 | 345.2337 | 332.7524 | 320.0458 | 306.3827 | 291.0646 | 274.9951 | 257.7543 | 239.0472 | 218.3993 | 197.0304 | 175.1139 | 153.7562 | 132.0706 | 110.8428 | 92.2899 | 75.267 | 59.659 | 45.7633 | 36.5209 | 29.4095 | 22.8704 | 16.929 | 11.6049
|  | Electricity | 1.305 | 2.199 | 3.199 | 4.591 | 5.878 | 7.61 | 9.734 | 12.195 | 15.061 | 18.315 | 21.983 | 26.059 | 30.569 | 35.518 | 40.831 | 46.442 | 52.787 | 59.503 | 66.297 | 73.006 | 79.503 | 85.832 | 91.515 | 96.823 | 101.766 | 106.868 | 110.44 | 113.364 | 116.151 | 118.821 | 121.383
|  | Hydrogen | 0.0031352 | 0.0081905 | 0.0084345 | 0.011454 | 0.01537 | 0.01982 | 0.025023 | 0.031079 | 0.038088 | 0.046143 | 0.055337 | 0.065651 | 0.077395 | 0.090652 | 0.1055 | 0.12214 | 0.14085 | 0.1617 | 0.18497 | 0.21084 | 0.23966 | 0.27181 | 0.30754 | 0.34709 | 0.3909 | 0.43941 | 0.49302 | 0.55235 | 0.6178 | 0.68996 | 0.76949
|  | Natural Gas | 0.23299 | 0.31304 | 0.44859 | 0.61364 | 0.80953 | 1.0426 | 1.3211 | 1.6554 | 2.0581 | 2.5448 | 3.1339 | 3.848 | 4.7151 | 5.764 | 7.0271 | 8.4506 | 9.9957 | 11.6874 | 13.5438 | 15.5755 | 16.3656 | 17.238 | 18.1935 | 19.231 | 20.1382 | 19.3088 | 18.3617 | 17.2648 | 15.9893 | 14.4986 | 12.7632

## EC.E
EC.E: Battery electric vans on the road
Return to: Main Menu
Return to: Chapter contents
| EC.E: Battery electric vans on the road | Battery electric vans on the road
|  | #No. of vehicles | 2020-01-01 | 2021-01-01 | 2022-01-01 | 2023-01-01 | 2024-01-01 | 2025-01-01 | 2026-01-01 | 2027-01-01 | 2028-01-01 | 2029-01-01 | 2030-01-01 | 2031-01-01 | 2032-01-01 | 2033-01-01 | 2034-01-01 | 2035-01-01 | 2036-01-01 | 2037-01-01 | 2038-01-01 | 2039-01-01 | 2040-01-01 | 2041-01-01 | 2042-01-01 | 2043-01-01 | 2044-01-01 | 2045-01-01 | 2046-01-01 | 2047-01-01 | 2048-01-01 | 2049-01-01 | 2050-01-01
|  | History | 2020-01-01: 15471; 2021-01-01: 28057; 2022-01-01: 44285; 2023-01-01: 83624
|  | Electric Engagement |  |  |  | 83624 | 133843 | 202614 | 291005 | 403113 | 543307 | 716734 | 926353 | 1174260 | 1455332 | 1769160 | 2121734.2738 | 2487551.7938 | 2851226.8994 | 3194042.587 | 3503577.6096 | 3770744.1539 | 3991587.2048 | 4168684.6404 | 4306079.9482 | 4411922.0533 | 4491535.5586 | 4551404 | 4596193 | 4630504 | 4657301 | 4678765 | 4696470
|  | Hydrogen Evolution |  |  |  | 83624 | 143699 | 215103 | 306699 | 422632 | 567274 | 745729 | 960755 | 1214121 | 1499995 | 1817581 | 2172875.2738 | 2539231.7938 | 2901018.8994 | 3239708.587 | 3543472.6096 | 3804045.1539 | 4018281.2048 | 4189359.6404 | 4321652.9482 | 4423399.0533 | 4499854.5586 | 4557361 | 4600421 | 4633486 | 4659395 | 4680231 | 4697494
|  | Holistic Transition |  |  |  | 83624 | 133843 | 202614 | 291005 | 403113 | 543307 | 716734 | 926353 | 1174260 | 1455332 | 1769160 | 2121734.2738 | 2487551.7938 | 2851226.8994 | 3194042.587 | 3503577.6096 | 3770744.1539 | 3991587.2048 | 4168684.6404 | 4306079.9482 | 4411922.0533 | 4491535.5586 | 4551404 | 4596193 | 4630504 | 4657301 | 4678765 | 4696470
|  | Counterfactual |  |  |  | 83624 | 89807 | 122845 | 165502 | 220238 | 290008 | 377282 | 486603 | 622049 | 785483 | 981675 | 1208036 | 1474787 | 1768500 | 2086805 | 2410093 | 2720221 | 3062293.5163 | 3380279.9753 | 3661580.3062 | 3902081.7809 | 4098445.1023 | 4256507.1602 | 4378539.8523 | 4471092.8523 | 4544050.5489 | 4598383.5201 | 4640283
|  | Five Year Forecast | 2023-01-01: 83624; 2024-01-01: 137128; 2025-01-01: 206777; 2026-01-01: 296236; 2027-01-01: 409619; 2028-01-01: 551296; 2029-01-01: 726399
|  | Data Table | 2020-01-01: ED5
|  | Item | 2020-01-01: # Vans - Electric Vehicles - Battery Electric Vehicle

## EC.F
EC.F: HGVs on the road by fuel type
Return to: Main Menu
Return to: Chapter contents
| EC.F: HGVs on the road by fuel type | HGVs on the road by fuel type
|  |  |  | 2023 | 2035 |  |  |  | 2050
[5 empty] | EE | HE | HT | CF | EE | HE | HT | CF
|  | ED5 Data Item | Legend | Five Year Forecast | Electric Engagement | Hydrogen Evolution | Holistic Transition | Counterfactual | Electric Engagement | Hydrogen Evolution | Holistic Transition | Counterfactual
|  | Internal Combustion Engine | Internal Combustion Engine | 492274 | 294111 | 300440 | 306124 | 363363 | 0 | 0 | 0 | 28485
|  | Electric Vehicles - Battery Electric Vehicle | Battery Electric Vehicle | 2060 | 192636 | 147094 | 190944 | 86603 | 511028 | 243827 | 477811 | 415671
|  | Hydrogen | Hydrogen | 108 | 2326 | 15528 | 3989 | 1 | 11843 | 275164 | 45065 | 1
|  | Natural Gas | Natural Gas | 2360 | 19103 | 45379 | 7121 | 58417 | 0 | 4146 | 2 | 78922
|  | Data Table | ED5
|  | Item | # HGVs

## EC.G
EC.G: Delivered volumes by DFS event date
Return to: Main Menu
Return to: Chapter contents
| EC.G: Delivered volumes by DFS event date | Delivered volume by DFS event date
|  | MWh | 2022/23 DFS Year | [20 empty] | 2023/24 DFS Year
|  | Date | 2022-11-15 | 2022-11-22 | 2022-11-30 | 2022-12-01 | 2022-12-12 | 2022-12-21 | 2022-12-23 | 2023-01-17 | 2023-01-19 | 2023-01-23 | 2023-01-24 | 2023-01-30 | 2023-01-31 | 2023-02-13 | 2023-02-16 | 2023-02-21 | 2023-03-14 | 2023-03-15 | 2023-03-21 | 2023-03-23 | 2023-03-28 | 2023-11-16 | 2023-11-29 | 2023-12-01 | 2023-12-05 | 2023-12-12 | 2023-12-14 | 2023-12-15 | 2023-12-19 | 2024-01-17 | 2024-02-02 | 2024-02-08 | 2024-02-29 | 2024-03-01 | 2024-03-02 | 2024-03-14 | 2024-03-21
|  | Delivered volume | 133.39 | 192.81 | 216.915 | 211.605 | 398.67 | 33.92 | 17.985 | 49.11 | 171.185 | 283.17 | 396.795 | 175.475 | 18.475 | 241.545 | 30.54 | 269 | 11.5 | 231.355 | 0.725 | 235.695 | 1.01 | 204.5 | 515 | 491 | 262 | 198 | 294.5 | 391 | 312.5 | 409 | 237 | 189 | 64.5 | 26 | 64.5 | 29.5 | 72
Source:
https://www.nationalgrideso.com/data-portal/demand-flexibility-service
Data is using settled volume from the DFS utilisation report
Please note events can last more than a single settlement period

## EC.H
EC.H: Residential heating technology mix today, in 2035 and in 2050
Return to: Main Menu
Return to: Chapter contents
| EC.H: Residential heating technology mix today, in 2035 and in 2050 |  | Overall residential heating technology mix
|  |  | Number of homes | 2023 | 2035 |  |  |  | 2050
[5 empty] | EE | HE | HT | CF | EE | HE | HT | CF
|  |  | Gas boiler | 24202389 | 18805091 | 19259144 | 18928724 | 24558924 | 0 | 0 | 0 | 13163993
|  |  | Direct electric | 2373950 | 1714825 | 1546101 | 1636132 | 1934212 | 2455293 | 2375768 | 2444259 | 2375502
|  |  | GSHP | 77582 | 629481 | 678011 | 631790 | 494068 | 7702845 | 5491215 | 7191104 | 2206765
|  |  | ASHP | 272646 | 7772973 | 6608758 | 7562100 | 1639689 | 14412112 | 9623729 | 13694301 | 14093178
|  |  | Hybrid (ASHP + Hydrogen boiler) | 0 | 0 | 84041 | 72787 | 0 | 0 | 3830701 | 513083 | 0
|  |  | Hydrogen boiler | 0 | 0 | 706864 | 5108 | 0 | 0 | 5858423 | 1225586 | 0
|  |  | Biofuel boiler (inc. hybrid) | 17335 | 487729 | 279032 | 553746 | 100836 | 1636498 | 1211787 | 1571038 | 381842
|  |  | District heating | 819438 | 1137557 | 1155938 | 1146100 | 1127721 | 7262472 | 5077595 | 6829849 | 1037901
|  |  | Other | 1516244 | 593988 | 823755 | 605157 | 1286194 | 0 | 0 | 0 | 210039
|  |  | Data Table | ED3
|  |  | Sector | Residential
|  |  | Units | number
|  |  | Number of homes | 2023 | 2035 EE: 2035; 2050 EE: 2050
|  | Grouped Category | Category (as per ED3) | Five Year Forecast | Electric Engagement | Hydrogen Evolution | Holistic Transition | Counterfactual | Electric Engagement | Hydrogen Evolution | Holistic Transition | Counterfactual
[5 empty] | EE | HE | HT | CF | EE | HE | HT | CF
|  | ASHP | ASHP | 252791 | 4055682 | 5822424 | 5309610 | 1467462 | 7984759 | 5628848 | 7773757 | 14008331
|  | Biofuel boiler (inc. hybrid) | Biofuel boiler | 6050 | 249542 | 74155 | 262679 | 35322 | 1366777 | 932520 | 1272735 | 350685
|  | Biofuel boiler (inc. hybrid) | Biomass boiler | 5185 | 37896 | 15496 | 44656 | 14983 | 102134 | 102755 | 125928 | 7393
|  | District heating | Community | 209749 | 99197 | 139229 | 102134 | 185713 | 0 | 0 | 0 | 10830
|  | District heating | DH | 609689 | 1038360 | 1016709 | 1043966 | 942008 | 7262472 | 5077595 | 6829849 | 1027071
|  | Direct electric | Electric resistive | 724948 | 524646 | 406930 | 405390 | 526669 | 774702 | 719512 | 764426 | 708579
|  | Direct electric | Electric storage | 1649002 | 1190179 | 1139171 | 1230742 | 1407543 | 1680591 | 1656256 | 1679833 | 1666923
|  | Gas boiler | Gas boiler | 24202389 | 18805091 | 19259144 | 18928724 | 24558924 | 0 | 0 | 0 | 13163993
|  | GSHP | GSHP | 77582 | 629481 | 678011 | 631790 | 494068 | 7702845 | 5491215 | 7191104 | 2206765
|  | Biofuel boiler (inc. hybrid) | Hybrid (ASHP + Biofuel boiler) | 6100 | 200291 | 189381 | 246411 | 50531 | 167587 | 176512 | 172375 | 23764
|  | ASHP | Hybrid (ASHP + Electric resistive) | 19855 | 3717291 | 786334 | 2252490 | 172227 | 6427353 | 3994881 | 5920544 | 84847
|  | Hybrid (ASHP + Hydrogen boiler) | Hybrid (ASHP + Hydrogen boiler) | 0 | 0 | 84041 | 72787 | 0 | 0 | 3830701 | 513083 | 0
|  | Hydrogen boiler | Hydrogen boiler | 0 | 0 | 706864 | 5108 | 0 | 0 | 5858423 | 1225586 | 0
|  | Other | Oil boiler | 1516244 | 593988 | 823755 | 605157 | 1286194 | 0 | 0 | 0 | 210039
|  |  | Total | 29279584 | 31141644 | 31141644 | 31141644 | 31141644 | 33469220 | 33469218 | 33469220 | 33469220
Oil boiler includes LPG, solid fuel & waste

## EC.I
EC.I: Total annual fuel demand for residential heat
Return to: Main Menu
Return to: Chapter contents
| EC.I: Total annual fuel demand for residential heat | Total annual fuel demand for residential heat
|  | TWh | 2020-01-01 | 2021-01-01 | 2022-01-01 | 2023-01-01 | 2024-01-01 | 2025-01-01 | 2026-01-01 | 2027-01-01 | 2028-01-01 | 2029-01-01 | 2030-01-01 | 2031-01-01 | 2032-01-01 | 2033-01-01 | 2034-01-01 | 2035-01-01 | 2036-01-01 | 2037-01-01 | 2038-01-01 | 2039-01-01 | 2040-01-01 | 2041-01-01 | 2042-01-01 | 2043-01-01 | 2044-01-01 | 2045-01-01 | 2046-01-01 | 2047-01-01 | 2048-01-01 | 2049-01-01 | 2050-01-01
|  | History | 2020-01-01: 360.043; 2021-01-01: 359.594; 2022-01-01: 318.858; 2023-01-01: 316.203
|  | Electric Engagement |  |  |  | 316.203 | 330.978 | 327.584 | 323.251 | 318.205 | 312.29 | 304.789 | 295.909 | 285.67 | 274.615 | 262.865 | 250.369 | 237.296 | 223.423 | 210.107 | 197.013 | 184.109 | 171.512 | 159.292 | 147.745 | 137.12 | 128.008 | 120.753 | 114.525 | 109.038 | 104.223 | 100.124 | 96.379
|  | Hydrogen Evolution |  |  |  | 316.203 | 330.979 | 348.639 | 344.171 | 338.921 | 333.056 | 325.988 | 317.712 | 308.695 | 298.571 | 287.386 | 275.613 | 263.583 | 254.581 | 245.589 | 235.351 | 225.162 | 215.229 | 205.27 | 196.028 | 187.256 | 180.433 | 174.987 | 170.277 | 166.68 | 164.328 | 162.65 | 161.641
|  | Holistic Transition |  |  |  | 316.203 | 330.993 | 327.687 | 323.355 | 318.153 | 312.224 | 304.709 | 296.135 | 286.435 | 275.901 | 263.842 | 251.221 | 237.738 | 224.286 | 211.428 | 198.842 | 186.386 | 174.536 | 162.937 | 152.43 | 142.789 | 134.667 | 127.771 | 121.927 | 116.843 | 113.269 | 110.204 | 107.776
|  | Counterfactual |  |  |  | 316.203 | 333.279 | 352.328 | 349.851 | 347.246 | 344.681 | 342.143 | 339.61 | 337.312 | 334.744 | 332.214 | 329.692 | 327.24 | 326.264 | 324.361 | 321.929 | 318.298 | 313.772 | 308.83 | 304.007 | 299.098 | 293.954 | 288.557 | 282.555 | 276.459 | 270.002 | 263.255 | 256.351
|  | Five Year Forecast | 2023-01-01: 316.203; 2024-01-01: 331.015; 2025-01-01: 348.789; 2026-01-01: 344.621; 2027-01-01: 340.04; 2028-01-01: 335.027; 2029-01-01: 329.54
History from ECUK 2022_End_use_tables (non weather corrected)
dh_heat is subtracted as this is the thermal demand from district heating
|  | Data Table | 2020-01-01: ED3
|  | Sector | 2020-01-01: Residential
|  | Units | 2020-01-01: TWh
|  | Period | 2020-01-01: Annual
|  | Subtract component | 2020-01-01: dh_heat
|  | Subtract component 2 | 2020-01-01: Thermal demand

## EC.J
EC.J: Total residential heat pumps installed (including hybrids)
Return to: Main Menu
Return to: Chapter contents
| EC.J: Total residential heat pumps installed (including hybrids) | Total residential heat pumps installed (including hybrids)
|  | Number of homes | 2023-01-01 | 2024-01-01 | 2025-01-01 | 2026-01-01 | 2027-01-01 | 2028-01-01 | 2029-01-01 | 2030-01-01 | 2031-01-01 | 2032-01-01 | 2033-01-01 | 2034-01-01 | 2035-01-01 | 2036-01-01 | 2037-01-01 | 2038-01-01 | 2039-01-01 | 2040-01-01 | 2041-01-01 | 2042-01-01 | 2043-01-01 | 2044-01-01 | 2045-01-01 | 2046-01-01 | 2047-01-01 | 2048-01-01 | 2049-01-01 | 2050-01-01
|  | Electric Engagement | 356328 | 436161 | 603831 | 827807 | 1124624 | 1569095 | 2167546 | 2956050 | 3929825 | 4993392 | 6131359 | 7350458 | 8602745 | 10026995 | 11444421 | 12847882 | 14232785 | 15540337 | 16803725 | 17995369 | 19035539 | 19921561 | 20616000 | 21109684 | 21507436 | 21831376 | 22074343 | 22282544
|  | Hydrogen Evolution | 356328 | 432839 | 542316 | 754785 | 1037370 | 1417543 | 1907846 | 2566769 | 3347437 | 4254914 | 5277580 | 6380998 | 7560191 | 8671945 | 9804299 | 11001286 | 12191614 | 13354233 | 14479800 | 15535694 | 16496768 | 17303489 | 17934025 | 18415011 | 18755932 | 18970851 | 19098531 | 19122157
|  | Holistic Transition | 356328 | 432408 | 584648 | 806366 | 1148835 | 1598219 | 2188737 | 2929845 | 3823203 | 4802926 | 5977333 | 7208586 | 8513088 | 9916353 | 11313269 | 12693820 | 14064645 | 15365680 | 16611397 | 17718263 | 18702711 | 19537661 | 20213104 | 20715643 | 21122373 | 21333540 | 21488858 | 21570863
|  | Counterfactual | 356328 | 415115 | 494562 | 628813 | 806113 | 986231 | 1166974 | 1344935 | 1482647 | 1659184 | 1833402 | 2008271 | 2184288 | 2483506 | 3020314 | 3634676 | 4462940 | 5448873 | 6475814 | 7467719 | 8466021 | 9490958 | 10547786 | 11678416 | 12796483 | 13949597 | 15129455 | 16323707
|  | Five Year Forecast | 2023-01-01: 356328; 2024-01-01: 432005; 2025-01-01: 524669; 2026-01-01: 699370; 2027-01-01: 932276; 2028-01-01: 1239303; 2029-01-01: 1635445
|  | Data Table | 2023-01-01: ED3
|  | Sector | 2023-01-01: Residential
|  | Technology | 2023-01-01: ASHP
|  | Technology 2 | 2023-01-01: Hybrid (ASHP + Hydrogen boiler)
|  | Technology 3 | 2023-01-01: Hybrid (ASHP + Electric resistive)
|  | Technology 4 | 2023-01-01: Hybrid (ASHP + Biofuel boiler)
|  | Technology 5 | 2023-01-01: GSHP
|  | Units | 2023-01-01: number

## EC.K
EC.K: Total residential hydrogen boilers installed (including hybrids)
Return to: Main Menu
Return to: Chapter contents
| EC.K: Total residential hydrogen boilers installed (including hybrids) | Total residential hydrogen boilers installed (including hybrids)
|  | Number of homes | 2023-01-01 | 2024-01-01 | 2025-01-01 | 2026-01-01 | 2027-01-01 | 2028-01-01 | 2029-01-01 | 2030-01-01 | 2031-01-01 | 2032-01-01 | 2033-01-01 | 2034-01-01 | 2035-01-01 | 2036-01-01 | 2037-01-01 | 2038-01-01 | 2039-01-01 | 2040-01-01 | 2041-01-01 | 2042-01-01 | 2043-01-01 | 2044-01-01 | 2045-01-01 | 2046-01-01 | 2047-01-01 | 2048-01-01 | 2049-01-01 | 2050-01-01
|  | Electric Engagement | 0 | 0 | 0 | 0 | 0 | 0 | 0 | 0 | 0 | 0 | 0 | 0 | 0 | 0 | 0 | 0 | 0 | 0 | 0 | 0 | 0 | 0 | 0 | 0 | 0 | 0 | 0 | 0
|  | Hydrogen Evolution | 0 | 0 | 0 | 0 | 0 | 0 | 0 | 0 | 138356 | 284222 | 426819 | 588550 | 790905 | 1583167 | 2333687 | 3000879 | 3658803 | 4314359 | 4884897 | 5455099 | 6020775 | 6630658 | 7247247 | 7734138 | 8220006 | 8721400 | 9211244 | 9689124
|  | Holistic Transition | 0 | 0 | 0 | 0 | 0 | 0 | 0 | 0 | 5373 | 13455 | 28688 | 48449 | 77895 | 175677 | 275478 | 375635 | 475625 | 576200 | 671001 | 783949 | 908817 | 1035715 | 1166541 | 1293039 | 1416221 | 1531747 | 1641139 | 1738669
|  | Counterfactual | 0 | 0 | 0 | 0 | 0 | 0 | 0 | 0 | 0 | 0 | 0 | 0 | 0 | 0 | 0 | 0 | 0 | 0 | 0 | 0 | 0 | 0 | 0 | 0 | 0 | 0 | 0 | 0
|  | Five Year Forecast | 2023-01-01: 0; 2024-01-01: 0; 2025-01-01: 0; 2026-01-01: 0; 2027-01-01: 0; 2028-01-01: 0; 2029-01-01: 0
Electric Engagement and the Counterfactual feature no hydrogen use for heat
|  | Data Table | 2023-01-01: ED3
|  | Sector | 2023-01-01: Residential
|  | Technology | 2023-01-01: Hydrogen boiler
|  | Technology 2 | 2023-01-01: Hybrid (ASHP + Hydrogen boiler)
|  | Units | 2023-01-01: number

## EC.L
EC.L: District heat network connections today and in 2050
Return to: Main Menu
Return to: Chapter contents
| EC.L: District heat network connections today and in 2050 | District heat network connections today and in 2050
|  | Number of connections | 2023 | 2050
|  |  |  | Electric Engagement | Hydrogen Evolution | Holistic Transition | Counterfactual
|  | Residential buildings connected | 609689 | 7262472 | 5077595 | 6829849 | 1027071
|  | All buildings connected (residential + non-residential) | 613304 | 7379075 | 5194299 | 6975696 | 1142951
All future district heat schemes not served by waste heat sources are powered by heat pumps, with biomethane thermal storage providing flexibility
|  | Data Table | ED3
|  | Sector | Residential
|  | Technology | DH
|  | Units | number

## EC.M
EC.M: Overall heat flexibility by technology
Return to: Main Menu
Return to: Chapter contents
| EC.M: Overall heat flexibility by technology | Heat flexibility from residential and non-residential sectors by technology
|  |  | 2023 | 2035 |  |  |  | 2050
|  | GW |  | EE | HE | HT | CF | EE | HE | HT | CF
|  |  |  | Electric Engagement | Hydrogen Evolution | Holistic Transition | Counterfactual | Electric Engagement | Hydrogen Evolution | Holistic Transition | Counterfactual
|  | Storage heater | 4.793 | 3.356 | 3.374 | 3.427 | 4.452 | 5.91 | 6.342 | 5.683 | 5.813
|  | Hybrid heat pump | 0.01 | 0.141 | 0.22 | 0.194 | 0.063 | 0.181 | 1.706 | 0.386 | 0.088
|  | Thermal storage | 0.029 | 0.906 | 0.594 | 1.126 | 0.294 | 3.336 | 1.58 | 2.995 | 1.947
|  | District heat | 0.719 | 0.964 | 1.158 | 1.051 | 1.128 | 3.372 | 2.862 | 3.591 | 1.165
|  | Data Table | FLX1
|  | Component | Residential peak reduction - storage heater flex
|  | Component 2 | Residential peak reduction - hybrid heat pump flex
|  | Component 3 | Residential peak reduction - thermal storage flex
|  | Component 4 | Residential peak reduction - thermal storage and district heating flex
|  | Component 5 | Non-residential peak reduction - storage heater flex
|  | Component 6 | Non-residential peak reduction - hybrid heat pump flex
|  | Component 7 | Non-residential peak reduction - thermal storage flex
|  | Component 8 | Non-residential peak reduction - thermal storage and district heating flex
|  | Subtract component | Residential peak reduction - thermal storage flex
|  | Subtract component 2 | Non-residential peak reduction - thermal storage flex

## EC.N
EC.N: Commercial demand in 2022 by end use
Return to: Main Menu
Return to: Chapter contents
| EC.N: Commercial demand in 2022 by end use | Data from Energy Consumption in the UK (ECUK) 2023 (Table U5)
|  | TWh | Electricity | Natural gas | Bioenergy & waste | Oil | All fuels
|  | Heating | 7.76 | 65.8503 | 11.1746 | 17.9817 | 102.7666
|  | Hot Water | 1.6468 | 8.7404 | 1.4469 | 2.885 | 14.7192
|  | Catering | 7.7355 | 6.3923 | 0 | 9.0065 | 23.1343
|  | Cooling and Ventilation | 10.811 | 0.027433 | 0 | 0.48183 | 11.3203
|  | Lighting | 18.4146 | 0 | 0 | 0 | 18.4146
|  | Computing | 8.386 | 0 | 0 | 0 | 8.386
|  | Other | 25.874 | 6.6876 | 0 | 0.69971 | 33.2613
|  | Total | 80.6279 | 87.698 | 12.6215 | 31.0548 | 212.0022
Source:
Energy consumption in the UK 2023 - GOV.UK (www.gov.uk)
End use tables
Table U5
DESNZ 2023 analysis using 2022 data

## EC.O
EC.O: Non-residential heating technology mix today, in 2035 and in 2050
Return to: Main Menu
Return to: Chapter contents
| EC.O: Non-residential heating technology mix today, in 2035 and in 2050 |  | Overall non-residential heating technology mix
|  |  | Number of systems | 2023 | 2035 |  |  |  | 2050
[5 empty] | EE | HE | HT | CF | EE | HE | HT | CF
|  |  | Gas boiler | 391262 | 292978 | 315992 | 292483 | 420276 | 0 | 0 | 0 | 399996
|  |  | Direct electric | 389357 | 297150 | 263302 | 187323 | 319131 | 222366 | 98231 | 143272 | 117164
|  |  | GSHP | 7876 | 39836 | 42189 | 54944 | 32449 | 125011 | 112978 | 107533 | 84837
|  |  | ASHP | 21262 | 321807 | 260872 | 372959 | 164770 | 617425 | 405770 | 662570 | 404570
|  |  | Hybrid (ASHP + Hydrogen boiler) | 0 | 0 | 37140 | 7617 | 0 | 0 | 156897 | 26081 | 0
|  |  | Hydrogen boiler | 0 | 0 | 28411 | 475 | 0 | 0 | 181366 | 5427 | 0
|  |  | Biofuel boiler (inc. hybrid) | 13647 | 24501 | 15319 | 42312 | 12661 | 92200 | 101558 | 82676 | 43735
|  |  | District heating | 10359 | 38060 | 42443 | 57375 | 48608 | 116603 | 116704 | 145847 | 115880
|  |  | Other | 80374 | 15032 | 23695 | 13879 | 31472 | 0 | 0 | 0 | 7521
|  |  | Number of systems | 2023 | 2035 EE: 2035; 2050 EE: 2050
|  | Category | Category (as per ED3) | Five Year Forecast | Electric Engagement | Hydrogen Evolution | Holistic Transition | Counterfactual | Electric Engagement | Hydrogen Evolution | Holistic Transition | Counterfactual
[5 empty] | EE | HE | HT | CF | EE | HE | HT | CF
|  | ASHP | ASHP | 14165 | 178431 | 150072 | 219518 | 105586 | 347075 | 262643 | 417540 | 265420
|  | Biofuel boiler (inc. hybrid) | Biofuel boiler | 2 | 4077 | 206 | 7484 | 11 | 11935 | 2220 | 12052 | 1564
|  | Biofuel boiler (inc. hybrid) | Biomass boiler | 12232 | 3879 | 0 | 4313 | 9 | 26409 | 40812 | 22258 | 324
|  | Biofuel boiler (inc. hybrid) | Biomass CHP | 1 | 1024 | 0 | 6784 | 2557 | 15003 | 25909 | 10395 | 5024
|  | District heating | Community | 6744 | 15373 | 19473 | 15828 | 26743 | 0 | 0 | 0 | 0
|  | District heating | DH | 3615 | 22687 | 22970 | 41547 | 21865 | 116603 | 116704 | 145847 | 115880
|  | Direct electric | Electric resistive | 387763 | 296117 | 263302 | 186507 | 319131 | 206643 | 72902 | 133416 | 117164
|  | Direct electric | Electric storage | 1594 | 1033 | 0 | 816 | 0 | 15723 | 25329 | 9856 | 0
|  | Gas boiler | Gas boiler | 372130 | 292978 | 315992 | 292483 | 420276 | 0 | 0 | 0 | 399996
|  | Gas boiler | Gas CHP | 19132 | 0 | 0 | 0 | 0 | 0 | 0 | 0 | 0
|  | GSHP | GSHP | 7876 | 39836 | 42189 | 54944 | 32449 | 125011 | 112978 | 107533 | 84837
|  | Biofuel boiler (inc. hybrid) | Hybrid (ASHP + Biofuel boiler) | 1412 | 15521 | 15113 | 23731 | 10084 | 38853 | 32617 | 37971 | 36823
|  | ASHP | Hybrid (ASHP + Electric resistive) | 7097 | 143376 | 110800 | 153441 | 59184 | 270350 | 143127 | 245030 | 139150
|  | Hybrid (ASHP + Hydrogen boiler) | Hybrid (ASHP + Hydrogen boiler) | 0 | 0 | 37140 | 7617 | 0 | 0 | 156897 | 26081 | 0
|  | Hydrogen boiler | Hydrogen boiler | 0 | 0 | 28411 | 475 | 0 | 0 | 181366 | 5427 | 0
|  | Other | Oil boiler | 80374 | 15032 | 23695 | 13879 | 31472 | 0 | 0 | 0 | 7521
Oil boiler includes LPG, solid fuel, waste
|  |  | Data Table | ED3
|  |  | Sector | Commercial
|  |  | Sector 2 | Industrial
|  |  | Units | number

## EC.P
EC.P: Electricity demand for data centres
Return to: Main Menu
Return to: Chapter contents
| EC.P: Electricity demand for data centres | Total electricity demand for data centres
|  | GWh | 2023-01-01 | 2024-01-01 | 2025-01-01 | 2026-01-01 | 2027-01-01 | 2028-01-01 | 2029-01-01 | 2030-01-01 | 2031-01-01 | 2032-01-01 | 2033-01-01 | 2034-01-01 | 2035-01-01 | 2036-01-01 | 2037-01-01 | 2038-01-01 | 2039-01-01 | 2040-01-01 | 2041-01-01 | 2042-01-01 | 2043-01-01 | 2044-01-01 | 2045-01-01 | 2046-01-01 | 2047-01-01 | 2048-01-01 | 2049-01-01 | 2050-01-01
|  | Electric Engagement | 5000 | 5760 | 6995 | 8674 | 10916 | 13574 | 16629 | 19938 | 22868 | 25659 | 28323 | 30638 | 32847 | 34914 | 36862 | 38663 | 40338 | 41891 | 43402 | 44760 | 46033 | 47276 | 48502 | 49695 | 50857 | 52002 | 53142 | 54278
|  | Hydrogen Evolution | 5000 | 5482 | 6270 | 7349 | 8801 | 10535 | 12540 | 14702 | 17026 | 19513 | 21737 | 23780 | 25727 | 27502 | 29170 | 30712 | 32230 | 33712 | 35114 | 36435 | 37747 | 38990 | 40168 | 41287 | 42379 | 43451 | 44507 | 45554
|  | Holistic Transition | 5000 | 5908 | 7379 | 9365 | 11986 | 15062 | 18570 | 22341 | 25671 | 28855 | 31913 | 34627 | 37275 | 39801 | 42187 | 44390 | 46418 | 48276 | 50034 | 51572 | 52980 | 54345 | 55678 | 56962 | 58204 | 59418 | 60622 | 61819
|  | Counterfactual | 5000 | 4494 | 5349 | 5985 | 6961 | 8298 | 9391 | 10528 | 11761 | 13062 | 14649 | 15779 | 16805 | 17815 | 18704 | 19454 | 20155 | 20870 | 21577 | 22256 | 22887 | 23497 | 24130 | 24748 | 25351 | 25940 | 26524 | 27098
|  | Five Year Forecast | 2023-01-01: 5000; 2024-01-01: 5485; 2025-01-01: 6286; 2026-01-01: 7395; 2027-01-01: 8911; 2028-01-01: 10736; 2029-01-01: 12860
|  | Data Table | 2023-01-01: ED1
|  | Item | 2023-01-01: GB Customer Demand: Commercial Data Centres - Direct Transmission Customers
|  | Item 2 | 2023-01-01: GB Customer Demand: Commercial Data Centres - Distribution System Customers

## EC.Q
EC.Q: Industrial demand in 2022 by end use
Return to: Main Menu
Return to: Chapter contents
| EC.Q: Industrial demand in 2022 by end use | Data from Energy Consumption in the UK (ECUK) 2023 (Table U4)
|  |  | Electricity | Natural gas | Oil | Solid Fuel | All Fuels
|  | High Temperature Process | 8.6739 | 22.5817 | 2.11 | 7.9376 | 41.3032
|  | Low Temperature Process | 14.7076 | 38.3673 | 2.5225 | 1.8176 | 57.415
|  | Drying / Separation | 5.429 | 10.8866 | 0.9002 | 0.82724 | 18.043
|  | Motors | 29.0528 | 0 | 0 | 0 | 29.0528
|  | Compressed Air | 7.9849 | 0 | 0 | 0 | 7.9849
|  | Lighting | 2.3464 | 0 | 0 | 0 | 2.3464
|  | Refrigeration | 5.0698 | 0 | 0 | 0 | 5.0698
|  | Space Heating | 6.3177 | 11.1561 | 0.58348 | 0.50939 | 18.5667
|  | Other | 4.1375 | 10.7683 | 0.80332 | 1.3092 | 17.0182
|  | Total | 83.7195 | 93.76 | 6.9195 | 12.401 | 196.7999
Source:
Energy consumption in the UK 2023 - GOV.UK (www.gov.uk)
End use tables
Table U4
DESNZ 2023 analysis using 2022 data

## The Energy System ->
The Energy System
Chapter Section | Subsection | Figure Title | Figure Number
The Energy System |  | ES.01: Primary energy supply in Holistic Transition in 2050 | ES.01
|  | ES.02: Locations of electricity generation output and demand in Holistic Transition | ES.02
|  | ES.03: Electricity average cold spell peak demand (including losses) | ES.03
|  | ES.04: Natural gas peak demand (1-in-20 day) | ES.04
|  | ES.05: Hydrogen demand by pathway and end user in 2050 | ES.05
|  | ES.06: Installed electricity supply capacity | ES.06
|  | ES.07: Installed generation capacity, peak demand and percentage of decentralised generation capacity | ES.07
|  | ES.08-11: Electricity output by technology (excluding non-networked wind and solar) | ES.08-11
|  | ES.12: Offshore wind capacity | ES.12
|  | ES.13: Onshore wind capacity | ES.13
|  | ES.14: Solar capacity | ES.14
|  | ES.15: Tidal capacity | ES.15
|  | ES.16: Battery storage installed capacity (excluding vehicle to grid) | ES.16
|  | ES.17: Long duration energy storage installed capacity (excluding vehicle to grid and hydrogen) | ES.17
|  | ES.18: Electricity storage installed capacity and volume (excluding vehicle to grid and hydrogen) | ES.18
|  | ES.19: Interconnector capacity | ES.19
|  | ES.20: Interconnectors imports, exports and net annual flows | ES.20
|  | ES.21: Nuclear capacity | ES.21
|  | ES.22: Low carbon dispatchable capacity | ES.22
|  | ES.23: Unabated gas capacity | ES.23
|  | ES.24: Bioenergy with carbon capture and storage capacity | ES.24
|  | ES.25: Distribution connected generation capacity (excluding storage) | ES.25
|  | ES.26: Annual curtailment | ES.26
|  | ES.27-28: Natural gas supply and demand in 2023 | ES.27-28
|  | ES.29: Total annual consumer gas demand (excl. power and non-FES sectors) | ES.29
|  | ES.30: Annual gas supply and import dependency in Holistic Transition | ES.30
|  | ES.31: Annual gas supply and import dependency in Electric Engagement | ES.31
|  | ES.32: Annual gas supply and import dependency in Hydrogen Evolution | ES.32
|  | ES.33: Annual gas supply and import dependency in the Counterfactual | ES.33
|  | ES.34: Imported gas volumes out to 2050 | ES.34
|  | ES.35 Hydrogen capacity and supply by pathway | ES.35
|  | ES.36: Hydrogen supply by technology in 2050 | ES.36
|  | ES.37: Hydrogen storage capacity requirements | ES.37
|  | ES.38: Hydrogen daily stock level profile in 2050 in Holistic Transition | ES.38
|  | ES.39: Blending demand for hydrogen by pathway | ES.39
|  | ES.40: Biomass Supply and Demand in Holistic Transition | ES.40
|  | ES.41: Biomass Supply and Demand in Electric Engagement | ES.41
|  | ES.42: Biomass Supply and Demand in Hydrogen Evolution | ES.42
| Additional Graphs | ES.A: Demand components contributing to total primary energy in Holistic Transition | ES.A
|  | ES.B: Load Factor, Capacity and Generation in 2030 and 2050 | ES.B
|  | ES.C: Wind and solar generation capacity by region | ES.C
|  | ES.D: New Low-Carbon Hydrogen Production Projects By Development Stage - MW of initial targeted capacity | ES.D
|  | ES.E: Natural gas storage capacities | ES.E
|  | ES.F: LNG Imports in 2023 by country source | ES.F
|  | ES.G: Total bioenergy annual demand in 2050 | ES.G
|  | ES.H: Total bioenergy annual supply in 2050 | ES.H
|  | ES.I: Total networked electrolysis capacity, grid-connected and nuclear-connected (GW) | ES.I
|  | ES.J: Total bioenergy annual demand (TWh) | ES.J
|  | ES.K: Electricity demand for hydrogen production (including electrolysis connected to non-networked offshore wind) | ES.K
|  | ES.L: Nuclear Electricity demand for hydrogen production from electrolysis | ES.L
|  | ES.M: Natural gas demand for hydrogen production by methane reformation | ES.M
|  | ES.N: Bioresource demand for hydrogen production | ES.N
|  | ES.O: Hydrogen supply in Electric Engagement | ES.O
|  | ES.P: Hydrogen production capacity in Electric Engagement | ES.P
|  | ES.Q: Hydrogen supply in Hydrogen Evolution (TWh) | ES.Q
|  | ES.R: Hydrogen production capacity in Hydrogen Evolution (GW) | ES.R
|  | ES.S: Hydrogen supply in Holistic Transition (TWh) | ES.S
|  | ES.T: Hydrogen production capacity in Holistic Transition (GW) | ES.T
|  | ES.U: Hydrogen supply in Counterfactual (TWh) | ES.U
|  | ES.V: Hydrogen production capacity in Counterfactual (GW) | ES.V
|  | ES.W: Hydrogen daily demand & production profile 2050 by pathway | ES.W
|  | ES.X: Total bioenergy annual supply in 2000-2022 (TWh) | ES.X
|  | ES.Y: Total bioenergy annual end use in 2000-2020 (TWh) | ES.Y
|  | ES.Z: Bioenergy demand in each pathway by sector and pathway | ES.Z
|  | ES.AA: Hydrogen supply by technology in 2030 | ES.AA

## ES.01
ES.01: Primary energy supply in Holistic Transition in 2050
Return to: Main Menu
Return to: Chapter contents
ES.01: Primary energy supply in Holistic Transition in 2050
|  | Category | Subcategory | Fuel lookup | Description | Data | Data table | Component | Component 2 | Component 3 | Subtract component | Unit lookup | Holistic Transition | Holistic Transition | Holistic Transition | Holistic Transition | Holistic Transition | Holistic Transition | Holistic Transition | Holistic Transition | Holistic Transition | Holistic Transition | Holistic Transition | Holistic Transition | Holistic Transition | Holistic Transition | Holistic Transition | Holistic Transition | Holistic Transition | Holistic Transition | Holistic Transition | Holistic Transition | Holistic Transition | Holistic Transition | Holistic Transition | Holistic Transition | Holistic Transition | Holistic Transition | Holistic Transition | Holistic Transition
[13 empty] | 2023-01-01 | 2024-01-01 | 2025-01-01 | 2026-01-01 | 2027-01-01 | 2028-01-01 | 2029-01-01 | 2030-01-01 | 2031-01-01 | 2032-01-01 | 2033-01-01 | 2034-01-01 | 2035-01-01 | 2036-01-01 | 2037-01-01 | 2038-01-01 | 2039-01-01 | 2040-01-01 | 2041-01-01 | 2042-01-01 | 2043-01-01 | 2044-01-01 | 2045-01-01 | 2046-01-01 | 2047-01-01 | 2048-01-01 | 2049-01-01 | 2050-01-01 | Diagram name in | Diagram name out
|  | End user demand | I&C | Electricity | Electricity | Demand (TWh) | ED1 | GBFES Customer Demand: Total Industrial (Excluding electrolysis) | Total Commercial Demand inc Heat Pumps, District Heat, Rail Traction, No directs, exc EV | GBFES Customer Demand: Direct Transmission Customers | I&C Rail Traction Demand | GWh | 154.166 | 155.209 | 158.924 | 163.76 | 168.774 | 173.628 | 178.769 | 183.107 | 187.518 | 192.818 | 198.661 | 204.445 | 209.902 | 215.638 | 220.954 | 225.552 | 229.425 | 232.738 | 235.297 | 237.83 | 239.792 | 241.598 | 243.524 | 245.104 | 246.843 | 248.648 | 250.319 | 252.389 | Electricity 2 | I&C
|  |  |  | Gas | Gas | Demand (TWh) | ED3 | Annual end-use gas demand from industry | Annual end-use gas demand from the commercial sector |  |  | GWh | 195.7694 | 195.0708 | 193.5544 | 192.8729 | 188.5319 | 180.7341 | 171.5316 | 162.0176 | 152.9703 | 143.7598 | 134.0981 | 123.5615 | 112.6156 | 99.9016 | 88.2203 | 77.3634 | 67.4785 | 59.1558 | 51.3497 | 44.7694 | 38.6423 | 32.9704 | 28.2248 | 23.8869 | 19.7349 | 15.8677 | 12.1422 | 9.0058 | Natural gas 3 | I&C
|  |  |  | Hydrogen | Hydrogen | Demand (TWh) | WS1 | Industrial | Commercial |  |  | TWh | 0 | 0 | 0 | 0 | 1.1 | 4.84 | 9.78 | 14.76 | 18.43 | 21.2 | 23.63 | 25.9 | 28.14 | 30.45 | 32.84 | 34.83 | 36.68 | 38.53 | 40.38 | 42.24 | 44.01 | 45.83 | 47.53 | 49.23 | 50.9 | 52.43 | 53.87 | 54.62 | Hydrogen 2 | I&C
|  |  |  | Bioenergy | Bioresource | Demand (TWh) | WS1 | Industrial | Commercial |  |  | TWh | 2.5031 | 2.4262 | 2.5138 | 2.7456 | 2.892 | 2.9267 | 3.0317 | 3.2792 | 3.548 | 3.8865 | 4.2808 | 4.6923 | 5.1064 | 6.6047 | 7.5318 | 8.5076 | 9.3629 | 10.1838 | 10.6898 | 11.2681 | 11.9419 | 12.5352 | 13.0796 | 13.4991 | 13.867 | 14.1782 | 14.4743 | 14.7609 | Bioresource 2 | I&C
|  |  |  | Oil | Oil/Petroleum/Waste/Solid fuels | Demand (TWh) | WS1 | Industrial | Commercial |  |  | TWh | 38.2786 | 37.3113 | 36.242 | 34.8864 | 33.1162 | 31.168 | 29.0898 | 26.7057 | 24.2817 | 21.8969 | 19.4975 | 17.1019 | 14.6651 | 12.635 | 10.7719 | 9.1027 | 7.4986 | 6.0227 | 5.3183 | 4.6745 | 4.0755 | 3.5261 | 3.2724 | 3.0636 | 2.8619 | 2.6687 | 2.4681 | 0 | Other fuels 2 | I&C
|  |  | Residential | Electricity | Electricity | Demand (TWh) | ED1 | GBFES Customer Demand: Residential |  |  | Residential Electric Vehicles Demand (EVs) | GWh | 99.569 | 94.851 | 91.341 | 87.482 | 84.614 | 82.443 | 80.972 | 79.977 | 79.803 | 79.878 | 80.536 | 81.39 | 82.212 | 84.899 | 88.096 | 91.468 | 94.851 | 98.229 | 101.628 | 104.742 | 107.56 | 110.039 | 112.171 | 113.787 | 115.191 | 116.176 | 117.195 | 118.088 | Electricity 2 | Residential
|  |  |  | Gas | Gas | Demand (TWh) | ED3 | Total end-use residential gas demand |  |  |  | GWh | 292.3052 | 303.4119 | 299.6789 | 295.0421 | 289.6242 | 283.4068 | 275.3519 | 266.0781 | 255.2194 | 243.3868 | 229.5392 | 215.0653 | 199.8458 | 181.1968 | 162.9265 | 144.8696 | 127.0285 | 109.4171 | 92.7986 | 77.0558 | 62.2061 | 49.2362 | 37.5569 | 27.5157 | 18.5309 | 11.5916 | 5.377 | 0 | Natural gas 3 | Residential
|  |  |  | Hydrogen | Hydrogen | Demand (TWh) | WS1 | Residential |  |  |  | TWh | 0 | 0 | 0 | 0 | 0 | 0 | 0 | 0 | 0.02 | 0.05 | 0.07 | 0.1 | 0.14 | 0.8 | 1.54 | 2.32 | 3.09 | 3.87 | 4.58 | 5.59 | 6.76 | 7.93 | 9.13 | 10.29 | 11.44 | 12.57 | 13.68 | 14.75 | Hydrogen 2 | Residential
|  |  |  | Bioenergy | Bioresource | Demand (TWh) | WS1 | Residential |  |  |  | TWh | 0.46973 | 0.67045 | 0.82075 | 1.0546 | 1.3815 | 1.8605 | 2.3002 | 2.8122 | 3.3081 | 3.789 | 4.2689 | 4.7501 | 5.2312 | 6.4094 | 7.6217 | 8.7525 | 9.7663 | 11.1908 | 12.025 | 12.7825 | 13.4006 | 14.0763 | 14.8651 | 15.5977 | 16.3399 | 17.085 | 17.8237 | 18.5718 | Bioresource 2 | Residential
|  |  |  | Oil | Oil/Petroleum | Demand (TWh) | ED3 | Other |  |  |  | TWh | 27.299 | 28.208 | 27.62 | 26.924 | 25.798 | 24.29 | 22.676 | 20.71 | 18.743 | 16.776 | 14.81 | 12.843 | 10.876 | 9.136 | 7.432 | 5.8 | 4.301 | 2.923 | 1.652 | 0.811 | 0.353 | 0 | 0 | 0 | 0 | 0 | 0 | 0 | Other fuels 2 | Residential
|  |  | Road Transport | Electricity | Electricity | Demand (TWh) | ED1 | Residential Electric Vehicles Demand (EVs) | Commercial Electric Vehicles Demand (EVs) |  |  | GWh | 4.591 | 6.371 | 8.559 | 11.257 | 14.483 | 18.336 | 22.838 | 28.231 | 34.395 | 41.278 | 48.676 | 56.31 | 64.311 | 71.911 | 79.807 | 87.648 | 95.466 | 102.129 | 107.697 | 112.397 | 116.416 | 119.624 | 121.305 | 122.554 | 123.415 | 123.848 | 122.86 | 121.582 | Electricity 2 | Transport
|  |  |  | Gas | Gas | Demand (TWh) | ED3 | Gas end-use demand for transport |  |  | Bioenergy | GWh | 0.50471 | 0.56592 | 0.6326 | 0.70533 | 0.78481 | 0.87163 | 0.96639 | 1.0697 | 1.1822 | 1.3041 | 1.4324 | 1.5697 | 1.6533 | 1.7446 | 1.8444 | 1.9534 | 1.8601 | 1.7598 | 1.6396 | 1.5108 | 1.3732 | 1.2169 | 1.0493 | 0.86526 | 0.65886 | 0.43641 | 0.2193 | 0.00012888 | Natural gas 3 | Transport
|  |  |  | Hydrogen | Hydrogen | Demand (TWh) | ED5 | TWh Vehicles - Hydrogen |  |  |  | TWh | 0.023972 | 0.042434 | 0.06371 | 0.088366 | 0.11684 | 0.14965 | 0.18732 | 0.23063 | 0.28027 | 0.33644 | 0.39676 | 0.46345 | 0.548 | 0.62849 | 0.7392 | 0.89328 | 1.1163 | 1.2996 | 1.4555 | 1.6359 | 1.8468 | 2.0981 | 2.4057 | 2.7743 | 3.2278 | 3.7487 | 4.1981 | 4.6923 | Hydrogen 2 | Transport
|  |  |  | Bioenergy | Bioresource | Demand (TWh) | WS1 | Road Transport |  |  |  | TWh | 34.4791 | 38.5019 | 42.1607 | 45.3273 | 44.9264 | 44.2727 | 43.243 | 41.8537 | 40.0528 | 37.7648 | 34.3674 | 30.7128 | 26.881 | 23.2162 | 19.6572 | 16.1765 | 12.8807 | 10.0806 | 7.7191 | 5.7129 | 3.9681 | 2.5389 | 1.7284 | 1.0757 | 0.57593 | 0.16265 | 0.091641 | 0 | Bioresource 2 | Transport
|  |  |  | Petrol/Diesel | Oil/Petroleum | Demand (TWh) | ED5 | TWh Vehicles - Petrol/Diesel |  |  | Bioenergy | TWh | 362.9242 | 348.2753 | 333.2964 | 317.2908 | 304.6952 | 291.1267 | 275.8936 | 259.2522 | 241.0194 | 220.8984 | 201.0255 | 179.6491 | 157.2352 | 135.7988 | 114.981 | 94.6215 | 75.343 | 58.9648 | 45.1514 | 33.4168 | 23.2106 | 14.8508 | 10.1097 | 6.2923 | 3.3688 | 0.95137 | 0.53604 | 0.47389 | Other fuels 2 | Transport
|  |  | Rail | Electricity | Electricity | Demand (TWh) | ED1 | I&C Rail Traction Demand |  |  |  | GWh | 4.833 | 5.016 | 5.163 | 5.315 | 5.471 | 5.632 | 5.797 | 5.968 | 6.143 | 6.323 | 6.509 | 6.701 | 6.897 | 7.1 | 7.309 | 7.524 | 7.745 | 7.972 | 8.206 | 8.448 | 8.696 | 8.951 | 9.214 | 9.485 | 9.764 | 10.051 | 10.346 | 10.65 | Electricity 2 | Transport
|  |  |  | Hydrogen | Hydrogen | Demand (TWh) | WS1 | Rail |  |  |  | TWh | 0 | 0 | 0.65 | 0.65 | 0.65 | 0.65 | 0.65 | 0.9 | 0.9 | 0.9 | 0.9 | 0.9 | 1.02 | 1.02 | 1.02 | 1.02 | 1.02 | 1.12 | 1.12 | 1.12 | 1.12 | 1.12 | 1.15 | 1.15 | 1.15 | 1.15 | 1.15 | 1.19 | Hydrogen 2 | Transport
|  |  | Aviation & Shipping | Bioenergy | Bioresource | Demand (TWh) | WS1 | Shipping | Aviation |  |  | TWh | 0 | 0 | 0.2 | 0.88 | 1.71 | 2.18 | 3.32 | 5.46 | 7.83 | 11.34 | 13.66 | 16.13 | 18.57 | 20.72 | 22.7 | 24.66 | 26.6 | 28.41 | 30.47 | 31.64 | 32.76 | 33.99 | 35.22 | 36.44 | 37.66 | 38.88 | 40.11 | 41.34 | Bioresource 2 | Aviation & Shipping
|  |  |  | Hydrogen | Hydrogen | Demand (TWh) | WS1 | Shipping | Aviation |  |  | TWh | 0 | 0 | 0 | 0.01 | 0.04 | 0.07 | 0.11 | 0.15 | 1.98 | 5.6 | 11.02 | 16.44 | 21.86 | 26.08 | 29.11 | 30.94 | 32.78 | 35.55 | 40.24 | 46.31 | 53.74 | 61.16 | 68.57 | 74.26 | 78.24 | 80.51 | 82.76 | 85 | Hydrogen 2 | Aviation & Shipping
|  |  |  | Petroleum | Aviation & shipping petroleum use CCC analysis | Demand (TWh) | [6 empty] | 209.6115 | 209.8297 | 208.4777 | 206.1448 | 203.4545 | 200.7962 | 197.6552 | 195.9709 | 192.1388 | 185.8267 | 178.4105 | 170.9417 | 164.6973 | 159.8009 | 155.9588 | 153.5256 | 151.1144 | 147.7759 | 139.1881 | 133.7258 | 127.1623 | 120.2823 | 113.6932 | 108.5035 | 104.5108 | 102.2018 | 99.8874 | 97.4802 | Other fuels 2 | Aviation & Shipping
|  |  | DACCS | Electricity | Electricity | Demand (TWh) | ES1 | DACCS |  |  |  | Consumption (TWh) | 0 | 0 | 0 | 0 | 0 | 0 | 0 | 0 | 0 | 0 | 0 | 0 | 0 | 0 | 0 | 0 | 0 | 0.6564 | 2.5093 | 6.487 | 10.8596 | 13.9573 | 17.1212 | 20.1636 | 22.7704 | 24.471 | 27.5381 | 30.2948 | Electricity 2 | DACCS
|  |  |  | Hydrogen | Hydrogen | Demand (TWh) | WS1 | Direct Air Carbon Capture and Storage |  |  |  | TWh | 0 | 0 | 0 | 0 | 0 | 0 | 0 | 0 | 0 | 0 | 0 | 0 | 0 | 0 | 0 | 0 | 0 | 0 | 0 | 0 | 0 | 0 | 0 | 0 | 0 | 0 | 0 | 0 | Hydrogen 2 | DACCS
|  | Energy supply | Electricity supply | Electricity | Solar | Generation (TWh) | ES1 | Solar |  |  |  | Generation (TWh) | 15.6412 | 19.2641 | 22.5857 | 25.8225 | 29.5759 | 33.8064 | 37.0804 | 39.1976 | 46.6383 | 54.0482 | 59.305 | 66.0542 | 69.9729 | 74.0534 | 77.5652 | 80.1587 | 84.232 | 87.9821 | 92.2812 | 95.4019 | 98.9152 | 103.4007 | 105.9881 | 107.5518 | 109.4551 | 111.4276 | 113.0232 | 114.5445 | Solar | Electricity 1
|  |  |  | Electricity | Offshore wind | Generation (TWh) | ES1 | Offshore Wind |  |  |  | Generation (TWh) | 59.9219 | 69.3402 | 87.9704 | 102.4522 | 108.9969 | 142.8768 | 165.4573 | 192.4107 | 207.5921 | 225.5327 | 263.8885 | 287.1925 | 312.6352 | 333.73 | 343.7649 | 345.8159 | 349.7382 | 351.2823 | 354.6443 | 354.7617 | 358.3841 | 358.5059 | 356.792 | 363.8924 | 367.5401 | 365.4361 | 365.0017 | 363.5012 | Offshore wind | Electricity 1
|  |  |  | Electricity | Onshore wind | Generation (TWh) | ES1 | Onshore Wind |  |  |  | Generation (TWh) | 36.1042 | 39.3254 | 42.7081 | 47.565 | 52.7463 | 58.8902 | 61.5437 | 57.9693 | 61.159 | 61.2256 | 59.7229 | 62.0293 | 63.5087 | 64.0773 | 64.7285 | 67.5059 | 68.2023 | 69.241 | 72.0933 | 73.4702 | 77.2672 | 83.0621 | 85.2683 | 87.9899 | 90.6667 | 94.782 | 97.0254 | 96.5058 | Onshore wind | Electricity 1
|  |  |  | Electricity | Nuclear (non hydrogen related) | Generation (TWh) | ES1 | Nuclear |  |  |  | Generation (TWh) | 42.477 | 43.439 | 41.4239 | 43.3657 | 26.4633 | 26.0718 | 19.6152 | 31.655 | 32.4415 | 31.3436 | 32.9559 | 31.6764 | 32.9908 | 26.3974 | 33.516 | 33.7762 | 52.7814 | 63.5584 | 64.0502 | 84.5048 | 86.3001 | 86.0114 | 95.0031 | 97.1006 | 93.1775 | 92.3121 | 95.1322 | 96.385 | Nuclear | Electricity 1
|  |  |  | Electricity | Other Renewables | Generation (TWh) | ES1 | Hydro | Marine | Other Renewables |  | Generation (TWh) | 12.0614 | 12.2693 | 11.8853 | 11.3191 | 10.9263 | 9.6122 | 9.2787 | 8.4216 | 8.0629 | 7.9477 | 7.4246 | 7.4298 | 7.19 | 7.3031 | 6.4193 | 7.1365 | 7.517 | 10.9358 | 11.0849 | 11.6321 | 11.6522 | 12.0061 | 12.1897 | 12.0664 | 12.324 | 12.4896 | 12.3079 | 12.2909 | Other renewables | Electricity 1
|  |  |  | Electricity | Non-networked renewables for hydrogen | Generation (TWh) | ES1 | Offshore Wind |  |  |  | Generation (TWh) | 0 | 0 | 0 | 0.02 | 0.04 | 0.14 | 0.17 | 0.42 | 0.5 | 0.63 | 0.71 | 0.96 | 1.18 | 1.25 | 1.56 | 1.81 | 2.4 | 2.91 | 3.31 | 3.65 | 4.34 | 5.07 | 5.71 | 6.04 | 6.53 | 6.92 | 7.17 | 7.23 | Non-networked generation | Electrolysis 2
|  |  |  | Hydrogen | Nuclear to produce hydrogen | Generation (TWh) | WS1 | Nuclear |  |  |  | TWh | 0 | 0 | 0 | 0 | 0.02 | 0.02 | 0.02 | 0.02 | 0.05 | 0.05 | 0.05 | 0.05 | 0.05 | 0.16 | 0.16 | 0.16 | 0.16 | 0.16 | 0.16 | 0.16 | 0.16 | 0.16 | 0.16 | 0.16 | 0.16 | 0.16 | 0.16 | 0.15 | Nuclear | Electrolysis 3
|  |  | Imports and exports | Electricity | Electricity import | Demand (TWh) | ES1 | Interconnectors |  |  |  | Import (TWh) | 20.6523 | 24.8795 | 19.0197 | 13.0799 | 21.3635 | 21.0821 | 15.8886 | 12.9847 | 20.0429 | 23.0102 | 21.6198 | 26.788 | 23.5835 | 30.5114 | 30.8853 | 33.7039 | 33.9533 | 33.919 | 34.8253 | 35.5208 | 37.5342 | 42.1333 | 43.0821 | 41.9932 | 42.4807 | 45.196 | 46.1762 | 49.8914 | Electricity import | Electricity 1
|  |  |  | Electricity | Electricity export | Demand (TWh) | ES1 | Interconnectors |  |  |  | Export (TWh) | 14.5264 | 19.3796 | 29.6873 | 39.0206 | 33.9222 | 47.6546 | 56.0493 | 66.5925 | 83.5222 | 91.844 | 111.5225 | 120.2876 | 126.6338 | 129.8767 | 127.2487 | 122.8365 | 125.8256 | 127.3183 | 126.0483 | 126.2899 | 122.3175 | 115.6682 | 115.711 | 118.8141 | 117.1442 | 115.2261 | 114.6095 | 107.735 | Electricity 2 | Electricity export
|  |  |  | Hydrogen | Hydrogen import | Demand (TWh) | WS1 | Imports |  |  |  | TWh | 0 | 0 | 0 | 0 | 0 | 0 | 0 | 0 | 0 | 0 | 0 | 0 | 0 | 0 | 0 | 0 | 0 | 0 | 0 | 0 | 0 | 0 | 0 | 0 | 0 | 0 | 0 | 0 | Hydrogen import | Hydrogen 1
|  |  |  | Hydrogen | Hydrogen export | Demand (TWh) | WS1 | Exports |  |  |  | TWh | 0 | 0 | 0 | 0 | 0 | 0 | 0 | 0 | 0 | 0 | 0 | 0 | 0 | 0 | 0 | 0 | 0 | 0 | 0 | 0 | 0 | 0 | 0 | 0 | 0 | 0 | 0 | 0 | Hydrogen 2 | Hydrogen export
|  | Transformation demand | Methane reformation | Gas | Natural gas for Methane Reformation | Demand (TWh) | ED3 | Hydrogen Production - Natural Gas Demand |  |  |  | GWh | 0 | 0.01 | 0.02 | 0.02 | 3.96 | 20.37 | 28.49 | 33.87 | 34.52 | 34.47 | 46.54 | 46.54 | 49.85 | 51.17 | 53.62 | 53.63 | 49.26 | 50.25 | 50.02 | 52.96 | 58.29 | 55.29 | 61.62 | 70.71 | 78.67 | 80.39 | 77.89 | 74.89 | Natural gas 2 | Methane reforming
|  |  |  | Bioresources | Bioresources for Methane Reformation | Demand (TWh) | WS1 | Hydrogen |  |  |  | TWh | 0 | 0 | 0 | 0 | 0 | 0 | 0 | 1.16 | 1.19 | 1.18 | 1.15 | 1.19 | 1.55 | 6.35 | 6.78 | 7.2 | 6.89 | 6.91 | 7.01 | 8.82 | 9.2 | 9.23 | 9.97 | 9.94 | 9.97 | 9.97 | 9.97 | 9.97 | Bioresource | Methane reforming
|  |  |  | Hydrogen | Hydrogen produced from Methane Reformation (natural gas) | Production (TWh) | WS1 | Methane Reformation with CCUS |  |  |  | TWh | 0 | 0.01 | 0.01 | 0.01 | 2.49 | 13.03 | 18.22 | 25.69 | 26.22 | 26.19 | 35.07 | 35.11 | 37.62 | 38.62 | 40.69 | 40.72 | 37.53 | 38.32 | 38.26 | 40.56 | 45.1 | 43.07 | 48.37 | 56.3 | 62.74 | 64.22 | 62.32 | 59.95 | Methane reforming | Hydrogen 1
|  |  |  | Hydrogen | Hydrogen produced from Methane Reformation (biomethane) | Production (TWh) | WS1 | Biomass gasification |  |  |  | TWh | 0 | 0 | 0 | 0 | 0 | 0 | 0 | 0.78 | 0.8 | 0.79 | 0.77 | 0.8 | 1.06 | 4.35 | 4.64 | 4.93 | 4.71 | 4.73 | 4.8 | 6.03 | 6.3 | 6.31 | 6.94 | 6.92 | 6.94 | 6.94 | 6.94 | 6.94 | Methane reforming | Hydrogen 1
|  |  | Storage | Hydrogen | Storage | Total annual TWh hydrogen stored | WS1 | [5 empty] | 0 | 0 | 0 | 0 | 0 | 0 | 0 | 1.09 | 1.14 | 1.29 | 1.83 | 2.78 | 3.12 | 3.22 | 3.86 | 3.98 | 4.79 | 5.2 | 7.37 | 8.32 | 11.42 | 12.65 | 14.85 | 14.98 | 16.89 | 17.17 | 18.54 | 18.88 | Hydrogen 1 | Hydrogen storage
|  |  |  | Hydrogen | Hydrogen storage supply | Supply from hydrogen storage | WS1 | [5 empty] | 0 | 0 | 0 | 0 | 0 | 0 | 0 | 1.09 | 1.14 | 1.29 | 1.83 | 2.78 | 3.12 | 3.22 | 3.86 | 3.98 | 4.79 | 5.2 | 7.37 | 8.32 | 11.42 | 12.65 | 14.85 | 14.98 | 16.89 | 17.17 | 18.54 | 18.88 | Hydrogen storage | Hydrogen 2
|  |  |  | Electricity | Electricity storage | Total annual TWh electricity stored | ES1 | Storage Consumption (TWh) |  |  |  | Consumption (TWh) | 0.87292 | 1.5686 | 4.3244 | 8.3903 | 9.7382 | 21.8246 | 32.2975 | 35.1792 | 32.411 | 37.1 | 41.1865 | 41.51 | 41.3729 | 42.0822 | 42.4119 | 41.1066 | 42.395 | 41.3762 | 39.188 | 39.5409 | 38.3994 | 36.5817 | 35.5913 | 32.7191 | 30.8926 | 27.4361 | 26.4656 | 25.0074 | Electricity 1 | Electricity storage
[6 empty] | Storage output (TWh) | ES1 | Storage |  |  |  | Generation (TWh) | 0.64464 | 1.1384 | 3.0939 | 5.9611 | 6.9142 | 15.4199 | 22.8627 | 25.0271 | 23.0512 | 26.4362 | 29.2437 | 29.1562 | 28.8009 | 29.1411 | 29.2914 | 28.189 | 29.0016 | 28.2833 | 26.741 | 26.9413 | 26.1506 | 24.8405 | 24.1487 | 22.279 | 21.0691 | 18.6651 | 17.9956 | 17.0108 | Electricity storage | Electricity 2
|  |  | Electrolysis | Electricity | Electricity demand (network connected) | Electricity demand (TWh) | WS1 | Networked Electricity |  |  |  | TWh | 0.03 | 0.06 | 1.05 | 1.94 | 3.64 | 7.35 | 7.32 | 14.37 | 17.33 | 20 | 20.51 | 25.72 | 29.17 | 31.14 | 34.58 | 37.16 | 44.91 | 48.99 | 61.03 | 65.7 | 79.29 | 93.4 | 99.74 | 111.55 | 117.51 | 121.95 | 129.5 | 127.52 | Electricity 1 | Electrolysis
|  |  |  | Hydrogen | Hydrogen produced (network connected) | Hydrogen produced (TWh) | WS1 | Networked Electrolysis |  |  |  | TWh | 0.02 | 0.04 | 0.7 | 1.29 | 2.43 | 4.9 | 4.88 | 11.79 | 14.16 | 16.36 | 16.77 | 21.09 | 24.37 | 25.96 | 28.71 | 30.76 | 36.93 | 40.86 | 50.62 | 54.4 | 65.41 | 76.87 | 82.49 | 92.14 | 96.98 | 100.61 | 106.75 | 110.41 | Electrolysis | Hydrogen 1
|  |  |  | Electricity | Additional electrolysis for hydrogen export |  | WS1 |  |  |  |  | TWh | 0 | 0 | 0 | 0 | 0 | 0 | 0 | 0 | 0 | 0 | 0 | 0 | 0 | 0 | 0 | 0 | 0 | 0 | 0 | 0 | 0 | 0 | 0 | 0 | 0 | 0 | 0 | 0 | Electricity 1 | Electrolysis
|  |  |  | Hydrogen | Hydrogen produced for export | Demand (TWh) | WS1 | Exports |  |  |  | TWh | 0 | 0 | 0 | 0 | 0 | 0 | 0 | 0 | 0 | 0 | 0 | 0 | 0 | 0 | 0 | 0 | 0 | 0 | 0 | 0 | 0 | 0 | 0 | 0 | 0 | 0 | 0 | 0 | Electrolysis | Hydrogen 1
|  |  |  | Hydrogen | Hydrogen produced by non-networked wind/electrolysis | Hydrogen produced (TWh) | WS1 | Non-networked Electrolysis |  |  |  | TWh | 0 | 0 | 0 | 0.01 | 0.03 | 0.09 | 0.11 | 0.3 | 0.36 | 0.46 | 0.53 | 0.71 | 0.88 | 0.97 | 1.18 | 1.34 | 1.87 | 2.15 | 2.52 | 2.67 | 3.18 | 3.71 | 4.09 | 4.39 | 4.64 | 4.88 | 5.09 | 5.31 | Electrolysis 2 | Hydrogen 1
|  |  |  | Hydrogen | Hydrogen produced by nuclear connected electrolysis | Hydrogen produced (TWh) | WS1 | Nuclear Electrolysis |  |  |  | TWh | 0 | 0 | 0 | 0 | 0.02 | 0.02 | 0.02 | 0 | 0 | 0 | 0 | 0 | 0 | 0 | 0 | 0 | 0 | 0 | 0 | 0 | 0 | 0 | 0 | 0 | 0 | 0 | 0 | 0 | Electrolysis 3 | Hydrogen 1
|  |  | Hydrogen elec generation | Hydrogen | Hydrogen demand | Demand (TWh) | WS1 | Power Generation |  |  |  | TWh | 0 | 0 | 0 | 0 | 0 | 0 | 0.27 | 0.89 | 1.38 | 1.99 | 2.14 | 4.88 | 5.59 | 4.65 | 5.62 | 6.17 | 5.07 | 4.63 | 5.73 | 5.27 | 8.72 | 9.33 | 9.95 | 20.58 | 23.03 | 24.25 | 22.45 | 20.55 | Hydrogen 1 | Hydrogen generation
|  |  |  | Electricity | Electricity produced | Generation (TWh) | ES1 | Hydrogen | Hydrogen CHP |  |  | Generation (TWh) | 0 | 0 | 0 | 0 | 0 | 0 | 0.11044 | 0.34215 | 0.53992 | 0.77866 | 0.85627 | 1.6745 | 1.9954 | 1.607 | 2.011 | 2.223 | 1.7869 | 1.5987 | 2.0381 | 1.8529 | 3.0444 | 2.9846 | 3.2138 | 5.9799 | 6.8648 | 7.3353 | 6.6375 | 5.8073 | Hydrogen generation | Electricity 2
|  |  | Gas elec generation | Gas | Gas demand | Demand (TWh) | ED3 | Total gas demand (gas NTS connected only) for electricity generation | LDZ connected peaking/flexible plants (estimated) |  |  | GWh | 177.6118 | 101.3198 | 99.4576 | 99.0819 | 103.9033 | 96.8634 | 77.4042 | 55.9036 | 44.9712 | 41.3107 | 37.604 | 18.6806 | 22.4379 | 27.849 | 23.1642 | 28.9635 | 29.0774 | 37.3434 | 48.3792 | 42.6505 | 42.4964 | 42.525 | 45.1235 | 46.3418 | 55.2932 | 53.9007 | 51.3908 | 47.8806 | Natural gas | Gas gen
|  |  |  | Electricity | Electricity produced | Generation (TWh) | ES1 | Gas | CCS Gas |  |  | Generation (TWh) | 67.1242 | 51.1098 | 45.2869 | 44.9416 | 47.9286 | 43.2462 | 37.4239 | 31.9889 | 25.9923 | 23.8911 | 19.5033 | 13.3014 | 13.5327 | 12.9911 | 10.9902 | 13.5726 | 13.7769 | 17.2113 | 22.9903 | 20.0679 | 20.1169 | 20.07 | 21.9623 | 21.6189 | 25.3356 | 25.2395 | 24.417 | 22.0972 | Gas gen | Electricity 1
|  |  | Biomass/BECCS elec generation | Bioenergy | Bioresources demand | Demand (TWh) | WS1 | Power Generation |  |  | Waste | TWh | 84.5923 | 78.3421 | 80.2001 | 70.4065 | 55.6798 | 38.736 | 43.4568 | 47.043 | 53.3852 | 65.1412 | 77.5569 | 77.0524 | 73.9895 | 73.8022 | 87.4478 | 89.392 | 89.7874 | 89.4347 | 89.0924 | 88.7734 | 89.1408 | 88.5935 | 88.7175 | 87.3962 | 88.7364 | 89.1024 | 88.3911 | 88.2963 | Bioresource | Bio gen
|  |  |  | Electricity | Electricity produced | Generation (TWh) | ES1 | Biomass | CCS Biomass |  |  | Generation (TWh) | 30.1 | 27.7861 | 28.1675 | 25.1225 | 19.9127 | 13.8219 | 15.5646 | 15.9859 | 17.3417 | 20.5948 | 24.1052 | 24.0211 | 22.9472 | 22.9254 | 26.3319 | 26.9795 | 27.0898 | 26.9933 | 26.8772 | 26.7629 | 26.8541 | 26.6909 | 26.7249 | 26.3073 | 26.7239 | 26.8393 | 26.6109 | 26.5482 | Bio gen | Electricity 1
|  |  | Other thermal elec generation | Other fuels | Other thermal generation - coal, diesel, fuel oil | Demand (TWh) | [6 empty] | 3.5133 | 3.2337 | 0 | 0 | 0 | 0 | 0 | 0 | 0 | 0 | 0 | 0 | 0 | 0 | 0 | 0 | 0 | 0 | 0 | 0 | 0 | 0 | 0 | 0 | 0 | 0 | 0 | 0 | Other fuels | Other thermal
|  |  |  | Electricity | Electricity produced | Generation (TWh) | ES1 | Coal | Coal |  |  | Generation (TWh) | 1.1945 | 1.0995 | 0 | 0 | 0 | 0 | 0 | 0 | 0 | 0 | 0 | 0 | 0 | 0 | 0 | 0 | 0 | 0 | 0 | 0 | 0 | 0 | 0 | 0 | 0 | 0 | 0 | 0 | Other thermal | Electricity 1
|  |  | Energy from waste generation | Bioenergy | Bioenergy - waste powergen | TWh | WS1 | Waste |  |  |  | TWh | 40.7549 | 43.6579 | 42.6411 | 40.5002 | 39.5946 | 33.7986 | 32.352 | 28.7893 | 26.9391 | 26.337 | 23.178 | 22.6336 | 21.864 | 21.2676 | 17.2772 | 19.197 | 20.2559 | 20.7387 | 20.8516 | 19.5294 | 18.9209 | 18.447 | 18.8647 | 18.0148 | 17.9421 | 17.2209 | 16.2202 | 15.7624 | Bioresource | Energy from waste
|  |  |  | Other fuels | Non-biogenic waste for power | TWh | WS1 | [5 empty] | 40.7549 | 43.6579 | 42.6411 | 40.5002 | 39.5946 | 33.7986 | 32.352 | 28.7893 | 26.9391 | 26.337 | 23.178 | 22.6336 | 21.864 | 21.2676 | 17.2772 | 19.197 | 20.2559 | 20.7387 | 20.8516 | 19.5294 | 18.9209 | 18.447 | 18.8647 | 18.0148 | 17.9421 | 17.2209 | 16.2202 | 15.7624 | Other fuels | Energy from waste
|  |  |  | Electricity | Electricity prouced from waste | Generation (TWh) | ES1 | Waste |  |  |  | Generation (TWh) | 13.816 | 15.456 | 15.5672 | 15.1314 | 15.2901 | 13.6189 | 13.2545 | 12.2654 | 11.7019 | 11.5267 | 10.3767 | 10.0458 | 10.0459 | 9.3252 | 8.1316 | 8.5825 | 8.9971 | 9.061 | 9.1855 | 8.611 | 8.387 | 8.2994 | 8.193 | 7.8599 | 7.6722 | 7.2309 | 6.7818 | 6.613 | Energy from waste | Electricity 1
|  |  |  | Electricity | Energy from waste adjustment
|  |  | Green Gas | Bioenergy | Bioresource demand | Demand (TWh) | WS1 | Green Gas Blending |  |  |  | TWh | 7.3054 | 9.1488 | 10.9923 | 12.8357 | 14.6791 | 16.5225 | 18.3659 | 20.2093 | 19.2707 | 18.4125 | 15.8815 | 15.4429 | 14.0365 | 12.8016 | 11.4826 | 10.9056 | 11.4563 | 10.6104 | 9.6663 | 9.7352 | 8.8773 | 9.2847 | 8.0542 | 6.5416 | 4.49 | 4.3211 | 4.9254 | 2.5312 | Bioresource | Natural gas 2
|  |  | Hydrogen blending | Hydrogen | Hydrogen for blending | Demand (TWh) | WS1 | Blending |  |  |  | TWh | 0 | 0 | 0 | 0.56 | 3.47 | 14.13 | 14.66 | 14.54 | 15.11 | 11.29 | 10.02 | 6 | 6.02 | 5.8 | 3.45 | 1.25 | 0 | 0 | 0 | 0 | 0 | 0 | 0 | 0 | 0 | 0 | 0 | 0 | Hydrogen 2 | Natural gas 3
|  | Losses | Network and storage losses | Gas | Natural gas shrinkage losses | Shrinkage Losses (TWh) | ED3 | Total (NTS+LDZ) gas shrinkage |  |  |  | GWh | 5.6679 | 5.0161 | 5.0054 | 4.9045 | 4.8992 | 4.9693 | 4.9615 | 4.8341 | 4.661 | 4.5316 | 4.4648 | 3.1309 | 2.8638 | 2.6042 | 2.3654 | 2.1514 | 1.9089 | 1.7326 | 1.5742 | 1.3812 | 1.2292 | 1.065 | 0.96346 | 0.88344 | 0.83845 | 0.74913 | 0.6468 | 0.5503 | Natural gas 3 | Losses
|  |  |  | Electricity | Electricity network losses (Tx and Dx) | TWh | ED1 | GBFES System Losses: Transmission | GBFES System Losses: Distribution |  |  | GWh | 21.42 | 20.501 | 20.078 | 20.204 | 20.471 | 20.848 | 21.354 | 21.976 | 22.724 | 23.633 | 24.7 | 25.79 | 26.944 | 28.197 | 29.501 | 30.749 | 31.916 | 32.909 | 33.746 | 34.475 | 35.078 | 35.57 | 35.934 | 36.24 | 36.526 | 36.753 | 36.84 | 36.99 | Electricity 2 | Losses
|  |  |  | Electricity | Other electricity losses (station load, pumping, flexibility conversion losses etc) | TWh |  | Demand Total (TWh) - Excluding Electrolysis |  |  |  | Demand Total (TWh) | 5.345 | 5.3102 | 5.319 | 5.3845 | 5.485 | 5.628 | 5.7595 | 5.9251 | 6.1349 | 6.4067 | 6.6674 | 6.9602 | 7.26 | 7.6114 | 7.9297 | 8.2545 | 8.5683 | 8.8658 | 9.0712 | 9.2747 | 9.4556 | 9.6404 | 9.7342 | 9.8324 | 9.9192 | 10.0182 | 10.0284 | 10.0649 | Electricity 2 | Losses
|  |  |  | Electricity | Electricity storage conversion losses | TWh | ES1 | [5 empty] | 0.22827 | 0.43021 | 1.2305 | 2.4292 | 2.8239 | 6.4047 | 9.4348 | 10.152 | 9.3598 | 10.6638 | 11.9428 | 12.3538 | 12.572 | 12.9411 | 13.1205 | 12.9176 | 13.3934 | 13.0928 | 12.447 | 12.5996 | 12.2488 | 11.7412 | 11.4426 | 10.4401 | 9.8235 | 8.771 | 8.4701 | 7.9965 | Electricity storage | Losses
|  |  |  | Hydrogen | Hydrogen Tx and Dx losses | TWh | WS1 | Transmission Losses |  |  |  | TWh | 0 | 0 | 0 | 0.01 | 0.02 | 0.08 | 0.08 | 0.08 | 0.11 | 0.13 | 0.13 | 0.17 | 0.19 | 0.19 | 0.27 | 0.3 | 0.38 | 0.42 | 0.53 | 0.56 | 0.69 | 0.96 | 0.97 | 1.32 | 1.41 | 1.44 | 1.47 | 1.48 | Hydrogen 2 | Losses
|  |  | Thermal generation losses | Gas | Gas generation losses | TWh | [6 empty] | 110.4876 | 50.21 | 54.1706 | 54.1403 | 55.9746 | 53.6171 | 39.9803 | 23.9147 | 18.9789 | 17.4196 | 18.1007 | 5.3792 | 8.9053 | 14.858 | 12.1739 | 15.3909 | 15.3005 | 20.1321 | 25.3889 | 22.5826 | 22.3796 | 22.455 | 23.1612 | 24.7228 | 29.9576 | 28.6612 | 26.9739 | 25.7833 | Gas gen | Losses
|  |  |  | Bioresource | Biomass/BECCS generation losses | TWh | [6 empty] | 54.4923 | 50.556 | 52.0326 | 45.284 | 35.7671 | 24.9142 | 27.8923 | 31.0571 | 36.0435 | 44.5465 | 53.4517 | 53.0313 | 51.0423 | 50.8768 | 61.1159 | 62.4126 | 62.6976 | 62.4415 | 62.2153 | 62.0105 | 62.2867 | 61.9025 | 61.9926 | 61.0889 | 62.0125 | 62.2632 | 61.7802 | 61.7481 | Bio gen | Losses
|  |  |  | Hydrogen | Hydrogen generation losses | TWh | [6 empty] | 0 | 0 | 0 | 0 | 0 | 0 | 0.15956 | 0.54785 | 0.84008 | 1.2113 | 1.2837 | 3.2055 | 3.5946 | 3.043 | 3.609 | 3.947 | 3.2831 | 3.0313 | 3.6919 | 3.4171 | 5.6756 | 6.3454 | 6.7362 | 14.6001 | 16.1652 | 16.9147 | 15.8125 | 14.7427 | Hydrogen generation | Losses
|  |  |  | Waste | Energy from waste losses | TWh | [5 empty] | TWh | 67.6938 | 71.8599 | 69.715 | 65.869 | 63.8991 | 53.9783 | 51.4495 | 45.3132 | 42.1763 | 41.1472 | 35.9793 | 35.2214 | 33.682 | 33.2099 | 26.4228 | 29.8114 | 31.5146 | 32.4164 | 32.5178 | 30.4477 | 29.4548 | 28.5947 | 29.5365 | 28.1696 | 28.2121 | 27.2108 | 25.6585 | 24.9118 | Energy from waste | Losses
|  |  |  | Other fuels | Other thermal losses | TWh | [6 empty] | 2.3188 | 2.1343 | 0 | 0 | 0 | 0 | 0 | 0 | 0 | 0 | 0 | 0 | 0 | 0 | 0 | 0 | 0 | 0 | 0 | 0 | 0 | 0 | 0 | 0 | 0 | 0 | 0 | 0 | Other thermal | Losses
|  |  | Hydrogen production losses | Electricity | Grid-connected electrolysis losses | TWh | [6 empty] | 0.01 | 0.02 | 0.35 | 0.65 | 1.21 | 2.45 | 2.44 | 2.58 | 3.17 | 3.64 | 3.74 | 4.63 | 4.8 | 5.18 | 5.87 | 6.4 | 7.98 | 8.13 | 10.41 | 11.3 | 13.88 | 16.53 | 17.25 | 19.41 | 20.53 | 21.34 | 22.75 | 17.11 | Electrolysis | Losses
|  |  |  | Electricity | Non-networked electrolysis losses | TWh | [6 empty] | 0 | 0 | 0 | 0.01 | 0.01 | 0.05 | 0.06 | 0.12 | 0.14 | 0.17 | 0.18 | 0.25 | 0.3 | 0.28 | 0.38 | 0.47 | 0.53 | 0.76 | 0.79 | 0.98 | 1.16 | 1.36 | 1.62 | 1.65 | 1.89 | 2.04 | 2.08 | 1.92 | Electrolysis 2 | Losses
|  |  |  | Electricity | Nuclear electrolysis losses | TWh | [6 empty] | 0 | 0 | 0 | 0 | 0 | 0 | 0 | 0.02 | 0.05 | 0.05 | 0.05 | 0.05 | 0.05 | 0.16 | 0.16 | 0.16 | 0.16 | 0.16 | 0.16 | 0.16 | 0.16 | 0.16 | 0.16 | 0.16 | 0.16 | 0.16 | 0.16 | 0.15 | Electrolysis 3 | Losses
|  |  |  | Gas | Methane reformation losses | TWh | [6 empty] | 0 | 0 | 0.01 | 0.01 | 1.47 | 7.34 | 10.27 | 8.56 | 8.69 | 8.67 | 11.85 | 11.82 | 12.72 | 14.55 | 15.07 | 15.18 | 13.91 | 14.11 | 13.97 | 15.19 | 16.09 | 15.14 | 16.28 | 17.43 | 18.96 | 19.2 | 18.6 | 17.97 | Methane reforming | Losses
|  | Energy curtailment |  | Electricity | Total energy curtailment | Generation (TWh) | ES1 |  |  |  |  | Curtailment (TWh) | 0.0045375 | 0.14766 | 0.70194 | 2.1287 | 2.4687 | 8.3364 | 16.0302 | 31.3945 | 25.8937 | 29.2791 | 43.2373 | 48.224 | 58.3781 | 59.0317 | 65.8091 | 62.8559 | 64.1196 | 64.266 | 58.4698 | 59.77 | 54.5094 | 50.8804 | 50.9604 | 50.1943 | 44.3669 | 43.2648 | 40.7293 | 42.9117 | Electricity 1 | Curtailment
|  |  |  | Electricity | Offshore wind |  |  | Offshore wind |  |  |  | Curtailment (TWh) | 0 | 0.098513 | 0.466 | 1.329 | 1.3944 | 4.5867 | 10.3531 | 15.8051 | 12.1047 | 13.2745 | 22.7569 | 27.6951 | 36.7086 | 36.458 | 42.4681 | 40.4172 | 40.5175 | 39.7804 | 35.6114 | 35.494 | 31.8716 | 32.5569 | 33.4637 | 34.3114 | 30.6637 | 33.5855 | 33.2022 | 34.7027 | Offshore wind | Electricity 1
|  |  |  | Electricity | Onshore wind |  |  | Onshore wind |  |  |  | Curtailment (TWh) | 0.0045375 | 0.048258 | 0.22835 | 0.76151 | 0.99957 | 3.4272 | 5.1051 | 12.2299 | 11.0362 | 12.5671 | 15.6995 | 16.0555 | 16.9464 | 18.1046 | 19.0457 | 18.0573 | 19.2425 | 20.3059 | 19.5137 | 20.576 | 19.2303 | 15.303 | 14.9113 | 13.5854 | 11.7937 | 8.2363 | 6.2473 | 7.0181 | Onshore wind | Electricity 1
|  |  |  | Electricity | Solar |  |  | Solar |  |  |  | Curtailment (TWh) | 0 | 0.00089307 | 0.0075986 | 0.038199 | 0.074682 | 0.32245 | 0.57205 | 3.3595 | 2.7529 | 3.4374 | 4.7809 | 4.4734 | 4.7231 | 4.469 | 4.2952 | 4.3815 | 4.3596 | 4.1797 | 3.3446 | 3.6999 | 3.4075 | 3.0206 | 2.5854 | 2.2974 | 1.9094 | 1.443 | 1.2798 | 1.1909 | Solar | Electricity 1
|  | Energy flow diagram transformation flows and combined flows | Transformation flows |  | Electricity Transformation | [7 empty] | 298.1897 | 302.3402 | 309.2403 | 318.4696 | 319.8255 | 333.852 | 335.4894 | 353.33 | 381.2316 | 402.0206 | 437.2056 | 461.3085 | 485.8642 | 508.0921 | 525.3412 | 538.965 | 558.983 | 579.8181 | 587.814 | 605.4923 | 607.7217 | 610.1982 | 619.872 | 622.1114 | 626.9732 | 631.567 | 630.5106 | 635.8501 | Electricity 1 | Electricity 2
[5 empty] | Natural gas transformation | [7 empty] | 494.2473 | 504.0647 | 498.8712 | 492.9648 | 480.3701 | 455.8518 | 438.1513 | 419.4596 | 398.9229 | 381.6923 | 359.5145 | 337.3273 | 310.9585 | 279.6472 | 251.9066 | 225.0878 | 198.276 | 172.0653 | 147.3621 | 124.7173 | 103.4508 | 84.4885 | 67.7944 | 53.1513 | 39.7631 | 28.6449 | 18.3853 | 9.5562 | Natural gas 2 | Natural gas 3
[5 empty] | Natural gas 2 transformation | [7 empty] | 486.9419 | 494.9259 | 487.899 | 480.1491 | 469.651 | 459.6993 | 448.2754 | 433.1202 | 414.1723 | 397.7498 | 390.1729 | 368.4244 | 346.772 | 318.0156 | 294.0439 | 267.8122 | 236.0797 | 211.7049 | 187.7158 | 167.942 | 152.8635 | 130.4937 | 121.3602 | 117.3197 | 113.9432 | 104.7138 | 91.3499 | 81.915 | Natural gas | Natural gas 2
[5 empty] | Hydrogen transformation | [7 empty] | 0.02 | 0.05 | 0.71 | 1.31 | 4.97 | 18.04 | 22.96 | 36.58 | 39.02 | 40.52 | 49.17 | 50.05 | 55.22 | 62.03 | 65.74 | 67.6 | 71.18 | 76.23 | 83.1 | 90.07 | 99.85 | 107.98 | 117.09 | 124.19 | 131.38 | 135.23 | 140.11 | 143.18 | Hydrogen 1 | Hydrogen 2
[5 empty] | Bioresource transformation | [7 empty] | 37.452 | 41.5986 | 45.6953 | 50.0075 | 50.9098 | 51.2399 | 51.8949 | 53.4051 | 54.7389 | 56.7803 | 56.577 | 56.2852 | 55.7885 | 56.9503 | 57.5107 | 58.0966 | 58.6099 | 59.8653 | 60.9039 | 61.4035 | 62.0706 | 63.1404 | 64.8931 | 66.6125 | 68.4428 | 70.3058 | 72.4997 | 74.6727 | Bioresource | Bioresource 2
[5 empty] | Other fuels transformation | [7 empty] | 638.1133 | 623.6243 | 605.636 | 585.246 | 567.0639 | 547.381 | 525.3146 | 502.6388 | 476.1828 | 445.398 | 413.7436 | 380.5357 | 347.4737 | 317.3707 | 289.1437 | 263.0498 | 238.2571 | 215.6864 | 191.3098 | 172.6281 | 154.8013 | 138.6592 | 127.0753 | 117.8593 | 110.7415 | 105.8219 | 102.8915 | 97.9541 | Other fuels | Other fuels 2
|  |  | Combined flows for diagrams |  | Total offshore wind generation | [7 empty] | 59.9219 | 69.4387 | 88.4364 | 103.7812 | 110.3913 | 147.4635 | 175.8104 | 208.2158 | 219.6967 | 238.8072 | 286.6454 | 314.8876 | 349.3439 | 370.188 | 386.233 | 386.233 | 390.2557 | 391.0628 | 390.2557 | 390.2557 | 390.2557 | 391.0628 | 390.2557 | 398.2038 | 398.2038 | 399.0215 | 398.2038 | 398.2038 | Offshore wind | Electricity 1
[5 empty] | Total onshore wind generation | [7 empty] | 36.1087 | 39.3737 | 42.9364 | 48.3266 | 53.7458 | 62.3174 | 66.6488 | 70.1992 | 72.1952 | 73.7928 | 75.4224 | 78.0849 | 80.4551 | 82.1819 | 83.7743 | 85.5632 | 87.4449 | 89.5469 | 91.607 | 94.0462 | 96.4975 | 98.3651 | 100.1796 | 101.5754 | 102.4604 | 103.0184 | 103.2727 | 103.524 | Onshore wind | Electricity 1
[5 empty] | Total solar generation | [7 empty] | 15.6412 | 19.265 | 22.5933 | 25.8607 | 29.6506 | 34.1289 | 37.6525 | 42.5571 | 49.3911 | 57.4856 | 64.086 | 70.5276 | 74.696 | 78.5224 | 81.8604 | 84.5401 | 88.5916 | 92.1618 | 95.6258 | 99.1018 | 102.3227 | 106.4213 | 108.5735 | 109.8493 | 111.3645 | 112.8706 | 114.3031 | 115.7355 | Solar | Electricity 1
[5 empty] | Total Electrolysis 1 in | [7 empty] | 0.03 | 0.06 | 1.05 | 1.94 | 3.64 | 7.35 | 7.32 | 14.37 | 17.33 | 20 | 20.51 | 25.72 | 29.17 | 31.14 | 34.58 | 37.16 | 44.91 | 48.99 | 61.03 | 65.7 | 79.29 | 93.4 | 99.74 | 111.55 | 117.51 | 121.95 | 129.5 | 127.52 | Electricity 1 | Electrolysis
[5 empty] | Total Electrolysis 1 Hydrogen out | [7 empty] | 0.02 | 0.04 | 0.7 | 1.29 | 2.43 | 4.9 | 4.88 | 11.79 | 14.16 | 16.36 | 16.77 | 21.09 | 24.37 | 25.96 | 28.71 | 30.76 | 36.93 | 40.86 | 50.62 | 54.4 | 65.41 | 76.87 | 82.49 | 92.14 | 96.98 | 100.61 | 106.75 | 110.41 | Electrolysis | Hydrogen 1
[5 empty] | Total Transport electricity demand | [7 empty] | 9.424 | 11.387 | 13.722 | 16.572 | 19.954 | 23.968 | 28.635 | 34.199 | 40.538 | 47.601 | 55.185 | 63.011 | 71.208 | 79.011 | 87.116 | 95.172 | 103.211 | 110.101 | 115.903 | 120.845 | 125.112 | 128.575 | 130.519 | 132.039 | 133.179 | 133.899 | 133.206 | 132.232 | Electricity 2 | Transport
[5 empty] | Total transport hydrogen demand | [7 empty] | 0.023972 | 0.042434 | 0.71371 | 0.73837 | 0.76684 | 0.79965 | 0.83732 | 1.1306 | 1.1803 | 1.2364 | 1.2968 | 1.3634 | 1.568 | 1.6485 | 1.7592 | 1.9133 | 2.1363 | 2.4196 | 2.5755 | 2.7559 | 2.9668 | 3.2181 | 3.5557 | 3.9243 | 4.3778 | 4.8987 | 5.3481 | 5.8823 | Hydrogen 2 | Transport
[5 empty] | Electricity 2 losses | [7 empty] | 26.765 | 25.8112 | 25.397 | 25.5885 | 25.956 | 26.476 | 27.1135 | 27.9011 | 28.8589 | 30.0397 | 31.3674 | 32.7502 | 34.204 | 35.8084 | 37.4307 | 39.0035 | 40.4843 | 41.7748 | 42.8172 | 43.7497 | 44.5336 | 45.2104 | 45.6682 | 46.0724 | 46.4452 | 46.7712 | 46.8684 | 47.0549 | Electricity 2 | Losses
|  | Totals for energy supply categories |  |  | Total energy supply | [7 empty] | 1703.9023 | 1648.1742 | 1641.4573 | 1624.4802 | 1593.6769 | 1578.8754 | 1554.5001 | 1545.532 | 1520.1696 | 1511.7136 | 1527.9561 | 1493.2827 | 1475.2655 | 1452.1887 | 1428.5357 | 1396.7366 | 1373.7733 | 1357.2872 | 1326.6995 | 1309.883 | 1286.3542 | 1260.0506 | 1258.0768 | 1255.0293 | 1254.2022 | 1244.5656 | 1230.5846 | 1218.1554
[5 empty] | Natural gas | [7 empty] | 664.5536 | 596.2457 | 587.3566 | 579.231 | 573.5542 | 556.5627 | 525.6796 | 489.0238 | 459.1434 | 439.0605 | 427.7769 | 387.105 | 369.2099 | 345.8646 | 317.2081 | 296.7757 | 265.1571 | 249.0483 | 236.095 | 210.5925 | 195.3599 | 173.0187 | 166.4836 | 163.6615 | 169.2364 | 158.6145 | 142.7407 | 129.7955
[5 empty] | Hydrogen import | [7 empty] | 0 | 0 | 0 | 0 | 0 | 0 | 0 | 0 | 0 | 0 | 0 | 0 | 0 | 0 | 0 | 0 | 0 | 0 | 0 | 0 | 0 | 0 | 0 | 0 | 0 | 0 | 0 | 0
[5 empty] | Non-networked generation | [7 empty] | 0 | 0 | 0 | 0.02 | 0.04 | 0.14 | 0.17 | 0.42 | 0.5 | 0.63 | 0.71 | 0.96 | 1.18 | 1.25 | 1.56 | 1.81 | 2.4 | 2.91 | 3.31 | 3.65 | 4.34 | 5.07 | 5.71 | 6.04 | 6.53 | 6.92 | 7.17 | 7.23
[5 empty] | Nuclear | [7 empty] | 42.477 | 43.439 | 41.4239 | 43.3657 | 26.4833 | 26.0918 | 19.6352 | 31.675 | 32.4915 | 31.3936 | 33.0059 | 31.7264 | 33.0408 | 26.5574 | 33.676 | 33.9362 | 52.9414 | 63.7184 | 64.2102 | 84.6648 | 86.4601 | 86.1714 | 95.1631 | 97.2606 | 93.3375 | 92.4721 | 95.2922 | 96.535
[5 empty] | Solar | [7 empty] | 15.6412 | 19.265 | 22.5933 | 25.8607 | 29.6506 | 34.1289 | 37.6525 | 42.5571 | 49.3911 | 57.4856 | 64.086 | 70.5276 | 74.696 | 78.5224 | 81.8604 | 84.5401 | 88.5916 | 92.1618 | 95.6258 | 99.1018 | 102.3227 | 106.4213 | 108.5735 | 109.8493 | 111.3645 | 112.8706 | 114.3031 | 115.7355
[5 empty] | Offshore wind | [7 empty] | 59.9219 | 69.4387 | 88.4364 | 103.7812 | 110.3913 | 147.4635 | 175.8104 | 208.2158 | 219.6967 | 238.8072 | 286.6454 | 314.8876 | 349.3439 | 370.188 | 386.233 | 386.233 | 390.2557 | 391.0628 | 390.2557 | 390.2557 | 390.2557 | 391.0628 | 390.2557 | 398.2038 | 398.2038 | 399.0215 | 398.2038 | 398.2038
[5 empty] | Onshore wind | [7 empty] | 36.1087 | 39.3737 | 42.9364 | 48.3266 | 53.7458 | 62.3174 | 66.6488 | 70.1992 | 72.1952 | 73.7928 | 75.4224 | 78.0849 | 80.4551 | 82.1819 | 83.7743 | 85.5632 | 87.4449 | 89.5469 | 91.607 | 94.0462 | 96.4975 | 98.3651 | 100.1796 | 101.5754 | 102.4604 | 103.0184 | 103.2727 | 103.524
[5 empty] | Other renewables | [7 empty] | 12.0614 | 12.2693 | 11.8853 | 11.3191 | 10.9263 | 9.6122 | 9.2787 | 8.4216 | 8.0629 | 7.9477 | 7.4246 | 7.4298 | 7.19 | 7.3031 | 6.4193 | 7.1365 | 7.517 | 10.9358 | 11.0849 | 11.6321 | 11.6522 | 12.0061 | 12.1897 | 12.0664 | 12.324 | 12.4896 | 12.3079 | 12.2909
[5 empty] | Electricity import | [7 empty] | 20.6523 | 24.8795 | 19.0197 | 13.0799 | 21.3635 | 21.0821 | 15.8886 | 12.9847 | 20.0429 | 23.0102 | 21.6198 | 26.788 | 23.5835 | 30.5114 | 30.8853 | 33.7039 | 33.9533 | 33.919 | 34.8253 | 35.5208 | 37.5342 | 42.1333 | 43.0821 | 41.9932 | 42.4807 | 45.196 | 46.1762 | 49.8914
[5 empty] | Bioresource | [7 empty] | 170.1046 | 172.7474 | 179.5286 | 173.7499 | 160.8633 | 140.2971 | 146.0697 | 150.6067 | 155.5238 | 167.851 | 174.3435 | 172.6041 | 167.2285 | 171.1716 | 180.4983 | 184.7912 | 186.9995 | 187.5591 | 187.5242 | 188.2615 | 188.2096 | 188.6957 | 190.4995 | 188.5051 | 189.5813 | 190.9202 | 192.0063 | 191.2327
[5 empty] | Other fuels | [7 empty] | 682.3816 | 670.516 | 648.2771 | 625.7462 | 606.6586 | 581.1796 | 557.6666 | 531.4281 | 503.122 | 471.7349 | 436.9216 | 403.1693 | 369.3376 | 338.6382 | 306.4209 | 282.2468 | 258.5129 | 236.4251 | 212.1614 | 192.1575 | 173.7222 | 157.1062 | 145.94 | 135.8741 | 128.6836 | 123.0427 | 119.1116 | 113.7166
|  | Total energy demand categories |  |  | Total energy demand, export and losses | [7 empty] | 1709.5223 | 1651.3259 | 1648.1981 | 1632.481 | 1600.5842 | 1585.6528 | 1570.0837 | 1551.5999 | 1532.2573 | 1522.3553 | 1533.0892 | 1500.1708 | 1482.3428 | 1458.3002 | 1432.1067 | 1401.3649 | 1376.8951 | 1357.7641 | 1332.1446 | 1314.6059 | 1296.5092 | 1275.5434 | 1273.3724 | 1280.4935 | 1278.9657 | 1271.6382 | 1263.655 | 1246.9531
[5 empty] | I&C | [7 empty] | 390.7172 | 390.0172 | 391.2342 | 394.2649 | 394.4141 | 393.2968 | 392.2022 | 389.8696 | 386.7479 | 383.5612 | 380.1674 | 375.7007 | 370.4291 | 365.2293 | 360.3181 | 355.3557 | 350.4451 | 346.6304 | 343.0348 | 340.782 | 338.4617 | 336.4597 | 335.6308 | 334.7836 | 334.2068 | 333.7926 | 333.2736 | 330.7757
[5 empty] | Residential | [7 empty] | 419.6429 | 427.1414 | 419.4606 | 410.5028 | 401.4177 | 392.0003 | 381.3001 | 369.5773 | 357.0935 | 343.8798 | 329.2241 | 314.1484 | 298.305 | 282.4412 | 267.6162 | 253.2101 | 239.0368 | 225.6299 | 212.6835 | 200.9813 | 190.2797 | 181.2815 | 173.7231 | 167.1904 | 161.5017 | 157.4226 | 154.0757 | 151.4098
[5 empty] | Transport | [7 empty] | 407.356 | 398.7726 | 390.5254 | 380.6337 | 371.1273 | 361.0387 | 349.5753 | 337.5052 | 323.9727 | 308.8048 | 293.307 | 276.3061 | 258.5455 | 241.4191 | 225.3578 | 209.8367 | 195.4311 | 183.3258 | 172.9886 | 164.2414 | 156.6306 | 150.3998 | 146.962 | 144.1966 | 142.1604 | 140.3481 | 139.4011 | 138.5883
[5 empty] | Electricity Export | [7 empty] | 14.5264 | 19.3796 | 29.6873 | 39.0206 | 33.9222 | 47.6546 | 56.0493 | 66.5925 | 83.5222 | 91.844 | 111.5225 | 120.2876 | 126.6338 | 129.8767 | 127.2487 | 122.8365 | 125.8256 | 127.3183 | 126.0483 | 126.2899 | 122.3175 | 115.6682 | 115.711 | 118.8141 | 117.1442 | 115.2261 | 114.6095 | 107.735
[5 empty] | Aviation & shipping | [7 empty] | 209.6115 | 209.8297 | 208.6777 | 207.0348 | 205.2045 | 203.0462 | 201.0852 | 201.5809 | 201.9488 | 202.7667 | 203.0905 | 203.5117 | 205.1273 | 206.6009 | 207.7688 | 209.1256 | 210.4944 | 211.7359 | 209.8981 | 211.6758 | 213.6623 | 215.4323 | 217.4832 | 219.2035 | 220.4108 | 221.5918 | 222.7574 | 223.8202
[5 empty] | Hydrogen export | [7 empty] | 0 | 0 | 0 | 0 | 0 | 0 | 0 | 0 | 0 | 0 | 0 | 0 | 0 | 0 | 0 | 0 | 0 | 0 | 0 | 0 | 0 | 0 | 0 | 0 | 0 | 0 | 0 | 0
[5 empty] | DACCS | [7 empty] | 0 | 0 | 0 | 0 | 0 | 0 | 0 | 0 | 0 | 0 | 0 | 0 | 0 | 0 | 0 | 0 | 0 | 0.6564 | 2.5093 | 6.487 | 10.8596 | 13.9573 | 17.1212 | 20.1636 | 22.7704 | 24.471 | 27.5381 | 30.2948
[5 empty] | Curtailment | [7 empty] | 0.0045375 | 0.14766 | 0.70194 | 2.1287 | 2.4687 | 8.3364 | 16.0302 | 31.3945 | 25.8937 | 29.2791 | 43.2373 | 48.224 | 58.3781 | 59.0317 | 65.8091 | 62.8559 | 64.1196 | 64.266 | 58.4698 | 59.77 | 54.5094 | 50.8804 | 50.9604 | 50.1943 | 44.3669 | 43.2648 | 40.7293 | 42.9117
[5 empty] | Losses | [7 empty] | 267.6637 | 206.0377 | 207.911 | 198.8955 | 192.0299 | 180.2798 | 173.8414 | 155.08 | 153.0786 | 162.2197 | 172.5404 | 161.9923 | 164.9239 | 173.7013 | 177.9882 | 188.1445 | 191.5424 | 198.2014 | 206.5122 | 204.3785 | 209.7882 | 211.4642 | 215.7807 | 225.9475 | 236.4045 | 235.5212 | 231.2704 | 221.4177
Industrial and commercial demand includes direct transmission connected demand as well as distribution connected demand
Natural gas figures exclude natural gas exports

## ES.02
ES.02: Locations of electricity generation output and demand in Holistic Transition
Return to: Main Menu
Return to: Chapter contents
These values show where generation and demand is connected to the network, without constraints. Some generation is connected in a different region to where it is located.
CAUTION: These values are directly entered, not looked up from data tables
|  |  | Holistic Transition 2025 - aggregated |  |  |  |  | Holistic Transition 2035 - aggregated
|  |  | Net flow | -10.6677 | TWh |  |  | Net flow | -103.0503
|  | Scotland |  |  |  |  | Scotland
|  | 42.7474 |  |  |  |  | 125.9603
[6 empty] | North England |  |  |  | North England
[6 empty] | 34.8375 |  |  |  | -2.8651
[6 empty] | Midlands |  |  |  | Midlands
[6 empty] | -1.6816 |  |  |  | 15.767
|  | Wales |  |  |  |  | Wales
|  | 7.2457 |  |  |  |  | 19.6705
[6 empty] | SE England |  |  |  | SE England
[6 empty] | -60.4977 |  |  |  | -70.3705
|  | SW England |  |  |  |  | SW England
|  | -11.2087 |  |  |  |  | 15.791

## ES.03
ES.03: Electricity average cold spell peak demand (including losses)
Return to: Main Menu
Return to: Chapter contents
| ES.03: Electricity average cold spell peak demand (including losses) | Electricity System ACS Peak Demand
Fiscal year Beginning
|  | GW | 2020-01-01 | 2021-01-01 | 2022-01-01 | 2023-01-01 | 2024-01-01 | 2025-01-01 | 2026-01-01 | 2027-01-01 | 2028-01-01 | 2029-01-01 | 2030-01-01 | 2031-01-01 | 2032-01-01 | 2033-01-01 | 2034-01-01 | 2035-01-01 | 2036-01-01 | 2037-01-01 | 2038-01-01 | 2039-01-01 | 2040-01-01 | 2041-01-01 | 2042-01-01 | 2043-01-01 | 2044-01-01 | 2045-01-01 | 2046-01-01 | 2047-01-01 | 2048-01-01 | 2049-01-01 | 2050-01-01
|  | History | 2020-01-01: 58.09; 2021-01-01: 58.94; 2022-01-01: 57.726; 2023-01-01: 57.55
|  | Electric Engagement |  |  |  | 57.55 | 57.619 | 58.08 | 58.782 | 59.734 | 61.107 | 62.917 | 64.88 | 67.553 | 70.677 | 74.133 | 77.816 | 81.4 | 85.801 | 90.356 | 94.89 | 99.154 | 102.8 | 105.934 | 108.92 | 111.531 | 113.896 | 115.2 | 115.991 | 116.899 | 117.599 | 118.419 | 119.4
|  | Hydrogen Evolution |  |  |  | 57.55 | 58.145 | 58.777 | 59.561 | 60.748 | 61.802 | 63.148 | 64.443 | 66.523 | 68.689 | 71.213 | 73.439 | 75.768 | 78.374 | 81.212 | 84.069 | 87.076 | 89.399 | 91.585 | 94.146 | 96.793 | 98.8 | 100.196 | 100.51 | 101.401 | 102.402 | 103.281 | 104.2
|  | Holistic Transition |  |  |  | 57.55 | 57.38 | 57.699 | 58.198 | 59.09 | 59.968 | 61.194 | 62.357 | 64.691 | 66.987 | 69.662 | 72.617 | 75.704 | 79.32 | 82.687 | 86.02 | 89.537 | 92.391 | 94.801 | 97.647 | 100.166 | 102.158 | 104.309 | 105 | 106.244 | 107.265 | 108.047 | 108.533
|  | Counterfactual |  |  |  | 57.55 | 58.741 | 59.136 | 59.702 | 60.477 | 61.518 | 62.691 | 63.793 | 64.934 | 66.227 | 67.683 | 68.881 | 69.918 | 71.777 | 73.696 | 75.682 | 77.661 | 79.612 | 81.659 | 84.127 | 86.499 | 88.8 | 90.966 | 93.422 | 95.353 | 97.564 | 99.836 | 102.2
|  | Five year Forecast | 2023-01-01: 57.55; 2024-01-01: 58.019; 2025-01-01: 58.655; 2026-01-01: 59.469; 2027-01-01: 60.588; 2028-01-01: 61.755; 2029-01-01: 63.192
Peak Demand in this chart is: Average Cold Spell (ACS) Peak
Components included: All Residential, Industrial, Commercial demand and losses
Assumptions: EV charging is smart, hybrid heat pumps on alternate fuel, residential DSR deducted, I&C DSR not deducted and electrolysis assumed to be zero at peak
Components excluded: Station demand, pumping demand, interconnector exports and electricity storage demand assumed to be zero
Non transmission generation not deducted from this total
|  | Data Table | 2020-01-01: ED1
|  | Data Item | 2020-01-01: GBFES Peak Customer Demand: Total Consumption plus Losses

## ES.04
ES.04: Natural gas peak demand (1-in-20 day)
Return to: Main Menu
Return to: Chapter contents
| ES.04: Natural gas peak demand (1-in-20 day) | Natural Gas 1:20 Peak Demand | [30 empty] | last year
Natural Gas Year Beginning
|  | GWh per day | 2020-01-01 | 2021-01-01 | 2022-01-01 | 2023-01-01 | 2024-01-01 | 2025-01-01 | 2026-01-01 | 2027-01-01 | 2028-01-01 | 2029-01-01 | 2030-01-01 | 2031-01-01 | 2032-01-01 | 2033-01-01 | 2034-01-01 | 2035-01-01 | 2036-01-01 | 2037-01-01 | 2038-01-01 | 2039-01-01 | 2040-01-01 | 2041-01-01 | 2042-01-01 | 2043-01-01 | 2044-01-01 | 2045-01-01 | 2046-01-01 | 2047-01-01 | 2048-01-01 | 2049-01-01 | 2050-01-01
|  | History | 2020-01-01: 5831.8957; 2021-01-01: 5555.0912; 2022-01-01: 5313; 2023-01-01: 5082
|  | Electric Engagement |  |  |  | 5082 | 5017.2359 | 5075.544 | 5037.3873 | 5022.174 | 4814.9479 | 4638.211 | 4327.3396 | 4097.4806 | 3981.1642 | 3772.7139 | 3572.4924 | 3288.7305 | 3078.1527 | 2880.6976 | 2657.0687 | 2486.1468 | 2227.2373 | 2004.2184 | 1808.9115 | 1613.176 | 1474.8062 | 1355.0939 | 1306.3467 | 1239.0093 | 1170.8725 | 1134.2067 | 1136.2407
|  | Hydrogen Evolution |  |  |  | 5082 | 5195.2035 | 5260.5941 | 5253.0205 | 5211.9875 | 5014.8884 | 4983.5886 | 4726.2133 | 4503.5274 | 4347.3649 | 4072.9772 | 3887.1864 | 3786.4924 | 3673.4337 | 3546.8149 | 3337.0962 | 3078.9549 | 2922.4991 | 2776.9342 | 2689.211 | 2530.3072 | 2485.1614 | 2380.6056 | 2302.1989 | 2219.5739 | 2113.7043 | 1819.2392 | 1790.844
|  | Holistic Transition |  |  |  | 5082 | 4970.769 | 5059.54 | 5025.1243 | 4976.0537 | 4766.2948 | 4496.8577 | 4172.6264 | 3877.2774 | 3700.6083 | 3449.9556 | 3214.7949 | 2924.6651 | 2647.7755 | 2433.4717 | 2190.9976 | 1999.1239 | 1863.8129 | 1664.2589 | 1530.8046 | 1381.6928 | 1252.5787 | 1193.7467 | 1195.377 | 1130.6686 | 1075.6336 | 1027.4356 | 1022.8667
|  | Counterfactual |  |  |  | 5082 | 5353.5961 | 5553.5529 | 5548.5641 | 5631.5276 | 5482.1093 | 5485.7396 | 5351.6989 | 5126.6565 | 5118.5272 | 5027.3208 | 5012.7268 | 4933.4026 | 4972.774 | 5032.621 | 5013.9476 | 5016.8705 | 4976.3245 | 4976.2867 | 5006.4967 | 4947.1859 | 4834.4307 | 4845.7234 | 4774.5853 | 4736.328 | 4705.7174 | 4620.9127 | 4592.7546
|  | Five Year Forecast | 2023-01-01: 5082; 2024-01-01: 5235.7033; 2025-01-01: 5298.3918; 2026-01-01: 5227.7301; 2027-01-01: 5254.0299; 2028-01-01: 5031.8642; 2029-01-01: 4705.1396
2023 refers to the 1-in-20 peak demand forecast published in the Gas Winter Outlook Report 2023/24
Data is in gas years rather than calendar years.
For example, 2022 refers to Gas Year 2022/23 which is 01/10/2022 - 30/09/2023
|  | Data Table | 2020-01-01: ED3
|  | Sector | 2020-01-01: Total GB Peak 1-in-20 Demand

## ES.05
ES.05: Hydrogen demand by pathway and end user in 2050
Return to: Main Menu
Return to: Chapter contents
2050 hydrogen demand
| ES.05: Hydrogen demand by pathway and end user in 2050 | TWh | Holistic Transition | Electric Engagement | Hydrogen Evolution | Counterfactual
|  | Transmission losses | 1.48 | 1.66 | 1.98 | 0.09
|  | Blending | 0 | 0 | 0 | 0
|  | Power generation | 20.55 | 30.7 | 81.78 | 6.36
|  | Shipping and aviation | 85 | 85 | 85 | 0
|  | Road transport and rail | 5.89 | 3.07 | 51.9 | 0.77
|  | Industrial and commercial | 54.62 | 17.96 | 95.48 | 16.85
|  | Residential | 14.75 | 0 | 76.61 | 0
|  | Total | 182.29 | 138.39 | 392.75 | 24.07

## ES.06
ES.06: Installed electricity supply capacity
Return to: Main Menu
Return to: Chapter contents
| ES.06: Installed electricity supply capacity | Installed electricity supply capacity (GW)
|  |  | 2023-01-01 | 2024-01-01 | 2025-01-01 | 2026-01-01 | 2027-01-01 | 2028-01-01 | 2029-01-01 | 2030-01-01 | 2031-01-01 | 2032-01-01 | 2033-01-01 | 2034-01-01 | 2035-01-01 | 2036-01-01 | 2037-01-01 | 2038-01-01 | 2039-01-01 | 2040-01-01 | 2041-01-01 | 2042-01-01 | 2043-01-01 | 2044-01-01 | 2045-01-01 | 2046-01-01 | 2047-01-01 | 2048-01-01 | 2049-01-01 | 2050-01-01
|  | Electric Engagement | 115.7493 | 129.8969 | 139.0189 | 153.3879 | 162.7493 | 174.2338 | 189.6047 | 204.93 | 205.2322 | 218.2916 | 227.756 | 244.4534 | 258.9115 | 270.4042 | 287.1577 | 295.9604 | 304.3552 | 315.5254 | 320.763 | 328.0974 | 333.7729 | 339.1918 | 345.1195 | 350.7408 | 354.8256 | 357.9931 | 362.5744 | 366.3647
|  | Hydrogen Evolution | 115.7493 | 126.2721 | 132.1039 | 147.5985 | 154.9837 | 164.2858 | 176.7006 | 191.3335 | 201.3157 | 204.034 | 216.0649 | 233.338 | 244.785 | 252.5929 | 264.9677 | 272.9048 | 282.9286 | 290.2582 | 296.6623 | 306.6805 | 312.341 | 316.2286 | 321.2718 | 323.8792 | 327.5645 | 331.2751 | 333.9859 | 336.2584
|  | Holistic Transition | 115.7492 | 132.2992 | 147.944 | 164.0426 | 172.2414 | 192.5446 | 206.761 | 217.8673 | 219.6007 | 233.8498 | 253.9167 | 268.9063 | 280.9012 | 291.4773 | 302.2248 | 308.6652 | 319.3974 | 329.6396 | 337.562 | 346.4148 | 352.1366 | 357.8573 | 363.8347 | 369.5825 | 373.6087 | 375.8645 | 378.1038 | 380.9702
|  | Counterfactual | 115.7492 | 124.2447 | 125.5535 | 132.6016 | 139.4027 | 148.1543 | 157.8438 | 165.9448 | 163.5234 | 174.4829 | 181.2666 | 191.2195 | 205.5427 | 214.0637 | 219.2457 | 228.1724 | 234.2295 | 240.2475 | 245.2935 | 249.8638 | 253.1585 | 258.6642 | 262.3543 | 267.8457 | 271.0516 | 274.0634 | 279.2408 | 281.1807
|  | Five Year Forecast | 2023-01-01: 115.7493; 2024-01-01: 126.2075; 2025-01-01: 132.0394; 2026-01-01: 147.534; 2027-01-01: 154.9342; 2028-01-01: 164.2213; 2029-01-01: 176.6361

## ES.07
ES.07: Installed generation capacity, peak demand and percentage of decentralised generation capacity
Return to: Main Menu
Return to: Chapter contents
ES.07: Installed generation capacity, peak demand and percentage of decentralised generation capacity
|  |  | 2023 | 2030 |  |  |  | 2050
|  |  | Hydrogen Evolution | Electric Engagement | Hydrogen Evolution | Holistic Transition | Counterfactual | Electric Engagement | Hydrogen Evolution | Holistic Transition | Counterfactual
|  |  |  | 2030 |  |  |  | 2050
|  |  | 2023 | EE | HE | HT | CF | EE | HE | HT | CF
|  | Interconnectors | 8.4 | 11.7 | 11.7 | 12.45 | 11.7 | 22.05 | 16.5 | 25.05 | 15.75
|  | Biomass | 4.3285 | 4.22 | 4.2266 | 4.1791 | 4.3831 | 0.40609 | 0.43613 | 0.41439 | 0.95436
|  | CCS Biomass | 0 | 0 | 0 | 0.6 | 0 | 4.65 | 4.477 | 3.4 | 4.6
|  | Nuclear | 6.075 | 2.9 | 2.9 | 4.57 | 3.71 | 22.238 | 11.008 | 14.01 | 13.45
|  | Hydrogen | 0 | 0.0046 | 1.26 | 0.27842 | 0 | 21.0131 | 44.5295 | 19.379 | 5.45
|  | Fossil fuel | 41.2269 | 45.9252 | 45.2516 | 35.2655 | 47.5273 | 0.0001 | 0.0005 | 0 | 35.6009
|  | CCS Gas | 0 | 0 | 0 | 0 | 0 | 16.02 | 11.13 | 9.67 | 16.86
|  | Solar | 15.1362 | 33.6903 | 27.6438 | 40.4713 | 21.9225 | 87.1898 | 71.7516 | 107.8918 | 45.2151
|  | Offshore Wind | 14.7165 | 45.977 | 43.4765 | 53.6882 | 28.5945 | 96.3002 | 95.9537 | 102.5772 | 81.3977
|  | Onshore Wind | 13.695 | 25.8741 | 23.0808 | 27.3725 | 20.3631 | 41.8289 | 31.5078 | 40.2133 | 25.7533
|  | Other Renewables | 4.7425 | 5.8815 | 5.4448 | 5.7509 | 5.3104 | 8.3806 | 8.5281 | 7.4646 | 5.9051
|  | Storage | 7.4287 | 28.7574 | 26.3494 | 33.2414 | 22.4339 | 46.288 | 40.436 | 50.8998 | 30.2442
|  | FES ACS Peak System Demand | 57.55 | 64.88 | 64.443 | 62.357 | 63.793 | 119.4 | 104.2 | 108.533 | 102.2
Note: storage excludes vehicle-to-grid
Fossil fuel is made up of:
|  | Gas | 35.8395 | 44.0873 | 43.4137 | 35.0997 | 44.9083 | 0.0001 | 0.0005 | 0 | 33.7533
|  | Coal | 1.988 | 0 | 0 | 0 | 0 | 0 | 0 | 0 | 0
|  | Other thermal | 3.3994 | 1.8379 | 1.8379 | 0.1658 | 2.619 | 0 | 0 | 0 | 1.8476
Other renewables is made up of:
|  | Waste | 1.7546 | 2.3216 | 2.3939 | 2.3216 | 2.4987 | 0.86156 | 0.98576 | 0.86156 | 1.8956
|  | Hydro | 1.8672 | 1.9512 | 1.8973 | 1.8973 | 1.8797 | 2.1524 | 2.024 | 1.968 | 1.8919
|  | Marine | 0.048758 | 0.3374 | 0.1401 | 0.25436 | 0.061858 | 4.0024 | 4.7621 | 3.2454 | 1.7779
|  | Other renewables | 1.072 | 1.2713 | 1.0135 | 1.2776 | 0.87017 | 1.3643 | 0.75632 | 1.3898 | 0.33972
Split between transmission and decentralised:
|  | Transmission | 79.9324 | 144.3683 | 140.0819 | 154.0908 | 118.731 | 243.3907 | 238.454 | 247.5094 | 210.7887
|  | Distributed | 28.8548 | 45.6156 | 39.6621 | 46.5446 | 37.1915 | 80.418 | 69.6161 | 79.954 | 51.1829
|  | Distributed - Micro | 6.9621 | 14.9321 | 11.4775 | 17.106 | 10.0224 | 42.257 | 25.4973 | 51.4008 | 19.1961
|  | Proportion decentralsied | 30.94% | 29.55% | 26.74% | 29.23% | 28.45% | 33.51% | 28.51% | 34.67% | 25.03%

## ES.08-11
ES.08-11: Electricity output by technology (excluding non-networked wind and solar)
Return to: Main Menu
Return to: Chapter contents
| Holistic Transition | Total generation output by technology (TWh)
| ES.08: Electricity generation output by technology in Holistic Transition | Year | 2023-04-01 | 2024-01-01 | 2025-01-01 | 2026-01-01 | 2027-01-01 | 2028-01-01 | 2029-01-01 | 2030-01-01 | 2031-01-01 | 2032-01-01 | 2033-01-01 | 2034-01-01 | 2035-01-01 | 2036-01-01 | 2037-01-01 | 2038-01-01 | 2039-01-01 | 2040-01-01 | 2041-01-01 | 2042-01-01 | 2043-01-01 | 2044-01-01 | 2045-01-01 | 2046-01-01 | 2047-01-01 | 2048-01-01 | 2049-01-01 | 2050-01-01
|  | Interconnectors | 6.1259 | 5.4999 | -10.6677 | -25.9407 | -12.5587 | -26.5725 | -40.1606 | -53.6078 | -63.4793 | -68.8338 | -89.9026 | -93.4996 | -103.0503 | -99.3653 | -96.3634 | -89.1327 | -91.8723 | -93.3993 | -91.2231 | -90.769 | -84.7833 | -73.5349 | -72.6289 | -76.8209 | -74.6635 | -70.0301 | -68.4333 | -57.8435
|  | Biomass | 30.1 | 27.7861 | 28.1675 | 25.1225 | 19.9127 | 13.8219 | 15.5646 | 11.3851 | 8.2047 | 6.8226 | 5.603 | 5.5315 | 4.6538 | 4.506 | 0.69159 | 0.97457 | 0.92142 | 0.95446 | 0.88876 | 0.75287 | 0.6989 | 0.70974 | 0.64891 | 0.60086 | 0.63351 | 0.66668 | 0.60748 | 0.34024
|  | CCS Biomass | 0 | 0 | 0 | 0 | 0 | 0 | 0 | 4.6007 | 9.137 | 13.7721 | 18.5022 | 18.4896 | 18.2934 | 18.4194 | 25.6404 | 26.0049 | 26.1684 | 26.0388 | 25.9884 | 26.01 | 26.1552 | 25.9812 | 26.076 | 25.7064 | 26.0904 | 26.1726 | 26.0034 | 26.208
|  | Fossil Fuel | 68.4612 | 51.9891 | 45.6692 | 45.3107 | 48.2045 | 43.5458 | 37.6291 | 31.9916 | 26.0039 | 23.9037 | 19.5142 | 10.9693 | 5.9997 | 0 | 0 | 0 | 0 | 0 | 0 | 0 | 0 | 0 | 0 | 0 | 0 | 0 | 0 | 0
|  | CCS Gas | 0 | 0 | 0 | 0 | 0 | 0 | 0 | 0 | 0 | 0 | 0 | 2.3449 | 7.545 | 12.9911 | 10.9902 | 13.5726 | 13.7769 | 17.2113 | 22.9903 | 20.0679 | 20.1169 | 20.07 | 21.9623 | 21.6189 | 25.3356 | 25.2395 | 24.417 | 22.0972
|  | Nuclear | 42.477 | 43.439 | 41.4239 | 43.3657 | 26.4833 | 26.0918 | 19.6352 | 31.675 | 32.4915 | 31.3936 | 33.0059 | 31.7264 | 33.0408 | 26.5574 | 33.676 | 33.9362 | 52.9414 | 63.7184 | 64.2102 | 84.6648 | 86.4601 | 86.1714 | 95.1631 | 97.2606 | 93.3375 | 92.4721 | 95.2922 | 96.535
|  | Hydrogen | 0 | 0 | 0 | 0 | 0 | 0 | 0 | 0.038454 | 0.044522 | 0.056121 | 0.028678 | 0.62001 | 1.0443 | 0.97779 | 1.3645 | 1.5583 | 1.206 | 1.0683 | 1.4585 | 1.299 | 2.4145 | 2.4387 | 2.663 | 5.462 | 6.2975 | 6.7405 | 6.096 | 5.3374
|  | Offshore Wind | 59.9219 | 69.3402 | 87.9704 | 102.4722 | 109.0369 | 143.0168 | 165.6273 | 192.8307 | 208.0921 | 226.1627 | 264.5985 | 288.1525 | 313.8152 | 334.98 | 345.3249 | 347.6259 | 352.1382 | 354.1923 | 357.9543 | 358.4117 | 362.7241 | 363.5759 | 362.502 | 369.9324 | 374.0701 | 372.3561 | 372.1717 | 370.7312
|  | Onshore Wind | 36.1042 | 39.3254 | 42.7081 | 47.565 | 52.7463 | 58.8902 | 61.5437 | 57.9693 | 61.159 | 61.2256 | 59.7229 | 62.0293 | 63.5087 | 64.0773 | 64.7285 | 67.5059 | 68.2023 | 69.241 | 72.0933 | 73.4702 | 77.2672 | 83.0621 | 85.2683 | 87.9899 | 90.6667 | 94.782 | 97.0254 | 96.5058
|  | Solar | 15.6412 | 19.2641 | 22.5857 | 25.8225 | 29.5759 | 33.8064 | 37.0804 | 39.1976 | 46.6383 | 54.0482 | 59.305 | 66.0542 | 69.9729 | 74.0534 | 77.5652 | 80.1587 | 84.232 | 87.9821 | 92.2812 | 95.4019 | 98.9152 | 103.4007 | 105.9881 | 107.5518 | 109.4551 | 111.4276 | 113.0232 | 114.5445
|  | Other Renewables | 25.8774 | 27.7253 | 27.4525 | 26.4505 | 26.2165 | 23.2311 | 22.5332 | 20.687 | 19.7649 | 19.4744 | 17.8014 | 17.4756 | 17.2359 | 16.6283 | 14.5509 | 15.719 | 16.5141 | 19.9968 | 20.2704 | 20.2431 | 20.0392 | 20.3055 | 20.3826 | 19.9263 | 19.9962 | 19.7205 | 19.0897 | 18.904
|  | Storage | 0.64464 | 1.1384 | 3.0939 | 5.9611 | 6.9142 | 15.4199 | 22.8627 | 25.0271 | 23.0512 | 26.4362 | 29.2437 | 29.1562 | 28.8009 | 29.1411 | 29.2914 | 28.189 | 29.0016 | 28.2833 | 26.741 | 26.9413 | 26.1506 | 24.8405 | 24.1487 | 22.279 | 21.0691 | 18.6651 | 17.9956 | 17.0108
|  | Interconnectors (net negative) | 0 | 0 | 10.6677 | 25.9407 | 12.5587 | 26.5725 | 40.1606 | 53.6078 | 63.4793 | 68.8338 | 89.9026 | 93.4996 | 103.0503 | 99.3653 | 96.3634 | 89.1327 | 91.8723 | 93.3993 | 91.2231 | 90.769 | 84.7833 | 73.5349 | 72.6289 | 76.8209 | 74.6635 | 70.0301 | 68.4333 | 57.8435
|  | Wind and solar | 111.6672 | 127.9297 | 153.2642 | 175.8597 | 191.359 | 235.7134 | 264.2515 | 289.9976 | 315.8894 | 341.4365 | 383.6265 | 416.2361 | 447.2969 | 473.1106 | 487.6187 | 495.2905 | 504.5725 | 511.4155 | 522.3287 | 527.2838 | 538.9065 | 550.0387 | 553.7584 | 565.4742 | 574.1919 | 578.5657 | 582.2203 | 581.7816
|  | Total (domestic generation) | 279.2275 | 280.0075 | 299.0712 | 322.0702 | 319.0903 | 357.8238 | 382.4761 | 415.4027 | 434.587 | 463.2953 | 507.3256 | 532.5496 | 563.9108 | 582.3317 | 603.8236 | 615.2451 | 645.1023 | 668.6869 | 684.8763 | 707.2627 | 720.9419 | 730.5557 | 744.803 | 758.3283 | 766.9516 | 768.2426 | 771.7216 | 768.2142
|  | Wind and solar % of domestic generation | 39.99% | 45.69% | 51.25% | 54.6% | 59.97% | 65.87% | 69.09% | 69.81% | 72.69% | 73.7% | 75.62% | 78.16% | 79.32% | 81.24% | 80.76% | 80.5% | 78.22% | 76.48% | 76.27% | 74.55% | 74.75% | 75.29% | 74.35% | 74.57% | 74.87% | 75.31% | 75.44% | 75.73%
|  | Renewables % of domestic generation | 60.04% | 65.51% | 69.84% | 70.62% | 74.43% | 76.23% | 79.05% | 78.64% | 81.23% | 82.35% | 83.88% | 85.95% | 86.45% | 88.04% | 87.53% | 87.44% | 84.98% | 83.51% | 83.15% | 81.2% | 81.25% | 81.72% | 80.67% | 80.67% | 80.96% | 81.37% | 81.37% | 81.65%
|  | Fossil fuel % of domestic generation | 24.52% | 18.57% | 15.27% | 14.07% | 15.11% | 12.17% | 9.838% | 7.701% | 5.984% | 5.159% | 3.846% | 2.06% | 1.064% | 0% | 0% | 0% | 0% | 0% | 0% | 0% | 0% | 0% | 0% | 0% | 0% | 0% | 0% | 0%
Fossil fuel is made up of:
|  | Gas | 67.1242 | 51.1098 | 45.2869 | 44.9416 | 47.9286 | 43.2462 | 37.4239 | 31.9889 | 25.9923 | 23.8911 | 19.5033 | 10.9565 | 5.9877 | 0 | 0 | 0 | 0 | 0 | 0 | 0 | 0 | 0 | 0 | 0 | 0 | 0 | 0 | 0
|  | Coal | 0.59726 | 0.54974 | 0 | 0 | 0 | 0 | 0 | 0 | 0 | 0 | 0 | 0 | 0 | 0 | 0 | 0 | 0 | 0 | 0 | 0 | 0 | 0 | 0 | 0 | 0 | 0 | 0 | 0
|  | Other thermal | 0.73977 | 0.32951 | 0.38228 | 0.36906 | 0.27586 | 0.29952 | 0.20513 | 0.002697 | 0.011649 | 0.012623 | 0.010958 | 0.012825 | 0.012004 | 0 | 0 | 0 | 0 | 0 | 0 | 0 | 0 | 0 | 0 | 0 | 0 | 0 | 0 | 0
Other renewables is made up of:
|  | Waste | 13.816 | 15.456 | 15.5672 | 15.1314 | 15.2901 | 13.6189 | 13.2545 | 12.2654 | 11.7019 | 11.5267 | 10.3767 | 10.0458 | 10.0459 | 9.3252 | 8.1316 | 8.5825 | 8.9971 | 9.061 | 9.1855 | 8.611 | 8.387 | 8.2994 | 8.193 | 7.8599 | 7.6722 | 7.2309 | 6.7818 | 6.613
|  | Hydro | 3.4775 | 3.507 | 3.5123 | 3.5199 | 3.5396 | 3.5241 | 3.494 | 3.4824 | 3.5189 | 3.5282 | 3.5396 | 3.5579 | 3.5544 | 3.6039 | 3.5709 | 3.6297 | 3.6781 | 3.6729 | 3.738 | 3.7535 | 3.7674 | 3.8346 | 3.8317 | 3.8423 | 3.8812 | 3.9238 | 3.9354 | 3.9533
|  | Marine | 0.081381 | 0.098072 | 0.12311 | 0.17068 | 0.24929 | 0.34389 | 0.38191 | 0.4055 | 0.43226 | 0.44653 | 0.5004 | 0.53726 | 0.55312 | 0.57154 | 0.59143 | 0.68062 | 0.83668 | 4.0811 | 4.1222 | 4.9763 | 5.0126 | 5.3658 | 5.3703 | 5.3703 | 5.3772 | 5.3876 | 5.3906 | 5.3906
|  | Other renewables | 8.5026 | 8.6642 | 8.2499 | 7.6286 | 7.1375 | 5.7443 | 5.4028 | 4.5337 | 4.1118 | 3.9729 | 3.3846 | 3.3346 | 3.0825 | 3.1276 | 2.257 | 2.8262 | 3.0023 | 3.1818 | 3.2247 | 2.9023 | 2.8721 | 2.8056 | 2.9877 | 2.8538 | 3.0656 | 3.1782 | 2.9819 | 2.947
Electric Engagement
| ES.09: Electricity output by technology in Electric Engagement | Total generation output by technology (TWh)
|  | Year | 2023-04-01 | 2024-01-01 | 2025-01-01 | 2026-01-01 | 2027-01-01 | 2028-01-01 | 2029-01-01 | 2030-01-01 | 2031-01-01 | 2032-01-01 | 2033-01-01 | 2034-01-01 | 2035-01-01 | 2036-01-01 | 2037-01-01 | 2038-01-01 | 2039-01-01 | 2040-01-01 | 2041-01-01 | 2042-01-01 | 2043-01-01 | 2044-01-01 | 2045-01-01 | 2046-01-01 | 2047-01-01 | 2048-01-01 | 2049-01-01 | 2050-01-01
|  | Interconnectors | 6.1259 | 11.2701 | 3.0583 | -9.2812 | -1.1839 | -2.347 | -19.2549 | -38.1831 | -42.2201 | -54.4143 | -59.2014 | -71.5611 | -79.1498 | -84.3189 | -94.4008 | -94.7434 | -96.9569 | -99.5628 | -97.3852 | -92.0345 | -85.466 | -75.3335 | -75.284 | -79.7074 | -78.5496 | -79.5615 | -79.3439 | -72.5054
|  | Biomass | 30.1 | 28.1787 | 29.6677 | 26.6183 | 19.2708 | 12.4842 | 14.294 | 14.9937 | 11.6496 | 9.8665 | 6.999 | 6.3404 | 5.6438 | 3.6067 | 2.6152 | 0.85711 | 0.82787 | 0.7519 | 0.7718 | 0.70667 | 0.60884 | 0.65559 | 0.49054 | 0.38449 | 0.52581 | 0.469 | 0.48009 | 0.2075
|  | CCS Biomass | 0 | 0 | 0 | 0 | 0 | 0 | 0 | 0 | 4.5405 | 9.2988 | 13.7538 | 18.549 | 18.261 | 18.2394 | 18.3582 | 21.437 | 21.8354 | 30.3761 | 30.3767 | 30.3559 | 30.487 | 30.3749 | 33.291 | 33.1643 | 33.534 | 33.3777 | 33.4873 | 33.431
|  | Fossil Fuel | 68.4612 | 50.28 | 46.6952 | 47.7149 | 48.5015 | 51.8162 | 47.2907 | 46.3266 | 32.6215 | 32.973 | 26.9673 | 17.8789 | 14.5722 | 11.2387 | 8.8164 | 7.8211 | 9.4813 | 8.5711 | 5.4291 | 4.3757 | 0.14167 | 0.1259 | 0.097363 | 0 | 0 | 0 | 0 | 0
|  | CCS Gas | 0 | 0 | 0 | 0 | 0 | 0 | 0 | 0 | 0 | 0 | 10.8902 | 15.6819 | 23.2015 | 21.7552 | 18.9583 | 26.4238 | 32.2001 | 34.8422 | 37.2758 | 36.3311 | 38.0358 | 37.9921 | 39.7488 | 40.0014 | 38.5678 | 37.8046 | 34.9789 | 31.0833
|  | Nuclear | 42.477 | 43.9796 | 42.1271 | 42.5079 | 26.3175 | 24.8372 | 16.9917 | 19.4536 | 31.6102 | 29.0865 | 30.5881 | 35.8856 | 40.3496 | 58.527 | 71.2218 | 77.9565 | 79.2752 | 83.6497 | 93.3018 | 99.7225 | 106.0931 | 109.2623 | 115.1166 | 127.4454 | 133.3855 | 138.1087 | 147.2236 | 150.617
|  | Hydrogen | 0 | 0 | 0 | 0 | 0 | 0 | 0.0014569 | 0.0035177 | 0.0091873 | 0.016681 | 0.02638 | 0.042927 | 0.78061 | 0.79032 | 5.4201 | 5.473 | 5.7733 | 5.4002 | 5.675 | 8.0478 | 7.986 | 8.3369 | 8.2286 | 8.2449 | 8.6293 | 8.3223 | 8.0782 | 8.3436
|  | Offshore Wind | 59.9219 | 66.0088 | 76.1934 | 88.4264 | 103.6402 | 110.4581 | 140.8194 | 174.543 | 199.1038 | 220.799 | 236.0527 | 265.8156 | 280.7605 | 301.1365 | 323.0733 | 325.9826 | 331.5691 | 340.165 | 341.9164 | 344.6403 | 348.7162 | 349.3581 | 348.3235 | 348.5547 | 347.0334 | 347.1649 | 340.4259 | 339.9946
|  | Onshore Wind | 36.1042 | 38.8768 | 40.8691 | 43.9828 | 46.6967 | 52.4619 | 58.3964 | 55.9138 | 54.2567 | 57.8304 | 57.9973 | 58.0643 | 60.2493 | 61.3649 | 62.8201 | 65.7308 | 69.2441 | 70.2828 | 74.379 | 77.1853 | 81.0781 | 84.752 | 87.1004 | 88.964 | 92.0832 | 94.9739 | 97.2873 | 98.5304
|  | Solar | 15.6412 | 18.4567 | 20.8446 | 23.2234 | 25.6284 | 29.5254 | 32.0842 | 33.2491 | 34.8034 | 38.4081 | 42.1096 | 44.6413 | 47.9951 | 51.0404 | 53.8506 | 56.5065 | 59.737 | 62.7777 | 65.9348 | 69.3926 | 72.5053 | 75.1272 | 78.1324 | 80.8629 | 83.4931 | 85.9746 | 88.3763 | 90.6164
|  | Other Renewables | 25.8774 | 26.8541 | 27.1461 | 28.1795 | 28.2378 | 27.654 | 26.3247 | 25.1878 | 22.7888 | 23.0782 | 21.5132 | 20.9128 | 20.9914 | 20.2203 | 18.8666 | 18.3677 | 20.8464 | 21.1832 | 21.7497 | 24.278 | 24.1749 | 24.1816 | 22.8641 | 23.6982 | 23.3506 | 22.9632 | 22.153 | 21.9487
|  | Storage | 0.64464 | 1.0959 | 2.2595 | 3.5382 | 5.1711 | 6.7569 | 14.1177 | 17.0965 | 21.7218 | 20.5652 | 20.1906 | 23.477 | 22.1136 | 22.0434 | 21.5257 | 22.0982 | 21.1093 | 21.1966 | 20.4127 | 19.9459 | 18.8793 | 17.9883 | 18.6984 | 18.3492 | 16.2572 | 15.3495 | 14.1519 | 12.2872
|  | Interconnectors (net negative) | 0 | 0 | 0 | 9.2812 | 1.1839 | 2.347 | 19.2549 | 38.1831 | 42.2201 | 54.4143 | 59.2014 | 71.5611 | 79.1498 | 84.3189 | 94.4008 | 94.7434 | 96.9569 | 99.5628 | 97.3852 | 92.0345 | 85.466 | 75.3335 | 75.284 | 79.7074 | 78.5496 | 79.5615 | 79.3439 | 72.5054
|  | Wind and solar | 111.6672 | 123.3424 | 137.9072 | 155.6327 | 175.9653 | 192.4453 | 231.2999 | 263.7059 | 288.164 | 317.0375 | 336.1596 | 368.5212 | 389.0049 | 413.5418 | 439.7441 | 448.2199 | 460.5501 | 473.2255 | 482.2302 | 491.2182 | 502.2995 | 509.2372 | 513.5563 | 518.3817 | 522.6098 | 528.1133 | 526.0895 | 529.1414
|  | Total (domestic generation) | 279.2275 | 273.7307 | 285.8027 | 304.1914 | 303.464 | 315.9939 | 350.3202 | 386.7676 | 413.1056 | 441.9224 | 467.0881 | 507.2898 | 534.9187 | 569.9629 | 605.5265 | 628.6543 | 651.899 | 679.1964 | 697.2227 | 714.9818 | 728.7062 | 738.1548 | 752.0918 | 769.6695 | 776.8601 | 784.5082 | 786.6425 | 787.0597
|  | Wind and solar % of domestic generation | 39.99% | 45.06% | 48.25% | 51.16% | 57.99% | 60.9% | 66.03% | 68.18% | 69.76% | 71.74% | 71.97% | 72.65% | 72.72% | 72.56% | 72.62% | 71.3% | 70.65% | 69.67% | 69.16% | 68.7% | 68.93% | 68.99% | 68.28% | 67.35% | 67.27% | 67.32% | 66.88% | 67.23%
|  | Renewables % of domestic generation | 60.04% | 65.16% | 68.13% | 69.18% | 73.64% | 73.6% | 77.62% | 78.57% | 79.19% | 81.3% | 81.02% | 81.67% | 81.12% | 79.94% | 79.2% | 77.77% | 77.32% | 77.38% | 76.75% | 76.44% | 76.52% | 76.47% | 75.82% | 74.79% | 74.66% | 74.56% | 74.01% | 74.29%
|  | Fossil fuel % of domestic generation | 24.52% | 18.37% | 16.34% | 15.69% | 15.98% | 16.4% | 13.5% | 11.98% | 7.897% | 7.461% | 5.773% | 3.524% | 2.724% | 1.972% | 1.456% | 1.244% | 1.454% | 1.262% | 0.7787% | 0.612% | 0.01944% | 0.01706% | 0.01295% | 0% | 0% | 0% | 0% | 0%
Fossil fuel is made up of:
|  | Gas | 67.1242 | 49.2651 | 46.2255 | 47.2878 | 48.2204 | 51.4117 | 47.0054 | 46.0366 | 31.9921 | 32.2784 | 26.308 | 17.2794 | 13.9912 | 11.2387 | 8.8164 | 7.8211 | 9.4813 | 8.5711 | 5.4291 | 4.3757 | 0.14167 | 0.1259 | 0.097363 | 0 | 0 | 0 | 0 | 0
|  | Coal | 0.59726 | 0.54974 | 0 | 0 | 0 | 0 | 0 | 0 | 0 | 0 | 0 | 0 | 0 | 0 | 0 | 0 | 0 | 0 | 0 | 0 | 0 | 0 | 0 | 0 | 0 | 0 | 0 | 0
|  | Other thermal | 0.73977 | 0.46516 | 0.46967 | 0.42709 | 0.28111 | 0.40455 | 0.28539 | 0.29 | 0.62939 | 0.69464 | 0.65927 | 0.59954 | 0.58103 | 0 | 0 | 0 | 0 | 0 | 0 | 0 | 0 | 0 | 0 | 0 | 0 | 0 | 0 | 0
Other renewables is made up of:
|  | Waste | 13.816 | 14.5025 | 14.8014 | 16.127 | 16.311 | 16.1802 | 15.2896 | 14.6862 | 13.2408 | 13.3105 | 11.9943 | 11.6658 | 11.58 | 11.1113 | 10.3118 | 9.9722 | 10.2396 | 9.641 | 9.7278 | 9.6996 | 9.3863 | 9.3703 | 8.6068 | 8.8465 | 8.3668 | 7.8364 | 7.2611 | 6.9482
|  | Hydro | 3.4775 | 3.5367 | 3.5732 | 3.6243 | 3.6903 | 3.7803 | 3.7852 | 3.8041 | 3.762 | 3.8648 | 3.9583 | 3.9873 | 4.0174 | 4.1092 | 4.1083 | 4.1711 | 4.2711 | 4.3336 | 4.4111 | 4.4412 | 4.5259 | 4.6055 | 4.6112 | 4.6686 | 4.7343 | 4.8247 | 4.8494 | 4.9094
|  | Marine | 0.081381 | 0.098072 | 0.12311 | 0.17068 | 0.36596 | 0.42121 | 0.5297 | 0.55316 | 0.56282 | 0.5876 | 0.64521 | 0.67355 | 0.69451 | 0.71374 | 0.73298 | 0.74892 | 2.4009 | 3.9693 | 4.0428 | 6.5422 | 6.5985 | 6.6207 | 6.6185 | 6.6059 | 6.6186 | 6.6308 | 6.6263 | 6.6246
|  | Other renewables | 8.5026 | 8.7168 | 8.6483 | 8.2575 | 7.8705 | 7.2723 | 6.7203 | 6.1444 | 5.2232 | 5.3153 | 4.9154 | 4.5861 | 4.6996 | 4.2861 | 3.7135 | 3.4754 | 3.9348 | 3.2392 | 3.568 | 3.595 | 3.6643 | 3.5851 | 3.0276 | 3.5772 | 3.631 | 3.6713 | 3.4162 | 3.4664
| Hydrogen Evolution | Total generation output by technology (TWh)
| ES.10: Electricity output by technology in Hydrogen Evolution | Year | 2023-04-01 | 2024-01-01 | 2025-01-01 | 2026-01-01 | 2027-01-01 | 2028-01-01 | 2029-01-01 | 2030-01-01 | 2031-01-01 | 2032-01-01 | 2033-01-01 | 2034-01-01 | 2035-01-01 | 2036-01-01 | 2037-01-01 | 2038-01-01 | 2039-01-01 | 2040-01-01 | 2041-01-01 | 2042-01-01 | 2043-01-01 | 2044-01-01 | 2045-01-01 | 2046-01-01 | 2047-01-01 | 2048-01-01 | 2049-01-01 | 2050-01-01
|  | Interconnectors | 6.1259 | 15.9281 | 11.4315 | -6.9332 | 5.9207 | 5.822 | -11.4928 | -24.7415 | -36.1625 | -30.4602 | -36.0778 | -41.9944 | -47.9626 | -47.1691 | -57.4192 | -68.7635 | -66.6413 | -67.0569 | -62.068 | -64.5024 | -62.5042 | -53.5133 | -55.1216 | -46.1463 | -44.5065 | -43.0645 | -28.2949 | -14.8771
|  | Biomass | 30.1 | 28.3854 | 30.4463 | 26.0055 | 20.264 | 13.5151 | 14.7558 | 15.2312 | 12.2203 | 12.6483 | 12.011 | 9.5811 | 8.7474 | 1.0956 | 0.069897 | 0.21906 | 0.30097 | 0.47257 | 0.031186 | 0.0098482 | 0.018608 | 0.025169 | 0.010799 | 0.045051 | 0.066507 | 0.11556 | 0.04245 | 0.036165
|  | CCS Biomass | 0 | 0 | 0 | 0 | 0 | 0 | 0 | 0 | 4.5528 | 4.6926 | 4.6404 | 9.1728 | 13.8186 | 22.5553 | 25.7143 | 25.5502 | 25.6837 | 25.8948 | 27.5505 | 26.4309 | 26.8689 | 27.4668 | 27.8183 | 28.1666 | 28.3056 | 28.3572 | 30.1066 | 30.627
|  | Fossil Fuel | 68.4612 | 54.3171 | 50.9256 | 45.0584 | 48.8375 | 50.3446 | 45.3479 | 47.4966 | 34.0663 | 33.9339 | 32.6544 | 19.0092 | 18.6835 | 18.2648 | 24.7111 | 25.6201 | 25.2458 | 22.5342 | 22.7261 | 24.4641 | 24.2638 | 23.6666 | 24.7905 | 24.3058 | 24.7278 | 20.8337 | 1.4249 | 0
|  | CCS Gas | 0 | 0 | 0 | 0 | 0 | 0 | 0 | 0 | 0 | 0 | 2.655 | 5.8366 | 5.2813 | 5.3533 | 8.3349 | 11.8633 | 11.7583 | 15.6544 | 21.5438 | 25.563 | 24.8859 | 23.7189 | 30.4943 | 31.6639 | 32.8859 | 31.2704 | 43.8113 | 41.5905
|  | Nuclear | 42.477 | 44.0051 | 42.186 | 42.5167 | 26.3708 | 24.8304 | 25.5749 | 19.4615 | 31.7121 | 28.9114 | 30.703 | 32.3975 | 31.3149 | 24.6518 | 20.189 | 23.3583 | 29.2779 | 39.7156 | 42.7545 | 46.85 | 48.4365 | 55.3582 | 55.969 | 54.3065 | 61.4142 | 76.146 | 77.2195 | 76.8066
|  | Hydrogen | 0 | 0 | 0 | 0 | 0 | 0.0005924 | 0 | 0.14462 | 0.30256 | 3.4544 | 3.5743 | 3.4612 | 9.4763 | 16.7059 | 16.7446 | 18.522 | 18.615 | 18.512 | 19.1731 | 19.3036 | 19.5206 | 21.2451 | 22.2328 | 23.2206 | 23.3377 | 23.0999 | 24.4168 | 24.3617
|  | Offshore Wind | 59.9219 | 61.5379 | 69.2905 | 99.3491 | 103.3337 | 113.6105 | 135.3385 | 164.8176 | 200.3365 | 203.8355 | 221.2529 | 263.8822 | 270.1601 | 290.1584 | 314.1455 | 326.9748 | 337.9574 | 341.4333 | 347.3635 | 355.8647 | 358.8509 | 361.0597 | 363.9487 | 367.7093 | 368.9275 | 368.6545 | 370.2639 | 369.9395
|  | Onshore Wind | 36.1042 | 38.2566 | 39.0808 | 40.0067 | 44.2843 | 47.031 | 53.8273 | 53.6338 | 50.7527 | 52.537 | 55.7509 | 53.9748 | 57.1877 | 56.9368 | 56.8352 | 57.6934 | 60.3741 | 61.5248 | 64.3602 | 67.0441 | 68.246 | 69.4285 | 72.3131 | 74.8132 | 76.2369 | 77.0772 | 78.6269 | 79.7257
|  | Solar | 15.6412 | 17.2917 | 18.7922 | 20.043 | 21.5229 | 24.4677 | 26.0468 | 28.1875 | 29.6064 | 33.0874 | 37.0841 | 39.8117 | 43.2687 | 45.347 | 46.7767 | 48.4039 | 50.0282 | 52.853 | 55.4811 | 58.0496 | 60.6974 | 62.965 | 65.6167 | 68.1985 | 70.3704 | 72.6161 | 74.8163 | 76.4925
|  | Other Renewables | 25.8774 | 26.5412 | 26.7154 | 25.5868 | 26.1117 | 25.5123 | 25.3233 | 24.4734 | 21.5556 | 21.744 | 21.7642 | 20.529 | 20.0386 | 16.6465 | 10.7462 | 12.0928 | 13.5824 | 16.842 | 12.9911 | 15.5466 | 15.6381 | 15.9274 | 15.7425 | 15.8695 | 16.0788 | 16.7524 | 15.3694 | 16.8559
|  | Storage | 0.64464 | 0.79948 | 1.4143 | 3.441 | 3.9624 | 5.5335 | 9.804 | 11.5652 | 18.1717 | 17.0186 | 13.7643 | 16.3117 | 15.5421 | 16.548 | 15.9233 | 15.3446 | 15.3993 | 14.3714 | 12.085 | 11.5132 | 10.6538 | 10.4883 | 9.1616 | 8.3266 | 7.7549 | 8.1642 | 6.8206 | 6.6214
|  | Interconnectors (net negative) | 0 | 0 | 0 | 6.9332 | 0 | 0 | 11.4928 | 24.7415 | 36.1625 | 30.4602 | 36.0778 | 41.9944 | 47.9626 | 47.1691 | 57.4192 | 68.7635 | 66.6413 | 67.0569 | 62.068 | 64.5024 | 62.5042 | 53.5133 | 55.1216 | 46.1463 | 44.5065 | 43.0645 | 28.2949 | 14.8771
|  | Wind and solar | 111.6672 | 117.0862 | 127.1634 | 159.3988 | 169.1409 | 185.1091 | 215.2126 | 246.6389 | 280.6956 | 289.4599 | 314.0879 | 357.6687 | 370.6166 | 392.4422 | 417.7575 | 433.0722 | 448.3597 | 455.8111 | 467.2048 | 480.9585 | 487.7943 | 493.4531 | 501.8785 | 510.721 | 515.5348 | 518.3478 | 523.7071 | 526.1577
|  | Total (domestic generation) | 279.2275 | 271.1345 | 278.8511 | 302.0071 | 294.6872 | 304.8457 | 336.0185 | 365.0114 | 403.277 | 411.8631 | 435.8546 | 473.9678 | 493.5193 | 514.2633 | 540.1908 | 565.6426 | 588.2231 | 609.8082 | 626.06 | 650.6397 | 658.0805 | 671.3496 | 688.0984 | 696.6255 | 710.1061 | 723.0871 | 722.9185 | 723.0569
|  | Wind and solar % of domestic generation | 39.99% | 43.18% | 45.6% | 52.78% | 57.4% | 60.72% | 64.05% | 67.57% | 69.6% | 70.28% | 72.06% | 75.46% | 75.1% | 76.31% | 77.34% | 76.56% | 76.22% | 74.75% | 74.63% | 73.92% | 74.12% | 73.5% | 72.94% | 73.31% | 72.6% | 71.69% | 72.44% | 72.77%
|  | Renewables % of domestic generation | 60.04% | 63.44% | 66.1% | 69.86% | 73.13% | 73.52% | 75.98% | 78.45% | 79.11% | 79.77% | 80.88% | 83.75% | 83.73% | 84.15% | 84.1% | 83.26% | 82.95% | 81.83% | 81.11% | 80.37% | 80.59% | 79.97% | 79.27% | 79.64% | 78.86% | 77.94% | 78.74% | 79.34%
|  | Fossil fuel % of domestic generation | 24.52% | 20.03% | 18.26% | 14.92% | 16.57% | 16.51% | 13.5% | 13.01% | 8.447% | 8.239% | 7.492% | 4.011% | 3.786% | 3.552% | 4.575% | 4.529% | 4.292% | 3.695% | 3.63% | 3.76% | 3.687% | 3.525% | 3.603% | 3.489% | 3.482% | 2.881% | 0.1971% | 0%
Fossil fuel is made up of:
|  | Gas | 67.1242 | 53.2203 | 50.3882 | 44.6651 | 48.5254 | 49.9843 | 45.0248 | 47.2004 | 33.7357 | 33.5665 | 32.2106 | 18.4995 | 18.1761 | 18.2648 | 24.7111 | 25.6201 | 25.2458 | 22.5342 | 22.7261 | 24.4641 | 24.2638 | 23.6666 | 24.7905 | 24.3058 | 24.7278 | 20.8337 | 1.4249 | 0
|  | Coal | 0.59726 | 0.54974 | 0 | 0 | 0 | 0 | 0 | 0 | 0 | 0 | 0 | 0 | 0 | 0 | 0 | 0 | 0 | 0 | 0 | 0 | 0 | 0 | 0 | 0 | 0 | 0 | 0 | 0
|  | Other thermal | 0.73977 | 0.54702 | 0.5374 | 0.39328 | 0.31205 | 0.36034 | 0.32311 | 0.29622 | 0.33062 | 0.36742 | 0.44381 | 0.50966 | 0.5074 | 0 | 0 | 0 | 0 | 0 | 0 | 0 | 0 | 0 | 0 | 0 | 0 | 0 | 0 | 0
Other renewables is made up of:
|  | Waste | 13.816 | 14.6013 | 14.9641 | 14.586 | 15.3981 | 15.376 | 15.7705 | 15.4784 | 13.3709 | 13.4609 | 13.7857 | 12.9877 | 12.6733 | 10.0874 | 6.151 | 7.07 | 7.5209 | 8.1012 | 5.1552 | 5.0962 | 5.1558 | 5.4121 | 5.1837 | 5.2433 | 5.4021 | 5.8216 | 4.6002 | 4.3457
|  | Hydro | 3.4775 | 3.507 | 3.5134 | 3.5225 | 3.548 | 3.5929 | 3.5657 | 3.553 | 3.501 | 3.5597 | 3.6297 | 3.6053 | 3.6325 | 3.6509 | 3.6259 | 3.6764 | 3.7072 | 3.7296 | 3.7829 | 3.7964 | 3.8214 | 3.8543 | 3.8662 | 3.8866 | 3.9136 | 3.9433 | 3.9491 | 3.9734
|  | Marine | 0.081381 | 0.081381 | 0.10174 | 0.10174 | 0.11843 | 0.14197 | 0.16701 | 0.23244 | 0.37586 | 0.41708 | 0.43621 | 0.43456 | 0.43624 | 0.43695 | 0.43677 | 0.43704 | 1.2686 | 3.729 | 3.7573 | 6.2741 | 6.2704 | 6.2772 | 6.2791 | 6.2784 | 6.278 | 6.2757 | 6.2791 | 7.9482
|  | Other renewables | 8.5026 | 8.3515 | 8.1362 | 7.3765 | 7.0471 | 6.4014 | 5.8201 | 5.2095 | 4.3079 | 4.3062 | 3.9126 | 3.5014 | 3.2966 | 2.4712 | 0.53249 | 0.90934 | 1.0857 | 1.2822 | 0.2957 | 0.38 | 0.39043 | 0.38376 | 0.41352 | 0.46108 | 0.48512 | 0.71175 | 0.54101 | 0.58866
| Counterfactual | Total generation output by technology (TWh)
| ES.11: Electricity generation output by technology in the Counterfactual | Year | 2023-04-01 | 2024-01-01 | 2025-01-01 | 2026-01-01 | 2027-01-01 | 2028-01-01 | 2029-01-01 | 2030-01-01 | 2031-01-01 | 2032-01-01 | 2033-01-01 | 2034-01-01 | 2035-01-01 | 2036-01-01 | 2037-01-01 | 2038-01-01 | 2039-01-01 | 2040-01-01 | 2041-01-01 | 2042-01-01 | 2043-01-01 | 2044-01-01 | 2045-01-01 | 2046-01-01 | 2047-01-01 | 2048-01-01 | 2049-01-01 | 2050-01-01
|  | Interconnectors | 6.1259 | 22.5803 | 26.3585 | 20.4755 | 23.6404 | 15.1541 | 12.3269 | -9.2196 | -5.0258 | -16.0762 | -19.7966 | -28.5778 | -52.5784 | -60.2585 | -71.181 | -83.2659 | -87.2187 | -96.1194 | -96.8285 | -103.2735 | -103.3395 | -99.732 | -101.8518 | -104.3605 | -103.5378 | -101.894 | -98.7997 | -96.8577
|  | Biomass | 30.1 | 12.9827 | 12.615 | 10.9466 | 4.155 | 1.2554 | 0.72935 | 0.2486 | 1.431 | 1.1217 | 0.76358 | 0.59435 | 0.46341 | 0.16727 | 0.18064 | 0.22125 | 0.18969 | 0.095765 | 0.082063 | 0.092491 | 0.12289 | 0.097925 | 0.082627 | 0.084744 | 0.047311 | 0.085642 | 0.088931 | 0.013298
|  | CCS Biomass | 0 | 0 | 0 | 0 | 0 | 0 | 0 | 0 | 0 | 0 | 0 | 0 | 0 | 7.6271 | 7.9756 | 8.1087 | 7.865 | 7.633 | 7.2161 | 7.2695 | 8.3151 | 7.5294 | 8.4155 | 8.6296 | 8.3152 | 12.4795 | 10.9891 | 11.3262
|  | Fossil Fuel | 68.4612 | 69.8509 | 66.0226 | 67.9915 | 77.8442 | 80.1022 | 72.4933 | 86.8347 | 73.1838 | 61.7574 | 63.4157 | 60.2328 | 51.9093 | 51.3982 | 59.4714 | 60.6473 | 57.4657 | 56.5932 | 58.2013 | 59.8568 | 54.3938 | 54.6664 | 55.0744 | 51.8225 | 49.8264 | 49.6377 | 44.4601 | 46.7381
|  | CCS Gas | 0 | 0 | 0 | 0 | 0 | 0 | 0 | 0 | 0 | 0 | 0 | 0 | 9.1929 | 9.0151 | 12.8115 | 21.2203 | 20.4479 | 35.3731 | 33.6208 | 37.6498 | 50.6142 | 48.8232 | 49.0474 | 61.1836 | 65.4843 | 67.2794 | 71.1193 | 73.0705
|  | Nuclear | 42.477 | 43.4395 | 41.5537 | 43.627 | 26.6061 | 26.3996 | 25.8128 | 25.7469 | 19.7792 | 31.7662 | 31.9817 | 31.95 | 33.4947 | 31.8245 | 30.1931 | 28.4933 | 40.2305 | 40.9944 | 49.0298 | 59.8758 | 59.5368 | 66.0083 | 76.2952 | 76.3162 | 80.5428 | 80.9587 | 84.0007 | 84.7614
|  | Hydrogen | 0 | 0 | 0 | 0 | 0 | 0 | 0 | 0 | 0 | 0 | 0 | 0 | 0 | 0 | 0.021805 | 0.01936 | 0.019204 | 0.11575 | 0.14676 | 0.13358 | 0.083836 | 0.18055 | 0.18241 | 0.14774 | 0.10866 | 0.15182 | 4.0101 | 4.0324
|  | Offshore Wind | 59.9219 | 60.0591 | 61.3979 | 65.8558 | 78.0609 | 90.3615 | 103.3107 | 109.5725 | 128.9971 | 151.4397 | 160.3379 | 183.4151 | 220.2097 | 235.7541 | 246.1043 | 262.9537 | 270.4103 | 277.6744 | 283.6891 | 283.915 | 286.7675 | 293.4277 | 292.9043 | 295.7199 | 296.849 | 299.0848 | 297.4058 | 298.3037
|  | Onshore Wind | 36.1042 | 38.1929 | 38.5561 | 38.7828 | 39.7943 | 41.7085 | 43.6183 | 50.2064 | 51.8135 | 51.0557 | 51.1652 | 49.3943 | 45.8822 | 45.3059 | 44.2286 | 43.7566 | 43.5363 | 44.9584 | 45.0637 | 46.5093 | 45.8191 | 45.1226 | 46.4432 | 47.6948 | 48.8306 | 50.0766 | 53.7042 | 55.0301
|  | Solar | 15.6412 | 16.5915 | 17.2776 | 18.0294 | 18.746 | 19.6414 | 21.9503 | 22.8522 | 23.8027 | 24.8145 | 26.4162 | 28.3407 | 29.0916 | 30.7062 | 31.3326 | 31.5817 | 32.2726 | 33.6003 | 34.8063 | 36.2352 | 37.5376 | 38.6134 | 40.0597 | 41.3641 | 42.8118 | 44.2181 | 45.4498 | 46.5198
|  | Other Renewables | 25.8774 | 26.5784 | 28.1008 | 28.4038 | 28.4305 | 28.0111 | 27.0914 | 26.8948 | 26.3454 | 24.3687 | 23.2712 | 22.1839 | 20.8526 | 17.3978 | 17.2805 | 16.3806 | 16.4222 | 16.2352 | 15.4702 | 15.1166 | 15.7403 | 15.3664 | 15.1439 | 14.7876 | 14.4971 | 14.5491 | 14.6154 | 15.9118
|  | Storage | 0.64464 | 0.47757 | 0.56137 | 0.77386 | 1.2134 | 2.3134 | 4.0488 | 4.2888 | 6.2127 | 10.0426 | 10.6381 | 13.4101 | 18.509 | 17.8788 | 17.31 | 18.7959 | 18.8833 | 17.7538 | 18.3368 | 16.9956 | 16.2375 | 15.9222 | 15.3124 | 15.0821 | 14.4474 | 13.8141 | 12.2107 | 11.8684
|  | Interconnectors (net negative) | 0 | 0 | 0 | 0 | 0 | 0 | 0 | 9.2196 | 5.0258 | 16.0762 | 19.7966 | 28.5778 | 52.5784 | 60.2585 | 71.181 | 83.2659 | 87.2187 | 96.1194 | 96.8285 | 103.2735 | 103.3395 | 99.732 | 101.8518 | 104.3605 | 103.5378 | 101.894 | 98.7997 | 96.8577
|  | Wind and solar | 111.6672 | 114.8435 | 117.2315 | 122.668 | 136.6012 | 151.7114 | 168.8793 | 182.6311 | 204.6133 | 227.31 | 237.9193 | 261.15 | 295.1835 | 311.7662 | 321.6655 | 338.292 | 346.2192 | 356.2331 | 363.5591 | 366.6595 | 370.1243 | 377.1638 | 379.4072 | 384.7789 | 388.4914 | 393.3795 | 396.5599 | 399.8536
|  | Total (domestic generation) | 279.2275 | 268.1725 | 266.085 | 274.4107 | 274.8504 | 289.7931 | 299.055 | 326.6449 | 331.5654 | 356.3667 | 367.9897 | 389.5211 | 429.6053 | 447.075 | 466.91 | 492.1787 | 507.7427 | 531.0272 | 545.663 | 563.6497 | 575.1687 | 585.7582 | 598.961 | 612.833 | 621.7605 | 632.3353 | 638.0542 | 647.5758
|  | Wind and solar % of domestic generation | 39.99% | 42.82% | 44.06% | 44.7% | 49.7% | 52.35% | 56.47% | 55.91% | 61.71% | 63.79% | 64.65% | 67.04% | 68.71% | 69.73% | 68.89% | 68.73% | 68.19% | 67.08% | 66.63% | 65.05% | 64.35% | 64.39% | 63.34% | 62.79% | 62.48% | 62.21% | 62.15% | 61.75%
|  | Renewables % of domestic generation | 60.04% | 57.58% | 59.36% | 59.04% | 61.56% | 62.45% | 65.77% | 64.22% | 70.09% | 70.94% | 71.19% | 72.89% | 73.67% | 75.37% | 74.34% | 73.75% | 73.01% | 71.6% | 70.8% | 69.04% | 68.55% | 68.31% | 67.29% | 66.62% | 66.16% | 66.5% | 66.18% | 65.95%
|  | Fossil fuel % of domestic generation | 24.52% | 26.05% | 24.81% | 24.78% | 28.32% | 27.64% | 24.24% | 26.58% | 22.07% | 17.33% | 17.23% | 15.46% | 12.08% | 11.5% | 12.74% | 12.32% | 11.32% | 10.66% | 10.67% | 10.62% | 9.457% | 9.333% | 9.195% | 8.456% | 8.014% | 7.85% | 6.968% | 7.217%
Fossil fuel is made up of:
|  | Gas | 67.1242 | 68.4761 | 65.1447 | 67.2118 | 77.072 | 79.2129 | 71.5795 | 85.6955 | 71.088 | 59.9976 | 61.7918 | 58.706 | 50.5205 | 50.0144 | 57.411 | 58.4416 | 55.5896 | 54.8474 | 56.2903 | 58.1937 | 52.8477 | 53.0553 | 53.5227 | 50.2933 | 48.4301 | 48.2797 | 43.2985 | 45.4538
|  | Coal | 0.59726 | 0.54974 | 0 | 0 | 0 | 0 | 0 | 0 | 0 | 0 | 0 | 0 | 0 | 0 | 0 | 0 | 0 | 0 | 0 | 0 | 0 | 0 | 0 | 0 | 0 | 0 | 0 | 0
|  | Other thermal | 0.73977 | 0.82507 | 0.87788 | 0.77963 | 0.77221 | 0.88934 | 0.91372 | 1.1392 | 2.0958 | 1.7598 | 1.6239 | 1.5268 | 1.3887 | 1.3838 | 2.0604 | 2.2057 | 1.8761 | 1.7458 | 1.9109 | 1.6631 | 1.5461 | 1.6111 | 1.5517 | 1.5293 | 1.3962 | 1.358 | 1.1616 | 1.2843
Other renewables is made up of:
|  | Waste | 13.816 | 14.8786 | 16.6935 | 17.1909 | 17.7179 | 17.8049 | 17.5693 | 17.657 | 17.6477 | 16.588 | 16.049 | 15.5409 | 14.713 | 12.3354 | 12.2894 | 11.4458 | 11.5415 | 11.3723 | 10.7304 | 10.4367 | 11.0874 | 10.7437 | 10.5079 | 10.1532 | 9.8755 | 9.6802 | 8.9878 | 8.6094
|  | Hydro | 3.4775 | 3.4943 | 3.4878 | 3.4904 | 3.4975 | 3.5351 | 3.4973 | 3.5079 | 3.5102 | 3.4958 | 3.4683 | 3.441 | 3.4101 | 3.418 | 3.3778 | 3.3873 | 3.3927 | 3.4308 | 3.423 | 3.4385 | 3.414 | 3.4479 | 3.4592 | 3.4848 | 3.4999 | 3.5113 | 3.5313 | 3.5239
|  | Marine | 0.081381 | 0.081381 | 0.081381 | 0.081381 | 0.081381 | 0.081293 | 0.080893 | 0.10323 | 0.16973 | 0.16935 | 0.16939 | 0.16886 | 0.22116 | 0.22155 | 0.22136 | 0.21981 | 0.21869 | 0.21961 | 0.2197 | 0.22108 | 0.22044 | 0.21405 | 0.21539 | 0.218 | 0.22446 | 0.42974 | 1.2543 | 2.9158
|  | Other renewables | 8.5026 | 8.1242 | 7.8382 | 7.6411 | 7.1337 | 6.5897 | 5.944 | 5.6266 | 5.0177 | 4.1156 | 3.5845 | 3.0332 | 2.5083 | 1.4229 | 1.392 | 1.3277 | 1.2693 | 1.2125 | 1.0972 | 1.0203 | 1.0184 | 0.96078 | 0.96137 | 0.93159 | 0.89727 | 0.92784 | 0.84202 | 0.86276

## ES.12
ES.12: Offshore wind capacity
Return to: Main Menu
Return to: Chapter contents
ES.12: Offshore wind capacity
Installed offshore wind generation capacity (GW)
|  |  | 2023-01-01 | 2024-01-01 | 2025-01-01 | 2026-01-01 | 2027-01-01 | 2028-01-01 | 2029-01-01 | 2030-01-01 | 2031-01-01 | 2032-01-01 | 2033-01-01 | 2034-01-01 | 2035-01-01 | 2036-01-01 | 2037-01-01 | 2038-01-01 | 2039-01-01 | 2040-01-01 | 2041-01-01 | 2042-01-01 | 2043-01-01 | 2044-01-01 | 2045-01-01 | 2046-01-01 | 2047-01-01 | 2048-01-01 | 2049-01-01 | 2050-01-01
|  | Electric Engagement | 14.7165 | 17.3645 | 20.155 | 23.203 | 27.153 | 28.753 | 36.714 | 45.963 | 54.0122 | 58.8882 | 63.0972 | 72.0572 | 76.7972 | 83.1932 | 90.7932 | 92.3012 | 93.3012 | 96.0012 | 96.0012 | 96.0012 | 96.0012 | 96.0012 | 96.0012 | 96.0012 | 96.0012 | 96.0012 | 96.0012 | 96.0012
|  | Hydrogen Evolution | 14.7165 | 16.1645 | 18.3565 | 25.8945 | 27.0945 | 29.5545 | 35.2745 | 43.3645 | 53.9037 | 54.5497 | 58.0497 | 69.9187 | 71.4187 | 77.1187 | 84.1547 | 88.6547 | 91.1627 | 91.1627 | 92.0627 | 93.2627 | 93.2627 | 93.2627 | 93.2627 | 93.2627 | 93.2627 | 93.2627 | 93.2627 | 93.2627
|  | Holistic Transition | 14.7165 | 18.3565 | 23.203 | 27.153 | 28.753 | 37.914 | 45.063 | 53.5622 | 56.2432 | 61.0172 | 73.0852 | 80.2252 | 88.5712 | 93.4712 | 97.4712 | 97.4712 | 98.4712 | 98.4712 | 98.4712 | 98.4712 | 98.4712 | 98.4712 | 98.4712 | 100.4712 | 100.4712 | 100.4712 | 100.4712 | 100.4712
|  | Counterfactual | 14.7165 | 15.7165 | 16.1645 | 17.3645 | 20.6365 | 23.6445 | 27.0945 | 28.5945 | 33.5545 | 39.7737 | 42.3147 | 48.6747 | 59.4037 | 63.7037 | 67.1037 | 73.6197 | 76.6197 | 77.8197 | 79.8197 | 79.8197 | 79.8197 | 81.3847 | 81.3847 | 81.3847 | 81.3847 | 81.3847 | 81.3847 | 81.3847
|  | Five Year Forecast | 2023-01-01: 14.7165; 2024-01-01: 16.1645; 2025-01-01: 18.3565; 2026-01-01: 25.8945; 2027-01-01: 27.0945; 2028-01-01: 29.5545; 2029-01-01: 35.2745
Non-networked (GW)
|  |  | 2023-01-01 | 2024-01-01 | 2025-01-01 | 2026-01-01 | 2027-01-01 | 2028-01-01 | 2029-01-01 | 2030-01-01 | 2031-01-01 | 2032-01-01 | 2033-01-01 | 2034-01-01 | 2035-01-01 | 2036-01-01 | 2037-01-01 | 2038-01-01 | 2039-01-01 | 2040-01-01 | 2041-01-01 | 2042-01-01 | 2043-01-01 | 2044-01-01 | 2045-01-01 | 2046-01-01 | 2047-01-01 | 2048-01-01 | 2049-01-01 | 2050-01-01
|  | Electric Engagement | 0 | 0 | 0.015 | 0.015 | 0.015 | 0.015 | 0.015 | 0.014 | 0.014 | 0.014 | 0.014 | 0.014 | 0.014 | 0.014 | 0.014 | 0.014 | 0.014 | 0.0135 | 0.0135 | 0.0135 | 0.0135 | 0.0135 | 0.0135 | 0.0135 | 0.0135 | 0.0135 | 0.0135 | 0.299
|  | Hydrogen Evolution | 0 | 0 | 0 | 0 | 0 | 0.015 | 0.03 | 0.112 | 0.238 | 0.266 | 0.616 | 0.812 | 0.868 | 0.966 | 1.106 | 1.148 | 1.232 | 1.3635 | 1.4445 | 1.593 | 1.8495 | 1.8495 | 2.0925 | 2.3355 | 2.484 | 2.457 | 2.646 | 2.691
|  | Holistic Transition | 0 | 0 | 0 | 0 | 0.015 | 0.03 | 0.045 | 0.126 | 0.154 | 0.21 | 0.238 | 0.308 | 0.378 | 0.42 | 0.504 | 0.574 | 0.812 | 0.8775 | 1.0395 | 1.107 | 1.323 | 1.539 | 1.701 | 1.8225 | 1.9305 | 2.025 | 2.1195 | 2.106
|  | Counterfactual | 0 | 0 | 0 | 0 | 0 | 0 | 0 | 0 | 0 | 0 | 0 | 0 | 0 | 0 | 0 | 0 | 0 | 0 | 0.0135 | 0.0135 | 0.0135 | 0.0135 | 0.0135 | 0.0135 | 0.0135 | 0.0135 | 0.0135 | 0.013
|  | Five Year Forecast | 2023-01-01: 0; 2024-01-01: 0; 2025-01-01: 0; 2026-01-01: 0; 2027-01-01: 0.015; 2028-01-01: 0.015; 2029-01-01: 0.03
Networked and non-networked (GW)
|  |  | 2023-01-01 | 2024-01-01 | 2025-01-01 | 2026-01-01 | 2027-01-01 | 2028-01-01 | 2029-01-01 | 2030-01-01 | 2031-01-01 | 2032-01-01 | 2033-01-01 | 2034-01-01 | 2035-01-01 | 2036-01-01 | 2037-01-01 | 2038-01-01 | 2039-01-01 | 2040-01-01 | 2041-01-01 | 2042-01-01 | 2043-01-01 | 2044-01-01 | 2045-01-01 | 2046-01-01 | 2047-01-01 | 2048-01-01 | 2049-01-01 | 2050-01-01
|  | Electric Engagement | 14.7165 | 17.3645 | 20.17 | 23.218 | 27.168 | 28.768 | 36.729 | 45.977 | 54.0262 | 58.9022 | 63.1112 | 72.0712 | 76.8112 | 83.2072 | 90.8072 | 92.3152 | 93.3152 | 96.0147 | 96.0147 | 96.0147 | 96.0147 | 96.0147 | 96.0147 | 96.0147 | 96.0147 | 96.0147 | 96.0147 | 96.3002
|  | Hydrogen Evolution | 14.7165 | 16.1645 | 18.3565 | 25.8945 | 27.0945 | 29.5695 | 35.3045 | 43.4765 | 54.1417 | 54.8157 | 58.6657 | 70.7307 | 72.2867 | 78.0847 | 85.2607 | 89.8027 | 92.3947 | 92.5262 | 93.5072 | 94.8557 | 95.1122 | 95.1122 | 95.3552 | 95.5982 | 95.7467 | 95.7197 | 95.9087 | 95.9537
|  | Holistic Transition | 14.7165 | 18.3565 | 23.203 | 27.153 | 28.768 | 37.944 | 45.108 | 53.6882 | 56.3972 | 61.2272 | 73.3232 | 80.5332 | 88.9492 | 93.8912 | 97.9752 | 98.0452 | 99.2832 | 99.3487 | 99.5107 | 99.5782 | 99.7942 | 100.0102 | 100.1722 | 102.2937 | 102.4017 | 102.4962 | 102.5907 | 102.5772
|  | Counterfactual | 14.7165 | 15.7165 | 16.1645 | 17.3645 | 20.6365 | 23.6445 | 27.0945 | 28.5945 | 33.5545 | 39.7737 | 42.3147 | 48.6747 | 59.4037 | 63.7037 | 67.1037 | 73.6197 | 76.6197 | 77.8197 | 79.8332 | 79.8332 | 79.8332 | 81.3982 | 81.3982 | 81.3982 | 81.3982 | 81.3982 | 81.3982 | 81.3977
|  | Five Year Forecast | 2023-01-01: 14.7165; 2024-01-01: 16.1645; 2025-01-01: 18.3565; 2026-01-01: 25.8945; 2027-01-01: 27.1095; 2028-01-01: 29.5695; 2029-01-01: 35.3045

## ES.13
ES.13: Onshore wind capacity
Return to: Main Menu
Return to: Chapter contents
Installed onshore wind generation capacity (GW)
ES.13: Onshore wind capacity
|  |  | 2023-01-01 | 2024-01-01 | 2025-01-01 | 2026-01-01 | 2027-01-01 | 2028-01-01 | 2029-01-01 | 2030-01-01 | 2031-01-01 | 2032-01-01 | 2033-01-01 | 2034-01-01 | 2035-01-01 | 2036-01-01 | 2037-01-01 | 2038-01-01 | 2039-01-01 | 2040-01-01 | 2041-01-01 | 2042-01-01 | 2043-01-01 | 2044-01-01 | 2045-01-01 | 2046-01-01 | 2047-01-01 | 2048-01-01 | 2049-01-01 | 2050-01-01
|  | Electric Engagement | 13.6949 | 14.9186 | 15.8941 | 17.3192 | 18.6735 | 20.9382 | 23.9614 | 25.8741 | 26.9622 | 27.9551 | 28.593 | 29.569 | 30.8138 | 31.6126 | 32.4561 | 33.5994 | 34.54 | 35.5333 | 36.6946 | 37.6776 | 38.7409 | 39.5923 | 40.5668 | 41.1214 | 41.5672 | 41.6881 | 41.7998 | 41.8289
|  | Hydrogen Evolution | 13.695 | 14.6734 | 15.1274 | 15.7729 | 17.5902 | 18.7575 | 21.7617 | 23.0808 | 23.9319 | 24.6059 | 24.9724 | 25.6513 | 26.7315 | 27.0556 | 27.2828 | 27.5129 | 27.7455 | 28.0806 | 28.5196 | 28.9616 | 29.206 | 29.4537 | 29.8039 | 30.2584 | 30.716 | 30.9767 | 31.2407 | 31.5078
|  | Holistic Transition | 13.6949 | 15.2268 | 16.7968 | 19.0462 | 21.0873 | 24.3728 | 26.0558 | 27.3725 | 28.1428 | 28.7152 | 29.3662 | 30.3587 | 31.2474 | 31.8702 | 32.5251 | 33.2138 | 33.9382 | 34.7005 | 35.5496 | 36.5062 | 37.4674 | 38.1335 | 38.8936 | 39.448 | 39.8056 | 39.9642 | 40.1172 | 40.2133
|  | Counterfactual | 13.6949 | 14.6449 | 14.8187 | 14.949 | 15.4852 | 16.4242 | 17.4475 | 20.3631 | 21.452 | 22.4979 | 23.1309 | 23.4056 | 23.5663 | 23.891 | 24.0161 | 24.2402 | 24.3655 | 24.4909 | 24.6165 | 24.7423 | 24.8681 | 24.9941 | 25.1203 | 25.2466 | 25.373 | 25.4996 | 25.6263 | 25.7533
|  | Five Year Forecast | 2023-01-01: 13.695; 2024-01-01: 14.6089; 2025-01-01: 15.0629; 2026-01-01: 15.7084; 2027-01-01: 17.5257; 2028-01-01: 18.693; 2029-01-01: 21.6972

## ES.14
ES.14: Solar capacity
Return to: Main Menu
Return to: Chapter contents
Installed solar generation capacity
| ES.14: Solar capacity | GW | 2023-01-01 | 2024-01-01 | 2025-01-01 | 2026-01-01 | 2027-01-01 | 2028-01-01 | 2029-01-01 | 2030-01-01 | 2031-01-01 | 2032-01-01 | 2033-01-01 | 2034-01-01 | 2035-01-01 | 2036-01-01 | 2037-01-01 | 2038-01-01 | 2039-01-01 | 2040-01-01 | 2041-01-01 | 2042-01-01 | 2043-01-01 | 2044-01-01 | 2045-01-01 | 2046-01-01 | 2047-01-01 | 2048-01-01 | 2049-01-01 | 2050-01-01
|  | Electric Engagement | 15.1362 | 17.7958 | 20.1104 | 22.3611 | 24.6931 | 28.2164 | 30.8511 | 33.6903 | 36.359 | 39.0337 | 42.7685 | 45.7922 | 48.6739 | 51.4035 | 53.9504 | 56.682 | 59.352 | 62.0343 | 64.6191 | 67.6437 | 70.308 | 72.8826 | 75.5674 | 78.201 | 80.4857 | 82.7703 | 84.955 | 87.1898
|  | Hydrogen Evolution | 15.1362 | 16.6782 | 18.1162 | 19.3538 | 20.7071 | 23.2813 | 24.8814 | 27.6438 | 30.2002 | 33.0127 | 35.9591 | 39.2903 | 41.9946 | 43.821 | 45.1833 | 46.6959 | 48.1175 | 50.4666 | 52.7362 | 54.9488 | 57.3984 | 59.4528 | 61.7099 | 64.0085 | 66.0511 | 68.1135 | 70.139 | 71.7516
|  | Holistic Transition | 15.1362 | 18.5757 | 21.7926 | 24.9583 | 28.5201 | 32.5704 | 35.9908 | 40.4713 | 46.5501 | 53.744 | 59.7403 | 65.4505 | 69.1885 | 72.655 | 75.6108 | 78.105 | 81.8028 | 85.2123 | 88.4973 | 91.8177 | 94.938 | 98.7986 | 100.919 | 102.1394 | 103.5737 | 105.0511 | 106.4715 | 107.8918
|  | Counterfactual | 15.1362 | 16.0094 | 16.6694 | 17.381 | 18.0827 | 18.94 | 20.9058 | 21.9225 | 23.0391 | 24.3898 | 26.0853 | 28.2145 | 29.8651 | 31.1318 | 31.5484 | 31.9651 | 32.6818 | 33.7984 | 34.9151 | 35.9318 | 36.9484 | 38.0651 | 39.2818 | 40.4984 | 41.8151 | 43.1318 | 44.1984 | 45.2151
|  | Five Year Forecast | 2023-01-01: 15.1362; 2024-01-01: 16.6782; 2025-01-01: 18.1162; 2026-01-01: 19.3538; 2027-01-01: 20.7071; 2028-01-01: 23.2813; 2029-01-01: 24.8814

## ES.15
ES.15: Tidal capacity
Return to: Main Menu
Return to: Chapter contents
ES.15: Tidal capacity
Installed tidal generation capacity
|  | GW | 2020-01-01 | 2023-01-01 | 2024-01-01 | 2025-01-01 | 2026-01-01 | 2027-01-01 | 2028-01-01 | 2029-01-01 | 2030-01-01 | 2031-01-01 | 2032-01-01 | 2033-01-01 | 2034-01-01 | 2035-01-01 | 2036-01-01 | 2037-01-01 | 2038-01-01 | 2039-01-01 | 2040-01-01 | 2041-01-01 | 2042-01-01 | 2043-01-01 | 2044-01-01 | 2045-01-01 | 2046-01-01 | 2047-01-01 | 2048-01-01 | 2049-01-01 | 2050-01-01
|  | Electric Engagement |  | 0.0488 | 0.0588 | 0.0738 | 0.1023 | 0.2193 | 0.2524 | 0.3174 | 0.3374 | 0.3474 | 0.3574 | 0.3924 | 0.4124 | 0.4224 | 0.4324 | 0.4424 | 0.4524 | 1.4624 | 2.4724 | 2.4824 | 3.9924 | 4.0024 | 4.0024 | 4.0024 | 4.0024 | 4.0024 | 4.0024 | 4.0024 | 4.0024
|  | Hydrogen Evolution |  | 0.0488 | 0.0488 | 0.061 | 0.061 | 0.071 | 0.0851 | 0.1001 | 0.1401 | 0.2281 | 0.2521 | 0.2621 | 0.2621 | 0.2621 | 0.2621 | 0.2621 | 0.2621 | 0.7621 | 2.2621 | 2.2621 | 3.7621 | 3.7621 | 3.7621 | 3.7621 | 3.7621 | 3.7621 | 3.7621 | 3.7621 | 4.7621
|  | Holistic Transition |  | 0.048758 | 0.058758 | 0.073758 | 0.10226 | 0.14936 | 0.20936 | 0.23436 | 0.25436 | 0.26436 | 0.27436 | 0.30936 | 0.32936 | 0.33936 | 0.34936 | 0.35936 | 0.41236 | 0.50536 | 2.5154 | 2.5254 | 3.0354 | 3.0454 | 3.2454 | 3.2454 | 3.2454 | 3.2454 | 3.2454 | 3.2454 | 3.2454
|  | Counterfactual |  | 0.048758 | 0.048758 | 0.048758 | 0.048758 | 0.048758 | 0.048758 | 0.048758 | 0.061858 | 0.10186 | 0.10186 | 0.10186 | 0.10186 | 0.14486 | 0.14486 | 0.14486 | 0.14486 | 0.14486 | 0.14486 | 0.14486 | 0.14486 | 0.14486 | 0.14486 | 0.14486 | 0.14486 | 0.14486 | 0.27786 | 0.77786 | 1.7779
|  | Five Year Forecast | 2023-01-01: 0.0488; 2024-01-01: 0.0488; 2025-01-01: 0.061; 2026-01-01: 0.061; 2027-01-01: 0.071; 2028-01-01: 0.0851; 2029-01-01: 0.1001

## ES.16
ES.16: Battery storage installed capacity (excluding vehicle to grid)
Return to: Main Menu
Return to: Chapter contents
ES.16: Battery storage installed capacity (excluding vehicle to grid)
Battery storage capacity, excluding V2G and hydrogen (GW)
|  |  | 2020-01-01 | 2023-01-01 | 2024-01-01 | 2025-01-01 | 2026-01-01 | 2027-01-01 | 2028-01-01 | 2029-01-01 | 2030-01-01 | 2031-01-01 | 2032-01-01 | 2033-01-01 | 2034-01-01 | 2035-01-01 | 2036-01-01 | 2037-01-01 | 2038-01-01 | 2039-01-01 | 2040-01-01 | 2041-01-01 | 2042-01-01 | 2043-01-01 | 2044-01-01 | 2045-01-01 | 2046-01-01 | 2047-01-01 | 2048-01-01 | 2049-01-01 | 2050-01-01
|  | Electric Engagement |  | 4.6765 | 6.9706 | 10.669 | 15.3627 | 19.4625 | 21.972 | 23.5084 | 24.6334 | 24.9933 | 25.2481 | 25.444 | 25.9279 | 26.2553 | 26.5003 | 26.7632 | 27.0402 | 27.3333 | 27.7075 | 28.0394 | 28.4182 | 28.7846 | 29.167 | 29.5662 | 29.9822 | 30.415 | 30.8646 | 31.3309 | 31.8141
|  | Hydrogen Evolution |  | 4.6764 | 5.9628 | 8.4029 | 11.8721 | 17.2582 | 20.904 | 21.8723 | 22.6254 | 22.8992 | 23.231 | 23.7175 | 23.886 | 24.0504 | 25.1548 | 25.223 | 25.6037 | 27.8196 | 27.8994 | 27.9831 | 28.0708 | 28.1623 | 28.2577 | 28.357 | 28.4603 | 28.5674 | 28.6784 | 28.7933 | 28.9121
|  | Holistic Transition |  | 4.6764 | 7.9583 | 14.884 | 19.4051 | 22.9012 | 25.2554 | 26.7 | 27.3835 | 27.771 | 28.0797 | 28.3504 | 28.6969 | 28.9633 | 29.2486 | 29.5528 | 29.9759 | 30.3179 | 30.7823 | 31.1696 | 31.577 | 32.0036 | 32.4502 | 33.0159 | 33.502 | 34.0078 | 34.5323 | 35.0772 | 35.6419
|  | Counterfactual |  | 4.6764 | 5.0496 | 6.0408 | 8.0022 | 10.36 | 13.9422 | 17.0892 | 19.532 | 20.2067 | 20.811 | 21.5444 | 22.0427 | 22.2418 | 22.3032 | 22.3361 | 22.4056 | 22.442 | 22.4802 | 22.5192 | 22.6401 | 22.6826 | 22.7273 | 22.7722 | 22.8187 | 22.8675 | 22.917 | 22.9679 | 23.0204
|  | Five Year Forecast | 2023-01-01: 4.6764; 2024-01-01: 5.9628; 2025-01-01: 8.4029; 2026-01-01: 11.8721; 2027-01-01: 17.2582; 2028-01-01: 20.904; 2029-01-01: 21.8723; 2030-01-01: 0
Excludes vehicle-to-grid and hydrogen storage

## ES.17
ES.17: Long duration energy storage installed capacity (excluding vehicle to grid and hydrogen)
Return to: Main Menu
Return to: Chapter contents
ES.17: Long duration energy storage installed capacity (excluding vehicle to grid and hydrogen)
Long duration energy storage capacity, excluding V2G and hydrogen (GW)
|  |  | 2020-01-01 | 2023-01-01 | 2024-01-01 | 2025-01-01 | 2026-01-01 | 2027-01-01 | 2028-01-01 | 2029-01-01 | 2030-01-01 | 2031-01-01 | 2032-01-01 | 2033-01-01 | 2034-01-01 | 2035-01-01 | 2036-01-01 | 2037-01-01 | 2038-01-01 | 2039-01-01 | 2040-01-01 | 2041-01-01 | 2042-01-01 | 2043-01-01 | 2044-01-01 | 2045-01-01 | 2046-01-01 | 2047-01-01 | 2048-01-01 | 2049-01-01 | 2050-01-01
|  | Electric Engagement |  | 2.7523 | 2.5723 | 2.8022 | 2.902 | 2.902 | 2.902 | 3.824 | 4.124 | 4.124 | 4.7739 | 5.3739 | 6.3739 | 6.4739 | 7.6739 | 8.1739 | 9.4739 | 10.9739 | 11.4739 | 12.4739 | 13.4739 | 13.9739 | 13.9739 | 14.4739 | 14.4739 | 14.4739 | 14.4739 | 14.4739 | 14.4739
|  | Hydrogen Evolution |  | 2.7523 | 2.5723 | 2.8022 | 2.8022 | 2.902 | 2.902 | 2.902 | 3.724 | 4.424 | 4.524 | 4.7239 | 5.0239 | 5.4739 | 6.0739 | 6.5239 | 6.5239 | 7.1239 | 7.6239 | 8.1239 | 10.5239 | 10.5239 | 10.5239 | 11.0239 | 11.5239 | 11.5239 | 11.5239 | 11.5239 | 11.5239
|  | Holistic Transition |  | 2.7523 | 2.5723 | 2.902 | 2.902 | 2.902 | 2.902 | 3.924 | 5.8579 | 6.6579 | 7.6579 | 7.9579 | 9.3579 | 10.4579 | 12.2579 | 12.7579 | 13.7579 | 14.2579 | 14.7579 | 15.2579 | 15.2579 | 15.2579 | 15.2579 | 15.2579 | 15.2579 | 15.2579 | 15.2579 | 15.2579 | 15.2579
|  | Counterfactual |  | 2.7523 | 2.5723 | 2.7523 | 2.8022 | 2.8022 | 2.902 | 2.902 | 2.902 | 2.902 | 3.514 | 3.724 | 3.724 | 4.224 | 4.924 | 5.124 | 5.124 | 5.124 | 5.2239 | 5.7239 | 5.7239 | 5.7239 | 5.7239 | 5.7239 | 7.2239 | 7.2239 | 7.2239 | 7.2239 | 7.2239
|  | Five Year Forecast | 2023-01-01: 2.7523; 2024-01-01: 2.5723; 2025-01-01: 2.8022; 2026-01-01: 2.8022; 2027-01-01: 2.902; 2028-01-01: 2.902; 2029-01-01: 2.902
Excludes vehicle-to-grid and hydrogen storage

## ES.18
ES.18: Electricity storage installed capacity and volume (excluding vehicle to grid and hydrogen)
Return to: Main Menu
Return to: Chapter contents
ES.18: Electricity storage installed capacity and volume (excluding vehicle to grid and hydrogen)
GW
|  | 2023 | 2030 |  |  |  | 2050
|  |  | EE | HE | HT | CF | EE | HE | HT | CF
| Battery | 4.6765 | 24.6334 | 22.6254 | 27.3835 | 19.532 | 31.8141 | 28.9121 | 35.6419 | 23.0204
| LAES | 0.005 | 0.5547 | 0.1547 | 0.4547 | 0.1547 | 4.0547 | 3.1047 | 4.3547 | 1.5547
| CAES | 0.003294 | 0.003294 | 0.003294 | 0.003294 | 0.003294 | 6.0033 | 4.0033 | 4.0033 | 2.0033
| PHS | 2.744 | 3.566 | 3.566 | 5.3999 | 2.744 | 4.4159 | 4.4159 | 6.8999 | 3.6659
GWh
|  | 2023 | 2030 |  |  |  | 2050
|  |  | EE | HE | HT | CF | EE | HE | HT | CF
| Battery | 5.7874 | 43.6398 | 40.5383 | 48.9718 | 34.404 | 57.606 | 49.8453 | 64.9038 | 40.5803
| LAES | 0.02 | 3.5182 | 0.9182 | 2.1182 | 0.9182 | 30.5182 | 25.9682 | 32.2182 | 6.5182
| CAES | 0.01647 | 0.01647 | 0.01647 | 0.01647 | 0.01647 | 120.0165 | 80.0165 | 80.0165 | 40.0165
| PHS | 28.004 | 44.372 | 44.372 | 78.8123 | 28.004 | 50.0963 | 52.4963 | 91.7123 | 45.0713
| Storage Capacity (GW) |  |  |  | Storage Volume (GWh)

## ES.19
ES.19: Interconnector capacity
Return to: Main Menu
Return to: Chapter contents
ES.19: Interconnector capacity
Installed interconnector capacity (GW)
|  |  | 2023-01-01 | 2024-01-01 | 2025-01-01 | 2026-01-01 | 2027-01-01 | 2028-01-01 | 2029-01-01 | 2030-01-01 | 2031-01-01 | 2032-01-01 | 2033-01-01 | 2034-01-01 | 2035-01-01 | 2036-01-01 | 2037-01-01 | 2038-01-01 | 2039-01-01 | 2040-01-01 | 2041-01-01 | 2042-01-01 | 2043-01-01 | 2044-01-01 | 2045-01-01 | 2046-01-01 | 2047-01-01 | 2048-01-01 | 2049-01-01 | 2050-01-01
|  | Electric Engagement | 8.4 | 10.3 | 10.3 | 10.3 | 10.3 | 11.7 | 11.7 | 11.7 | 11.7 | 16.15 | 16.9 | 18.3 | 19 | 20.25 | 22.05 | 22.05 | 22.05 | 22.05 | 22.05 | 22.05 | 22.05 | 22.05 | 22.05 | 22.05 | 22.05 | 22.05 | 22.05 | 22.05
|  | Hydrogen Evolution | 8.4 | 10.3 | 10.3 | 10.3 | 10.3 | 10.3 | 11.7 | 11.7 | 11.7 | 11.7 | 14.35 | 15.75 | 16.5 | 16.5 | 16.5 | 16.5 | 16.5 | 16.5 | 16.5 | 16.5 | 16.5 | 16.5 | 16.5 | 16.5 | 16.5 | 16.5 | 16.5 | 16.5
|  | Holistic Transition | 8.4 | 10.3 | 10.3 | 10.3 | 10.3 | 11.7 | 11.7 | 12.45 | 17.3 | 18.7 | 21.85 | 23.65 | 23.65 | 25.05 | 25.05 | 25.05 | 25.05 | 25.05 | 25.05 | 25.05 | 25.05 | 25.05 | 25.05 | 25.05 | 25.05 | 25.05 | 25.05 | 25.05
|  | Counterfactual | 8.4 | 10.3 | 10.3 | 10.3 | 10.3 | 10.3 | 10.3 | 11.7 | 11.7 | 11.7 | 11.7 | 12.95 | 14.35 | 15.75 | 15.75 | 15.75 | 15.75 | 15.75 | 15.75 | 15.75 | 15.75 | 15.75 | 15.75 | 15.75 | 15.75 | 15.75 | 15.75 | 15.75
|  | Five Year Forecast | 2023-01-01: 8.4; 2024-01-01: 10.3; 2025-01-01: 10.3; 2026-01-01: 10.3; 2027-01-01: 10.3; 2028-01-01: 10.3; 2029-01-01: 11.7

## ES.20
ES.20: Interconnectors imports, exports and net annual flows
Return to: Main Menu
Return to: Chapter contents
Net flows
| ES.20: Interconnector imports, exports and net annual flows | TWh | 2023-01-01 | 2024-01-01 | 2025-01-01 | 2026-01-01 | 2027-01-01 | 2028-01-01 | 2029-01-01 | 2030-01-01 | 2031-01-01 | 2032-01-01 | 2033-01-01 | 2034-01-01 | 2035-01-01 | 2036-01-01 | 2037-01-01 | 2038-01-01 | 2039-01-01 | 2040-01-01 | 2041-01-01 | 2042-01-01 | 2043-01-01 | 2044-01-01 | 2045-01-01 | 2046-01-01 | 2047-01-01 | 2048-01-01 | 2049-01-01 | 2050-01-01
|  | Electric Engagement | 6.1259 | 11.2701 | 3.0583 | -9.2812 | -1.1839 | -2.347 | -19.2549 | -38.1831 | -42.2201 | -54.4143 | -59.2014 | -71.5611 | -79.1498 | -84.3189 | -94.4008 | -94.7434 | -96.9569 | -99.5628 | -97.3852 | -92.0345 | -85.466 | -75.3335 | -75.284 | -79.7074 | -78.5496 | -79.5615 | -79.3439 | -72.5054
|  | Hydrogen Evolution | 6.1259 | 15.9281 | 11.4315 | -6.9332 | 5.9207 | 5.822 | -11.4928 | -24.7415 | -36.1625 | -30.4602 | -36.0778 | -41.9944 | -47.9626 | -47.1691 | -57.4192 | -68.7635 | -66.6413 | -67.0569 | -62.068 | -64.5024 | -62.5042 | -53.5133 | -55.1216 | -46.1463 | -44.5065 | -43.0645 | -28.2949 | -14.8771
|  | Holistic Transition | 6.1259 | 5.4999 | -10.6677 | -25.9407 | -12.5587 | -26.5725 | -40.1606 | -53.6078 | -63.4793 | -68.8338 | -89.9026 | -93.4996 | -103.0503 | -99.3653 | -96.3634 | -89.1327 | -91.8723 | -93.3993 | -91.2231 | -90.769 | -84.7833 | -73.5349 | -72.6289 | -76.8209 | -74.6635 | -70.0301 | -68.4333 | -57.8435
|  | Counterfactual | 6.1259 | 22.5803 | 26.3585 | 20.4755 | 23.6404 | 15.1541 | 12.3269 | -9.2196 | -5.0258 | -16.0762 | -19.7966 | -28.5778 | -52.5784 | -60.2585 | -71.181 | -83.2659 | -87.2187 | -96.1194 | -96.8285 | -103.2735 | -103.3395 | -99.732 | -101.8518 | -104.3605 | -103.5378 | -101.894 | -98.7997 | -96.8577
|  | Five Year Forecast | 2023-01-01: 6.1259; 2024-01-01: 17.5423; 2025-01-01: 12.9834; 2026-01-01: -7.1554; 2027-01-01: 6.7599; 2028-01-01: 7.3878; 2029-01-01: -9.3761
[5 empty] | 2025 |  |  |  |  | 2030 |  |  |  |  | 2035 |  |  |  |  | 2040 |  |  |  |  | 2045 |  |  |  |  | 2050
|  |  | 2023 |  | EE | HE | HT | CF |  | EE | HE | HT | CF |  | EE | HE | HT | CF |  | EE | HE | HT | CF |  | EE | HE | HT | CF |  | EE | HE | HT | CF
|  | Total imports | 20.6523 |  | 26.7794 | 30.836 | 19.0197 | 39.9678 |  | 16.5233 | 20.9879 | 12.9847 | 25.3712 |  | 20.2539 | 24.806 | 23.5835 | 17.1376 |  | 23.078 | 18.6207 | 33.919 | 7.7603 |  | 34.1103 | 27.0337 | 43.0821 | 8.4514 |  | 35.296 | 48.9672 | 49.8914 | 11.6698
|  | Total exports | -14.5264 |  | -23.7211 | -19.4045 | -29.6873 | -13.6094 |  | -54.7064 | -45.7294 | -66.5925 | -34.5908 |  | -99.4037 | -72.7686 | -126.6338 | -69.716 |  | -122.6408 | -85.6776 | -127.3183 | -103.8797 |  | -109.3944 | -82.1554 | -115.711 | -110.3032 |  | -107.8014 | -63.8443 | -107.735 | -108.5275
|  | Net flows | 6.1259 |  | 3.0583 | 11.4315 | -10.6677 | 26.3585 |  | -38.1831 | -24.7415 | -53.6078 | -9.2196 |  | -79.1498 | -47.9626 | -103.0503 | -52.5784 |  | -99.5628 | -67.0569 | -93.3993 | -96.1194 |  | -75.284 | -55.1216 | -72.6289 | -101.8518 |  | -72.5054 | -14.8771 | -57.8435 | -96.8577
Interconnector net annual flows

## ES.21
ES.21: Nuclear capacity
Return to: Main Menu
Return to: Chapter contents
ES.10: Nuclear capacity
Installed nuclear generation capacity (GW)
|  |  | 2020-01-01 | 2010-01-01 | 2015-01-01 | 2023-01-01 | 2024-01-01 | 2025-01-01 | 2026-01-01 | 2027-01-01 | 2028-01-01 | 2029-01-01 | 2030-01-01 | 2031-01-01 | 2032-01-01 | 2033-01-01 | 2034-01-01 | 2035-01-01 | 2036-01-01 | 2037-01-01 | 2038-01-01 | 2039-01-01 | 2040-01-01 | 2041-01-01 | 2042-01-01 | 2043-01-01 | 2044-01-01 | 2045-01-01 | 2046-01-01 | 2047-01-01 | 2048-01-01 | 2049-01-01 | 2050-01-01
|  | History |  | 10.982 | 10.548 | 6.075
|  | Electric Engagement |  |  |  | 6.075 | 6.075 | 6.075 | 6.075 | 3.71 | 3.71 | 2.47 | 2.9 | 4.57 | 4.57 | 4.57 | 5.11 | 6 | 8.619 | 11.229 | 11.699 | 12.169 | 12.639 | 14.094 | 15.012 | 16.012 | 16.692 | 17.162 | 19.073 | 19.853 | 20.323 | 22.238 | 22.238
|  | Hydrogen Evolution |  |  |  | 6.075 | 6.075 | 6.075 | 6.075 | 3.71 | 3.71 | 3.71 | 2.9 | 4.57 | 4.57 | 4.57 | 4.57 | 4.57 | 3.34 | 3.34 | 3.34 | 4.34 | 5.98 | 6.224 | 6.795 | 7.125 | 8.065 | 8.065 | 8.113 | 8.903 | 11.008 | 11.008 | 11.008
|  | Holistic Transition |  |  |  | 6.075 | 6.075 | 6.075 | 6.075 | 3.71 | 3.71 | 2.9 | 4.57 | 4.57 | 4.57 | 4.57 | 4.57 | 5 | 4.24 | 5.04 | 5.04 | 7.91 | 9.58 | 9.58 | 12.81 | 12.81 | 12.81 | 14.01 | 14.01 | 14.01 | 14.01 | 14.01 | 14.01
|  | Counterfactual |  |  |  | 6.075 | 6.075 | 6.075 | 6.075 | 3.71 | 3.71 | 3.71 | 3.71 | 2.9 | 4.57 | 4.57 | 4.57 | 4.57 | 4.57 | 4.57 | 4.57 | 6.24 | 6.49 | 7.9 | 9.57 | 9.57 | 10.57 | 12.45 | 12.45 | 13.45 | 13.45 | 13.45 | 13.45
|  | Five Year Forecast |  |  |  | 6.075 | 6.075 | 6.075 | 6.075 | 3.71 | 3.71 | 3.71

## ES.22
ES.22: Low carbon dispatchable capacity
Return to: Main Menu
Return to: Chapter contents
ES.22: Low carbon dispatchable capacity
Installed hydrogen generation capacity (GW)
|  |  | 2023-01-01 | 2024-01-01 | 2025-01-01 | 2026-01-01 | 2027-01-01 | 2028-01-01 | 2029-01-01 | 2030-01-01 | 2031-01-01 | 2032-01-01 | 2033-01-01 | 2034-01-01 | 2035-01-01 | 2036-01-01 | 2037-01-01 | 2038-01-01 | 2039-01-01 | 2040-01-01 | 2041-01-01 | 2042-01-01 | 2043-01-01 | 2044-01-01 | 2045-01-01 | 2046-01-01 | 2047-01-01 | 2048-01-01 | 2049-01-01 | 2050-01-01
|  | Electric Engagement | 0 | 0 | 0 | 0 | 0 | 0 | 0.0022 | 0.0046 | 0.0132 | 0.0227 | 0.3039 | 1.1289 | 6.1387 | 7.765 | 8.9468 | 11.7074 | 12.0888 | 13.5935 | 14.0258 | 15.0899 | 18.4928 | 19.5409 | 20.1434 | 20.8131 | 21.0131 | 21.0131 | 21.0131 | 21.0131
|  | Hydrogen Evolution | 0 | 0 | 0 | 0 | 0 | 0.025 | 0.1232 | 1.26 | 2.6921 | 4.4448 | 6.8495 | 11.9421 | 17.7169 | 21.5088 | 24.0364 | 26.0826 | 28.4812 | 30.5181 | 32.0649 | 33.3149 | 35.9891 | 36.6092 | 36.9684 | 38.3053 | 38.5851 | 38.8348 | 44.3083 | 44.5295
|  | Holistic Transition | 0 | 0 | 0 | 0 | 0 | 0 | 0.053931 | 0.27842 | 0.54984 | 0.88522 | 1.412 | 2.2494 | 3.9192 | 6.4491 | 8.8803 | 10.6329 | 11.9704 | 12.3567 | 13.4705 | 13.8833 | 14.9664 | 15.3441 | 16.593 | 17.3346 | 18.2723 | 18.4255 | 18.5432 | 19.379
|  | Counterfactual | 0 | 0 | 0 | 0 | 0 | 0 | 0 | 0 | 0 | 0 | 0 | 0 | 0 | 0 | 1.8 | 1.8 | 1.8 | 1.8 | 1.8 | 1.8 | 1.8 | 3.6 | 3.6 | 3.6 | 3.6 | 3.6 | 5.45 | 5.45
|  | Five Year Forecast | 2023-01-01: 0; 2024-01-01: 0; 2025-01-01: 0; 2026-01-01: 0; 2027-01-01: 0; 2028-01-01: 0.025; 2029-01-01: 0.1232
Installed gas CCUS generation capacity (GW)
|  |  | 2023-01-01 | 2024-01-01 | 2025-01-01 | 2026-01-01 | 2027-01-01 | 2028-01-01 | 2029-01-01 | 2030-01-01 | 2031-01-01 | 2032-01-01 | 2033-01-01 | 2034-01-01 | 2035-01-01 | 2036-01-01 | 2037-01-01 | 2038-01-01 | 2039-01-01 | 2040-01-01 | 2041-01-01 | 2042-01-01 | 2043-01-01 | 2044-01-01 | 2045-01-01 | 2046-01-01 | 2047-01-01 | 2048-01-01 | 2049-01-01 | 2050-01-01
|  | Electric Engagement | 0 | 0 | 0 | 0 | 0 | 0 | 0 | 0 | 0 | 0 | 3.35 | 5.35 | 8.11 | 8.11 | 9.11 | 11.37 | 11.97 | 13.07 | 14.07 | 14.67 | 15.22 | 15.22 | 15.22 | 15.22 | 15.22 | 15.22 | 15.22 | 16.02
|  | Hydrogen Evolution | 0 | 0 | 0 | 0 | 0 | 0 | 0 | 0 | 0 | 0 | 0.75 | 1.66 | 1.66 | 1.66 | 2.26 | 3.26 | 3.26 | 4.17 | 5.63 | 6.43 | 6.43 | 6.43 | 7.73 | 7.73 | 7.73 | 7.73 | 11.13 | 11.13
|  | Holistic Transition | 0 | 0 | 0 | 0 | 0 | 0 | 0 | 0 | 0 | 0 | 0 | 0.91 | 3.31 | 5.47 | 5.47 | 5.47 | 5.47 | 6.47 | 8.17 | 8.17 | 8.17 | 8.17 | 8.17 | 8.87 | 9.67 | 9.67 | 9.67 | 9.67
|  | Counterfactual | 0 | 0 | 0 | 0 | 0 | 0 | 0 | 0 | 0 | 0 | 0 | 0 | 1.81 | 1.81 | 2.71 | 4.48 | 4.48 | 7.78 | 7.78 | 8.68 | 11.38 | 11.38 | 11.38 | 14.16 | 15.06 | 15.06 | 16.86 | 16.86
|  | Five Year Forecast | 2023-01-01: 0; 2024-01-01: 0; 2025-01-01: 0; 2026-01-01: 0; 2027-01-01: 0; 2028-01-01: 0; 2029-01-01: 0
Installed hydrogen and gas CCUS generation capacity (GW)
|  |  | 2023-01-01 | 2024-01-01 | 2025-01-01 | 2026-01-01 | 2027-01-01 | 2028-01-01 | 2029-01-01 | 2030-01-01 | 2031-01-01 | 2032-01-01 | 2033-01-01 | 2034-01-01 | 2035-01-01 | 2036-01-01 | 2037-01-01 | 2038-01-01 | 2039-01-01 | 2040-01-01 | 2041-01-01 | 2042-01-01 | 2043-01-01 | 2044-01-01 | 2045-01-01 | 2046-01-01 | 2047-01-01 | 2048-01-01 | 2049-01-01 | 2050-01-01
|  | Electric Engagement | 0 | 0 | 0 | 0 | 0 | 0 | 0.0022 | 0.0046 | 0.0132 | 0.0227 | 3.6539 | 6.4789 | 14.2487 | 15.875 | 18.0568 | 23.0774 | 24.0588 | 26.6635 | 28.0958 | 29.7599 | 33.7128 | 34.7609 | 35.3634 | 36.0331 | 36.2331 | 36.2331 | 36.2331 | 37.0331
|  | Hydrogen Evolution | 0 | 0 | 0 | 0 | 0 | 0.025 | 0.1232 | 1.26 | 2.6921 | 4.4448 | 7.5995 | 13.6021 | 19.3769 | 23.1688 | 26.2964 | 29.3426 | 31.7412 | 34.6881 | 37.6949 | 39.7449 | 42.4191 | 43.0392 | 44.6984 | 46.0353 | 46.3151 | 46.5648 | 55.4383 | 55.6595
|  | Holistic Transition | 0 | 0 | 0 | 0 | 0 | 0 | 0.053931 | 0.27842 | 0.54984 | 0.88522 | 1.412 | 3.1594 | 7.2292 | 11.9191 | 14.3503 | 16.1029 | 17.4404 | 18.8267 | 21.6405 | 22.0533 | 23.1364 | 23.5141 | 24.763 | 26.2046 | 27.9423 | 28.0955 | 28.2132 | 29.049
|  | Counterfactual | 0 | 0 | 0 | 0 | 0 | 0 | 0 | 0 | 0 | 0 | 0 | 0 | 1.81 | 1.81 | 4.51 | 6.28 | 6.28 | 9.58 | 9.58 | 10.48 | 13.18 | 14.98 | 14.98 | 17.76 | 18.66 | 18.66 | 22.31 | 22.31
|  | Five Year Forecast | 2023-01-01: 0; 2024-01-01: 0; 2025-01-01: 0; 2026-01-01: 0; 2027-01-01: 0; 2028-01-01: 0.025; 2029-01-01: 0.1232

## ES.23
ES.23: Unabated gas capacity
Return to: Main Menu
Return to: Chapter contents
Installed unabated natural gas generation capacity
| ES.23: Unabated gas capacity | GW | 2023-01-01 | 2024-01-01 | 2025-01-01 | 2026-01-01 | 2027-01-01 | 2028-01-01 | 2029-01-01 | 2030-01-01 | 2031-01-01 | 2032-01-01 | 2033-01-01 | 2034-01-01 | 2035-01-01 | 2036-01-01 | 2037-01-01 | 2038-01-01 | 2039-01-01 | 2040-01-01 | 2041-01-01 | 2042-01-01 | 2043-01-01 | 2044-01-01 | 2045-01-01 | 2046-01-01 | 2047-01-01 | 2048-01-01 | 2049-01-01 | 2050-01-01
|  | Electric Engagement | 35.8395 | 39.3669 | 40.4493 | 43.1369 | 43.3619 | 43.7962 | 44.5033 | 44.0873 | 30.3214 | 29.7116 | 25.5427 | 22.5261 | 18.3894 | 15.3695 | 13.8501 | 10.9119 | 10.5056 | 9.1609 | 6.5043 | 4.4085 | 0.6189 | 0.5438 | 0.4664 | 0.0389 | 0.0292 | 0.0195 | 0.0098 | 0.0001
|  | Hydrogen Evolution | 35.8395 | 39.3776 | 40.4708 | 43.1691 | 43.4048 | 43.1077 | 42.8257 | 43.4137 | 34.696 | 31.2821 | 29.8024 | 23.3844 | 21.8487 | 20.7428 | 20.2256 | 18.503 | 17.6429 | 15.5355 | 14.1309 | 13.6023 | 13.3238 | 13.311 | 13.2983 | 10.9865 | 10.9738 | 10.051 | 0.9063 | 0.0005
|  | Holistic Transition | 35.8395 | 39.1903 | 40.1516 | 42.6864 | 42.712 | 42.7388 | 42.8968 | 35.0997 | 21.4083 | 19.8505 | 16.4094 | 12.2034 | 5.3972 | 0 | 0 | 0 | 0 | 0 | 0 | 0 | 0 | 0 | 0 | 0 | 0 | 0 | 0 | 0
|  | Counterfactual | 35.8395 | 39.2914 | 39.9373 | 42.9746 | 45.3306 | 45.6727 | 45.997 | 44.9083 | 35.4525 | 34.9454 | 36.7122 | 36.4335 | 35.0074 | 34.8625 | 33.454 | 33.403 | 34.2408 | 34.1692 | 34.0415 | 34.833 | 34.6964 | 34.5891 | 34.4537 | 34.3306 | 34.2114 | 34.0622 | 33.9222 | 33.7533
|  | Five Year Forecast | 2023-01-01: 35.8395; 2024-01-01: 39.3775; 2025-01-01: 40.4708; 2026-01-01: 43.1691; 2027-01-01: 43.4048; 2028-01-01: 43.1077; 2029-01-01: 42.8257

## ES.24
ES.24: Bioenergy with carbon capture and storage capacity
Return to: Main Menu
Return to: Chapter contents
| ES.24: Bioenergy with carbon capture and storage capacity | Installed BECCS generation capacity
|  | GW | 2023-01-01 | 2024-01-01 | 2025-01-01 | 2026-01-01 | 2027-01-01 | 2028-01-01 | 2029-01-01 | 2030-01-01 | 2031-01-01 | 2032-01-01 | 2033-01-01 | 2034-01-01 | 2035-01-01 | 2036-01-01 | 2037-01-01 | 2038-01-01 | 2039-01-01 | 2040-01-01 | 2041-01-01 | 2042-01-01 | 2043-01-01 | 2044-01-01 | 2045-01-01 | 2046-01-01 | 2047-01-01 | 2048-01-01 | 2049-01-01 | 2050-01-01
|  | Electric Engagement | 0 | 0 | 0 | 0 | 0 | 0 | 0 | 0 | 0.6 | 1.2 | 1.8 | 2.4 | 2.4 | 2.4 | 2.4 | 3 | 3 | 4.2 | 4.2 | 4.2 | 4.2 | 4.2 | 4.65 | 4.65 | 4.65 | 4.65 | 4.65 | 4.65
|  | Hydrogen Evolution | 0 | 0 | 0 | 0 | 0 | 0 | 0 | 0 | 0.6 | 0.6 | 0.6 | 1.2 | 1.8 | 3 | 3.6 | 3.6 | 3.6 | 3.6 | 3.977 | 3.977 | 3.977 | 3.977 | 3.977 | 3.977 | 3.977 | 3.977 | 4.477 | 4.477
|  | Holistic Transition | 0 | 0 | 0 | 0 | 0 | 0 | 0 | 0.6 | 1.2 | 1.8 | 2.4 | 2.4 | 2.4 | 2.4 | 3.4 | 3.4 | 3.4 | 3.4 | 3.4 | 3.4 | 3.4 | 3.4 | 3.4 | 3.4 | 3.4 | 3.4 | 3.4 | 3.4
|  | Counterfactual | 0 | 0 | 0 | 0 | 0 | 0 | 0 | 0 | 0 | 0 | 0 | 0 | 0 | 2.4 | 2.4 | 2.4 | 2.4 | 2.4 | 2.4 | 2.4 | 2.4 | 2.4 | 3 | 3 | 3 | 4.6 | 4.6 | 4.6
|  | Five Year Forecast | 2023-01-01: 0; 2024-01-01: 0; 2025-01-01: 0; 2026-01-01: 0; 2027-01-01: 0; 2028-01-01: 0; 2029-01-01: 0

## ES.25
ES.25: Distribution connected generation capacity (excluding storage)
Return to: Main Menu
Return to: Chapter contents
| ES.25: Distribution connected generation capacity (excluding storage) | Installed distributed generation capacity (GW)
|  |  | 2023-01-01 | 2024-01-01 | 2025-01-01 | 2026-01-01 | 2027-01-01 | 2028-01-01 | 2029-01-01 | 2030-01-01 | 2031-01-01 | 2032-01-01 | 2033-01-01 | 2034-01-01 | 2035-01-01 | 2036-01-01 | 2037-01-01 | 2038-01-01 | 2039-01-01 | 2040-01-01 | 2041-01-01 | 2042-01-01 | 2043-01-01 | 2044-01-01 | 2045-01-01 | 2046-01-01 | 2047-01-01 | 2048-01-01 | 2049-01-01 | 2050-01-01
|  | Electric Engagement | 32.8662 | 36.3369 | 39.1848 | 41.944 | 44.7355 | 46.6243 | 49.2572 | 51.8756 | 54.4236 | 56.8289 | 59.4724 | 61.9769 | 64.5373 | 65.8785 | 68.6571 | 71.6352 | 74.6815 | 77.8154 | 80.8772 | 84.0228 | 87.4405 | 90.907 | 94.3826 | 97.4178 | 99.8647 | 102.0127 | 104.2128 | 106.3843
|  | Hydrogen Evolution | 32.8662 | 34.9699 | 36.5509 | 37.9889 | 39.4584 | 40.1592 | 41.7999 | 43.8092 | 46.2165 | 48.8984 | 51.9389 | 54.5715 | 58.0694 | 58.1045 | 58.7355 | 59.5599 | 60.5068 | 62.5086 | 64.89 | 67.401 | 70.2465 | 72.4468 | 74.6032 | 76.7292 | 78.7389 | 80.7207 | 82.6967 | 84.6985
|  | Holistic Transition | 32.8662 | 36.1289 | 39.3997 | 42.4044 | 45.8193 | 49.1225 | 52.6412 | 54.1637 | 57.9881 | 61.8647 | 65.3668 | 68.4568 | 70.5266 | 73.9794 | 76.9081 | 79.7387 | 83.3029 | 87.3274 | 91.2205 | 95.2683 | 99.1725 | 102.9904 | 105.9401 | 107.2584 | 108.6068 | 110.1866 | 111.7865 | 113.3516
|  | Counterfactual | 32.8662 | 34.3311 | 35.3655 | 36.3877 | 37.3826 | 38.3945 | 39.3446 | 40.5813 | 42.191 | 43.8215 | 45.1441 | 46.5256 | 47.6397 | 48.4089 | 48.821 | 49.2933 | 50.019 | 51.1489 | 52.2484 | 53.2178 | 54.166 | 55.262 | 56.4271 | 57.5921 | 58.8492 | 60.0785 | 61.055 | 61.9428
|  | Five Year Forecast | 2023-01-01: 32.8662; 2024-01-01: 34.9698; 2025-01-01: 36.5509; 2026-01-01: 37.9889; 2027-01-01: 39.4584; 2028-01-01: 40.1592; 2029-01-01: 41.7998

## ES.26
ES.26: Annual curtailment
Return to: Main Menu
Return to: Chapter contents
Annual Curtailment before DACCS (TWh)*
|  |  | 2023-01-01 | 2024-01-01 | 2025-01-01 | 2026-01-01 | 2027-01-01 | 2028-01-01 | 2029-01-01 | 2030-01-01 | 2031-01-01 | 2032-01-01 | 2033-01-01 | 2034-01-01 | 2035-01-01 | 2036-01-01 | 2037-01-01 | 2038-01-01 | 2039-01-01 | 2040-01-01 | 2041-01-01 | 2042-01-01 | 2043-01-01 | 2044-01-01 | 2045-01-01 | 2046-01-01 | 2047-01-01 | 2048-01-01 | 2049-01-01 | 2050-01-01
| ES.26: Annual curtailment after hydrogen and DACCS | Electric Engagement | 0.0045375 | 0.050568 | 0.14516 | 0.46596 | 0.91757 | 1.3655 | 4.6586 | 17.3987 | 29.2261 | 26.6353 | 29.3047 | 37.7571 | 42.4977 | 50.3504 | 58.7815 | 62.3293 | 59.2737 | 64.483 | 60.3513 | 57.1488 | 51.6491 | 50.5582 | 50.6872 | 50.103 | 49.4465 | 47.5346 | 51.1317 | 51.1245
|  | Hydrogen Evolution | 0.0045375 | 0.021484 | 0.049898 | 0.73994 | 0.78055 | 1.2034 | 3.4247 | 9.8647 | 22.8282 | 21.56 | 15.12 | 24.4644 | 23.0461 | 28.3138 | 33.3941 | 38.6635 | 35.9122 | 33.6252 | 29.2345 | 24.7307 | 21.761 | 20.1906 | 15.1091 | 10.2707 | 9.3747 | 10.5703 | 7.8598 | 8.1582
|  | Holistic Transition | 0.0045375 | 0.14766 | 0.70194 | 2.1287 | 2.4687 | 8.3364 | 16.0302 | 31.3945 | 25.8937 | 29.2791 | 43.2373 | 48.224 | 58.3781 | 59.0317 | 65.8091 | 62.8559 | 64.1196 | 64.266 | 58.4698 | 59.77 | 54.5094 | 50.8804 | 50.9604 | 50.1943 | 44.3669 | 43.2648 | 40.7293 | 42.9117
|  | Counterfactual | 0.0045375 | 0.0047939 | 0.0046109 | 0.021939 | 0.079588 | 0.40395 | 0.94466 | 2.0631 | 3.9918 | 10.8102 | 13.408 | 18.7834 | 28.882 | 32.3499 | 36.1736 | 46.098 | 51.6238 | 47.9004 | 48.1762 | 46.4465 | 44.3423 | 45.5476 | 44.1286 | 40.312 | 38.2668 | 35.789 | 33.2757 | 31.3312
|  | Five Year Forecast | 2023-01-01: 0.0045375; 2024-01-01: 0.020535; 2025-01-01: 0.060936; 2026-01-01: 0.56232; 2027-01-01: 0.56892; 2028-01-01: 1.0138; 2029-01-01: 2.864
Annual Curtailment after hydrogen and DACCS (TWh)
|  | Electric Engagement (after DACCS) | 0 | 0.05 | 0.15 | 0.46 | 0.92 | 1.36 | 4.68 | 17.4 | 29.23 | 26.64 | 29.3 | 37.76 | 42.5 | 50.36 | 58.78 | 62.33 | 59.27 | 63.9 | 58.29 | 54.22 | 45.92 | 42.06 | 41.04 | 39.68 | 36.69 | 32.35 | 33.62 | 30.64
|  | Hydrogen Evolution (after DACCS) | 0 | 0.02 | 0.05 | 0.74 | 0.78 | 1.2 | 3.42 | 9.87 | 22.82 | 21.55 | 15.11 | 24.45 | 23.04 | 28.3 | 33.4 | 38.67 | 35.91 | 33.19 | 27.78 | 22.51 | 18.16 | 14.86 | 8.85 | 3.05 | 1.54 | 1.58 | 0 | 0
|  | Holistic Transition (after DACCS) | 0 | 0.15 | 0.71 | 2.13 | 2.47 | 8.33 | 16.04 | 31.4 | 25.91 | 29.27 | 43.24 | 48.22 | 58.37 | 59.04 | 65.82 | 62.86 | 64.12 | 63.6 | 55.96 | 53.29 | 43.65 | 36.92 | 33.84 | 30.03 | 21.58 | 18.79 | 13.18 | 12.61
|  | Counterfactual (after DACCS) | 0 | 0 | 0 | 0.02 | 0.08 | 0.4 | 0.94 | 2.06 | 3.99 | 10.83 | 13.4 | 18.77 | 28.89 | 32.36 | 36.17 | 46.1 | 51.62 | 47.9 | 48.18 | 46.45 | 44.34 | 45.55 | 44.15 | 40.31 | 38.27 | 35.79 | 33.27 | 31.32
|  | Five Year Forecast (after DACCS) | 2023-01-01: 0; 2024-01-01: 0.02; 2025-01-01: 0.06; 2026-01-01: 0.56; 2027-01-01: 0.57; 2028-01-01: 1.01; 2029-01-01: 2.86
*Annual curtailment before DACCS includes a reduction due to electrolysis which is modelled within our dispatch model. DACCS is removed afterwards as this is not modelled within the dispatch.
Annual curtailment including demand for DACCS for Electric Engagement
Annual curtailment including demand for DACCS for Hydrogen Evolution
Annual curtailment including demand for DACCS for Holistic Transition

## ES.27-28
ES.27-28: Natural gas supply and demand in 2023
Return to: Main Menu
Return to: Chapter contents
| ES.27: Natural gas supply in 2023 | Natural Gas Supply Source 2023
|  | Supply Source | Supply (TWh) | Supply (bcm) | % of Supply
|  | UKCS | 371.946 | 33.8133 | 49.94%
|  | Norway | 283.382 | 25.762 | 38.05%
|  | LNG | 209.849 | 19.0772 | 28.18%
|  | Net continental flows | -127.221 | -11.5655 | -17.08%
|  | Green gas | 6.798 | 0.618 | 0.9128%
|  | Total | 744.754 | 67.7049 | 100%
|  | Storage (Not on chart) | 47.84 | 4.3491 | -
| ES.28: Natural gas demand in 2023 | 2023 | Demand TWh | Demand bcm | % of Demand
|  | Residential | 292.3052 | 26.5732 | 34.05% | Residential demand
|  | Commercial | 84.6151 | 7.6923 | 9.858% | Commercial demand
|  | Industrial | 111.7404 | 10.1582 | 13.02% | Industrial demand
|  | Power | 177.6118 | 16.1465 | 20.69% | Electricity generation
|  | Exports | 186.4404 | 16.9491 | 21.72% | Gas exported from GB
|  | Shrinkage | 5.6679 | 0.51527 | 0.6603% | Shrinkage
|  | Total | 858.3808 | 78.0346 | 100%
PLEASE NOTE:
* Demand figures are weather corrected while supply is metered, leading to differences in totals
* Export demand includes flows to Ireland
| Natural Gas Supply Source 2022 | Natural Gas Supply Source 2022
|  | Supply Source | Supply (TWh) | Supply (bcm) | % of Supply
|  | UKCS | 384.7796 | 34.98 | 49.01%
|  | Norway | 323.4 | 29.4 | 41.19%
|  | LNG | 277.833 | 25.2575 | 35.39%
|  | Net continental flows | -207.675 | -18.8795 | -26.45%
|  | Green gas | 6.798 | 0.618 | 0.8658%
|  | Total | 785.1356 | 71.376 | 100%
|  | Storage (Not on chart) | 42.04 | 3.8218 | -
| Natural Gas demand 2022 | 2022 | Demand TWh | Demand bcm | % of Demand
|  | Residential | 307.0696 | 27.9154 | 30.07% | Residential demand
|  | Commercial | 88.6785 | 8.0617 | 8.685% | Commercial demand
|  | Industrial | 119.6126 | 10.8739 | 11.72% | Industrial demand
|  | Power | 226.5078 | 20.5916 | 22.18% | Electricity generation
|  | Exports | 269.9845 | 24.544 | 26.44% | Gas exported from GB
|  | Shrinkage | 9.1679 | 0.83345 | 0.8979% | Shrinkage
|  | Total | 1021.0209 | 92.8201 | 100%
This chart isn't available in your version of Excel.
Editing this shape or saving this workbook into a different file format will permanently break the chart.
This chart isn't available in your version of Excel.
Editing this shape or saving this workbook in a different file format will permanently break the chart.
This chart isn't available in your version of Excel.
Editing this shape or saving this workbook in a different file format will permanently break the chart.
This chart isn't available in your version of Excel.
Editing this shape or saving this workbook in a different file format will permanently break the chart.

## ES.29
ES.29: Total annual consumer gas demand (excl. power and non-FES sectors)
Return to: Main Menu
Return to: Chapter contents
| ES.29: Total annual consumer gas demand (excl. power and non-FES sectors) | Total annual consumer gas demand (excl. power and non-FES sectors)
|  | GWh | 2020 | 2021 | 2022 | 2023 | 2024 | 2025 | 2026 | 2027 | 2028 | 2029 | 2030 | 2031 | 2032 | 2033 | 2034 | 2035 | 2036 | 2037 | 2038 | 2039 | 2040 | 2041 | 2042 | 2043 | 2044 | 2045 | 2046 | 2047 | 2048 | 2049 | 2050
|  | History | 2020: 568971.137; 2021: 561994.3827; 2022: 515360.7085; 2023: 488635.5653
|  | Electric Engagement |  |  |  | 488635.5653 | 499123.7111 | 494684.7194 | 490400.8249 | 483498.9523 | 471468.5474 | 456925.0421 | 440412.179 | 421228.5089 | 400642.4077 | 377908.1311 | 353309.4602 | 327100.9606 | 294005.0472 | 262081.3268 | 231243.6212 | 201182.4531 | 172869.1095 | 146631.8493 | 122798.5469 | 101647.1632 | 83054.0755 | 67159.8718 | 53345.8478 | 40848.5426 | 29187.6094 | 18674.9298 | 8567.3131
|  | Hydrogen Evolution |  |  |  | 488635.5653 | 501140.4594 | 516628.5989 | 512983.5664 | 505914.886 | 492065.6207 | 475902.982 | 458704.7117 | 438507.812 | 417031.2788 | 394892.1987 | 372441.2326 | 349040.1604 | 319277.9806 | 290380.756 | 261876.0901 | 233844.886 | 204854.102 | 177099.8543 | 150930.1363 | 126089.9254 | 102828.8295 | 81345.4319 | 63717.5396 | 47820.1478 | 33233.6224 | 19447.3453 | 7733.5448
|  | Holistic Transition |  |  |  | 488635.5653 | 499048.6264 | 493865.875 | 488620.3313 | 478940.9085 | 465012.488 | 447849.8675 | 429165.4021 | 409371.8898 | 388450.7398 | 365069.6466 | 340196.4349 | 314114.696 | 282843.056 | 252991.2043 | 224186.3232 | 196367.0768 | 170332.7541 | 145787.9051 | 123336.0674 | 102221.5985 | 83423.4834 | 66830.9471 | 52267.8778 | 38924.6639 | 27895.7466 | 17738.4574 | 9005.8809
|  | Counterfactual |  |  |  | 488635.5653 | 502723.5388 | 520211.6903 | 519150.9486 | 517460.2841 | 512743.7158 | 508217.3761 | 503725.6066 | 499357.3846 | 494193.7226 | 489185.9787 | 484490.562 | 480001.1529 | 477784.1207 | 474549.2372 | 470716.325 | 465417.9218 | 457423.1104 | 448966.9324 | 440307.5259 | 431536.6344 | 422524.33 | 411321.6241 | 399581.7116 | 387491.3344 | 374965.2384 | 361633.3363 | 347800.6451
|  | Five Year Forecast | 2023: 488635.5653; 2024: 500992.96; 2025: 516419.7506; 2026: 512823.3846; 2027: 506041.4209; 2028: 495451.7977; 2029: 482749.1914
*includes biomethane demand blended with natural gas
|  | Data Table | 2020: ED3
|  | Technology | 2020: Residential demand
|  | Technology 2 | 2020: Transport
|  | Technology 3 | 2020: Commercial demand
|  | Technology 4 | 2020: Industrial demand

## ES.30
ES.30: Annual gas supply and import dependency in Holistic Transition
Return to: Main Menu
Return to: Chapter contents
ES.30: Annual gas supply and import dependency in Holistic Transition
Annual gas supply and import dependency in Holistic Transition
bcm/yr
Holistic Transition - Annual
|  |  | 2015 | 2016 | 2017 | 2018 | 2019 | 2020 | 2021 | 2022 | 2023 | 2024 | 2025 | 2026 | 2027 | 2028 | 2029 | 2030 | 2031 | 2032 | 2033 | 2034 | 2035 | 2036 | 2037 | 2038 | 2039 | 2040 | 2041 | 2042 | 2043 | 2044 | 2045 | 2046 | 2047 | 2048 | 2049 | 2050
|  | UKCS | 33 | 34.7545 | 38.0995 | 36.0901 | 34.3546 | 33.5863 | 29.337 | 34.98 | 33.8133 | 32.83 | 30.25 | 27.11 | 24.52 | 22.02 | 19.73 | 17.74 | 15.82 | 14.14 | 12.73 | 11.43 | 10.23 | 9.17 | 8.22 | 7.38 | 6.64 | 6.01 | 5.38 | 4.85 | 4.43 | 3.9 | 3.58 | 3.16 | 2.95 | 2.64 | 2.32 | 2
|  | Shale | 0 | 0 | 0 | 0 | 0 | 0 | 0 | 0 | 0 | 0 | 0 | 0 | 0 | 0 | 0 | 0 | 0 | 0 | 0 | 0 | 0 | 0 | 0 | 0 | 0 | 0 | 0 | 0 | 0 | 0 | 0 | 0 | 0 | 0 | 0 | 0
|  | Green Gas | 0 | 0.2 | 0.25 | 0 | 0 | 0.30168 | 0.30496 | 0.618 | 0.618 | 0.77 | 0.92 | 1.07 | 1.23 | 1.38 | 1.54 | 1.57 | 1.61 | 1.54 | 1.33 | 1.29 | 1.17 | 1.07 | 0.96 | 0.91 | 0.96 | 0.89 | 0.81 | 0.81 | 0.74 | 0.78 | 0.67 | 0.55 | 0.38 | 0.36 | 0.41 | 0.21
|  | Norway | 29 | 32.273 | 35.2134 | 33.5186 | 28.2095 | 26.411 | 31.749 | 29.4 | 25.762 | 24.7 | 23.54 | 22.23 | 22.11 | 21.81 | 21.96 | 21.06 | 19.81 | 17.07 | 15.45 | 13.55 | 11.88 | 9.7 | 8.48 | 7.21 | 6.13 | 4.75 | 4.08 | 3.71 | 3.05 | 2.7 | 2.55 | 2.13 | 1.79 | 1.6 | 1.42 | 1.33
|  | Continent | 3.5 | 6 | 4.6759 | 6.144 | 1.8359 | 1.3293 | 4.1218 | 0.15845 | 0.035495 | 0 | 0 | 0 | 0 | 0 | 0 | 0 | 0 | 0 | 0 | 0 | 0 | 0 | 0 | 0 | 0 | 0 | 0 | 0 | 0 | 0 | 0 | 0 | 0 | 0 | 0 | 0
|  | LNG | 12.5 | 9.0489 | 5.2819 | 5.7079 | 17.0302 | 17.6939 | 14.2823 | 25.2575 | 19.0772 | 3.65 | 3.65 | 3.65 | 3.65 | 3.65 | 3.65 | 3.65 | 3.65 | 3.65 | 3.65 | 3.65 | 3.65 | 3.65 | 3.65 | 3.65 | 3.65 | 3.65 | 3.65 | 3.65 | 3.65 | 3.65 | 3.65 | 3.65 | 3.65 | 3.65 | 3.65 | 3.65
|  | Generic Imports* | 0 | 0 | 0 | 0 | 0 | 0 | 0 | 0 | 0 | 2.94 | 6.78 | 9.31 | 11.74 | 15.33 | 15.41 | 14.34 | 13.13 | 13.96 | 15.32 | 13.36 | 12.43 | 12.45 | 11.79 | 11.53 | 10.09 | 10.4 | 10.3 | 8.68 | 8.18 | 6.85 | 6.55 | 6.97 | 7.87 | 7.28 | 6.21 | 5.31
|  | Demand | 78 | 82.2763 | 83.5206 | 81.4608 | 81.4 | 79.3222 | 79.7951 | 90.414 | 79.3059 | 64.89 | 65.14 | 63.37 | 63.25 | 64.19 | 62.29 | 58.36 | 54.02 | 50.36 | 48.48 | 43.28 | 39.36 | 36.04 | 33.1 | 30.68 | 27.47 | 25.7 | 24.22 | 21.7 | 20.05 | 17.88 | 17 | 16.46 | 16.64 | 15.53 | 14.01 | 12.5
|  | Import Dependency % | 57.69% | 57.52% | 54.08% | 55.7% | 57.83% | 57.28% | 62.85% | 60.63% | 56.58% | 48.22% | 52.15% | 55.53% | 59.29% | 63.55% | 65.85% | 66.91% | 67.73% | 68.86% | 71% | 70.61% | 71.04% | 71.59% | 72.27% | 72.98% | 72.33% | 73.15% | 74.44% | 73.92% | 74.21% | 73.83% | 75% | 77.46% | 79.99% | 80.68% | 80.51% | 82.32%
*Generic imports refers only to LNG and/or pipeline imports from the continent

## ES.31
ES.31: Annual gas supply and import dependency in Electric Engagement
Return to: Main Menu
Return to: Chapter contents
ES.31: Annual gas supply and import dependency in Electric Engagement
Annual gas supply and import dependency in Electric Engagement
bcm/yr
Electric Engagement - Annual
|  |  | 2015 | 2016 | 2017 | 2018 | 2019 | 2020 | 2021 | 2022 | 2023 | 2024 | 2025 | 2026 | 2027 | 2028 | 2029 | 2030 | 2031 | 2032 | 2033 | 2034 | 2035 | 2036 | 2037 | 2038 | 2039 | 2040 | 2041 | 2042 | 2043 | 2044 | 2045 | 2046 | 2047 | 2048 | 2049 | 2050
|  | UKCS | 33 | 34.7545 | 38.0995 | 36.0901 | 34.3546 | 33.5863 | 29.337 | 34.98 | 33.8133 | 32.83 | 30.25 | 27.11 | 24.52 | 22.02 | 19.73 | 17.74 | 15.82 | 14.14 | 12.73 | 11.43 | 10.23 | 9.17 | 8.22 | 7.38 | 6.64 | 6.01 | 5.38 | 4.85 | 4.43 | 3.9 | 3.58 | 3.16 | 2.95 | 2.64 | 2.32 | 2
|  | Shale | 0 | 0 | 0 | 0 | 0 | 0 | 0 | 0 | 0 | 0 | 0 | 0 | 0 | 0 | 0 | 0 | 0 | 0 | 0 | 0 | 0 | 0 | 0 | 0 | 0 | 0 | 0 | 0 | 0 | 0 | 0 | 0 | 0 | 0 | 0 | 0
|  | Green Gas | 0 | 0.2 | 0.25 | 0 | 0 | 0.30168 | 0.30496 | 0.618 | 0.618 | 0.63 | 0.64 | 0.66 | 0.68 | 0.69 | 0.71 | 0.73 | 0.68 | 0.62 | 0.57 | 0.52 | 0.47 | 0.42 | 0.36 | 0.31 | 0.26 | 0.21 | 0.16 | 0.1 | 0.05 | 0 | 0 | 0 | 0 | 0 | 0 | 0
|  | Norway | 29 | 32.273 | 35.2134 | 33.5186 | 28.2095 | 26.411 | 31.749 | 29.4 | 25.762 | 26.2 | 26.3 | 25.22 | 25.1 | 24.75 | 24.92 | 24.98 | 23.51 | 20.25 | 18.33 | 16.85 | 14.76 | 12.66 | 11.06 | 9.9 | 8.89 | 7.74 | 6.65 | 6.06 | 5.31 | 5.03 | 4.76 | 4.28 | 3.9 | 3.48 | 3.1 | 2.89
|  | Continent | 3.5 | 6 | 4.6759 | 6.144 | 1.8359 | 1.3293 | 4.1218 | 0.15845 | 0.035495 | 0 | 0 | 0 | 0 | 0 | 0 | 0 | 0 | 0 | 0 | 0 | 0 | 0 | 0 | 0 | 0 | 0 | 0 | 0 | 0 | 0 | 0 | 0 | 0 | 0 | 0 | 0
|  | LNG | 12.5 | 9.0489 | 5.2819 | 5.7079 | 17.0302 | 17.6939 | 14.2823 | 25.2575 | 19.0772 | 3.65 | 3.65 | 3.65 | 3.65 | 3.65 | 3.65 | 3.65 | 3.65 | 3.65 | 3.65 | 3.65 | 3.65 | 3.65 | 3.65 | 3.65 | 3.65 | 3.65 | 3.65 | 3.65 | 3.65 | 3.65 | 3.65 | 3.65 | 3.65 | 3.65 | 3.65 | 3.65
|  | Generic imports* | 0 | 0 | 0 | 0 | 0 | 0 | 0 | 0 | 0 | 1.45 | 4.57 | 7.2 | 9.52 | 12.93 | 13.24 | 11.9 | 10.7 | 12.8 | 15.29 | 13.99 | 14.31 | 13.09 | 13.33 | 13.43 | 13.34 | 12.97 | 11.62 | 10.19 | 9 | 7.67 | 6.64 | 5.58 | 5.06 | 4.64 | 3.76 | 3.01
|  | Demand | 78 | 82.2763 | 83.5206 | 81.4608 | 81.4 | 79.3222 | 79.7951 | 90.414 | 79.3059 | 64.76 | 65.41 | 63.84 | 63.47 | 64.04 | 62.25 | 59 | 54.36 | 51.46 | 50.57 | 46.44 | 43.42 | 38.99 | 36.62 | 34.67 | 32.78 | 30.58 | 27.46 | 24.85 | 22.44 | 20.25 | 18.63 | 16.67 | 15.56 | 14.41 | 12.83 | 11.55
|  | Import Dependency % | 57.69% | 57.52% | 54.08% | 55.7% | 57.83% | 57.28% | 62.85% | 60.63% | 56.58% | 48.33% | 52.77% | 56.5% | 60.3% | 64.54% | 67.16% | 68.69% | 69.65% | 71.32% | 73.7% | 74.27% | 75.36% | 75.4% | 76.57% | 77.82% | 78.95% | 79.66% | 79.83% | 80.08% | 80.04% | 80.74% | 80.78% | 81.04% | 81.04% | 81.68% | 81.92% | 82.68%
*Generic imports refers only to LNG and/or pipeline imports from the continent

## ES.32
ES.32: Annual gas supply and import dependency in Hydrogen Evolution
Return to: Main Menu
Return to: Chapter contents
ES.32: Annual gas supply and import dependency in Hydrogen Evolution
Annual gas supply and import dependency in Hydrogen Evolution
Hydrogen Evolution - Annual
|  |  | 2015 | 2016 | 2017 | 2018 | 2019 | 2020 | 2021 | 2022 | 2023 | 2024 | 2025 | 2026 | 2027 | 2028 | 2029 | 2030 | 2031 | 2032 | 2033 | 2034 | 2035 | 2036 | 2037 | 2038 | 2039 | 2040 | 2041 | 2042 | 2043 | 2044 | 2045 | 2046 | 2047 | 2048 | 2049 | 2050
|  | UKCS | 33 | 34.7545 | 38.0995 | 36.0901 | 34.3546 | 33.5863 | 29.337 | 34.98 | 33.8133 | 32.83 | 30.25 | 27.11 | 24.52 | 22.02 | 19.73 | 17.74 | 15.82 | 14.14 | 12.73 | 11.43 | 10.23 | 9.17 | 8.22 | 7.38 | 6.64 | 6.01 | 5.38 | 4.85 | 4.43 | 3.9 | 3.58 | 3.16 | 2.95 | 2.64 | 2.32 | 2
|  | Shale | 0 | 0 | 0 | 0 | 0 | 0 | 0 | 0 | 0 | 0 | 0 | 0 | 0 | 0 | 0 | 0 | 0 | 0 | 0 | 0 | 0 | 0 | 0 | 0 | 0 | 0 | 0 | 0 | 0 | 0 | 0 | 0 | 0 | 0 | 0 | 0
|  | Green Gas | 0 | 0.2 | 0.25 | 0 | 0 | 0.30168 | 0.30496 | 0.618 | 0.618 | 0.77 | 0.92 | 1.07 | 1.23 | 1.38 | 1.54 | 1.69 | 1.65 | 1.56 | 1.54 | 1.49 | 1.28 | 1.01 | 0.89 | 0.81 | 0.8 | 0.78 | 0.72 | 0.69 | 0.55 | 0.5 | 0.48 | 0.4 | 0.37 | 0.32 | 0.23 | 0.17
|  | Norway | 29 | 32.273 | 35.2134 | 33.5186 | 28.2095 | 26.411 | 31.749 | 29.4 | 25.762 | 25.47 | 26.3 | 25.22 | 25.1 | 24.75 | 24.92 | 24.98 | 23.51 | 20.25 | 18.33 | 16.85 | 14.76 | 12.66 | 11.06 | 9.9 | 8.89 | 7.74 | 6.65 | 6.06 | 5.31 | 5.03 | 4.76 | 4.28 | 3.9 | 3.48 | 3.1 | 2.89
|  | Continent | 3.5 | 6 | 4.6759 | 6.144 | 1.8359 | 1.3293 | 4.1218 | 0.15845 | 0.035495 | 0 | 0 | 0 | 0 | 0 | 0 | 0 | 0 | 0 | 0 | 0 | 0 | 0 | 0 | 0 | 0 | 0 | 0 | 0 | 0 | 0 | 0 | 0 | 0 | 0 | 0 | 0
|  | LNG | 12.5 | 9.0489 | 5.2819 | 5.7079 | 17.0302 | 17.6939 | 14.2823 | 25.2575 | 19.0772 | 3.65 | 3.65 | 3.65 | 3.65 | 3.65 | 3.65 | 3.65 | 3.65 | 3.65 | 3.65 | 3.65 | 3.65 | 3.65 | 3.65 | 3.65 | 3.65 | 3.65 | 3.65 | 3.65 | 3.65 | 3.65 | 3.65 | 3.65 | 3.65 | 3.65 | 3.65 | 3.65
|  | Generic Imports* | 0 | 0 | 0 | 0 | 0 | 0 | 0 | 0 | 0 | 2.85 | 7.21 | 9.06 | 11.66 | 14.81 | 15.98 | 17.73 | 15.78 | 18.77 | 20 | 17.8 | 19.61 | 22.4 | 25.03 | 26.03 | 24.61 | 23.61 | 23.61 | 23.41 | 24.34 | 23.11 | 22.62 | 22.69 | 21.95 | 21.34 | 20.81 | 18.83
|  | Demand | 78 | 82.2763 | 83.5206 | 81.4608 | 81.4 | 79.3222 | 79.7951 | 90.414 | 79.3059 | 65.57 | 68.33 | 66.11 | 66.16 | 66.61 | 65.82 | 65.79 | 60.41 | 58.37 | 56.25 | 51.22 | 49.53 | 48.89 | 48.85 | 47.77 | 44.59 | 41.79 | 40.01 | 38.66 | 38.28 | 36.19 | 35.09 | 34.18 | 32.82 | 31.43 | 30.11 | 27.54
|  | Import Dependency % | 57.69% | 57.52% | 54.08% | 55.7% | 57.83% | 57.28% | 62.85% | 60.63% | 56.58% | 48.76% | 54.38% | 57.37% | 61.08% | 64.87% | 67.68% | 70.47% | 71.08% | 73.1% | 74.63% | 74.78% | 76.76% | 79.18% | 81.35% | 82.86% | 83.31% | 83.75% | 84.75% | 85.67% | 86.99% | 87.84% | 88.43% | 89.58% | 89.88% | 90.58% | 91.53% | 92.12%
*Generic imports refers only to LNG and/or pipeline imports from the continent

## ES.33
ES.33: Annual gas supply and import dependency in the Counterfactual
Return to: Main Menu
Return to: Chapter contents
ES.33: Annual gas supply and import dependency in the Counterfactual
Annual gas supply and import dependency in Counterfactual
bcm/yr
Counterfactual - Annual
|  |  | 2015 | 2016 | 2017 | 2018 | 2019 | 2020 | 2021 | 2022 | 2023 | 2024 | 2025 | 2026 | 2027 | 2028 | 2029 | 2030 | 2031 | 2032 | 2033 | 2034 | 2035 | 2036 | 2037 | 2038 | 2039 | 2040 | 2041 | 2042 | 2043 | 2044 | 2045 | 2046 | 2047 | 2048 | 2049 | 2050
|  | UKCS | 33 | 34.7545 | 38.0995 | 36.0901 | 34.3546 | 33.5863 | 29.337 | 34.98 | 33.8133 | 32.83 | 30.25 | 27.11 | 24.31 | 21.87 | 19.71 | 17.81 | 15.92 | 14.34 | 12.88 | 11.71 | 10.62 | 9.66 | 8.8 | 8.03 | 7.36 | 6.79 | 6.32 | 5.89 | 5.47 | 5.05 | 4.84 | 4.52 | 4.42 | 4.21 | 4 | 3.79
|  | Shale | 0 | 0 | 0 | 0 | 0 | 0 | 0 | 0 | 0 | 0 | 0 | 0 | 0 | 0 | 0 | 0 | 0 | 0 | 0 | 0 | 0 | 0 | 0 | 0 | 0 | 0 | 0 | 0 | 0 | 0 | 0 | 0 | 0 | 0 | 0 | 0
|  | Green Gas | 0 | 0.2 | 0.25 | 0 | 0 | 0.30168 | 0.30496 | 0.618 | 0.618 | 0.63 | 0.64 | 0.66 | 0.68 | 0.69 | 0.71 | 0.73 | 0.75 | 0.76 | 0.78 | 0.8 | 0.82 | 0.84 | 0.87 | 0.89 | 0.91 | 0.93 | 0.96 | 0.98 | 1.01 | 1.03 | 1.06 | 1.08 | 1.11 | 1.14 | 1.17 | 1.2
|  | Norway | 29 | 32.273 | 35.2134 | 33.5186 | 28.2095 | 26.411 | 31.749 | 29.4 | 25.762 | 28.57 | 30.22 | 28.99 | 28.85 | 28.49 | 28.88 | 29.35 | 28.18 | 24.84 | 23.15 | 22.18 | 20.28 | 18.44 | 16.75 | 15.61 | 14.66 | 13.51 | 12.96 | 11.85 | 12.05 | 12.18 | 11.79 | 12.5 | 11.52 | 10.59 | 9.46 | 9.11
|  | Continent | 3.5 | 6 | 4.6759 | 6.144 | 1.8359 | 1.3293 | 4.1218 | 0.15845 | 0.035495 | 0 | 0 | 0 | 0 | 0 | 0 | 0 | 0 | 0 | 0 | 0 | 0 | 0 | 0 | 0 | 0 | 0 | 0 | 0 | 0 | 0 | 0 | 0 | 0 | 0 | 0 | 0
|  | LNG | 12.5 | 9.0489 | 5.2819 | 5.7079 | 17.0302 | 17.6939 | 14.2823 | 25.2575 | 19.0772 | 3.65 | 3.65 | 3.65 | 3.65 | 3.65 | 3.65 | 3.65 | 3.65 | 3.65 | 3.65 | 3.65 | 3.65 | 3.65 | 3.65 | 3.65 | 3.65 | 3.65 | 3.65 | 3.65 | 3.65 | 3.65 | 3.65 | 3.65 | 3.65 | 3.65 | 3.65 | 3.65
|  | Generic Imports* | 0 | 0 | 0 | 0 | 0 | 0 | 0 | 0 | 0 | 4.87 | 7.72 | 11.34 | 14.29 | 18.32 | 18.6 | 20.3 | 19.52 | 21.13 | 23.73 | 23.77 | 25.17 | 26.37 | 30.87 | 33.63 | 34.08 | 37.8 | 37.47 | 39.2 | 40.09 | 39.09 | 38.6 | 39.09 | 39.21 | 39.29 | 39.96 | 40.06
|  | Demand | 78 | 82.2763 | 83.5206 | 81.4608 | 81.4 | 79.3222 | 79.7951 | 90.414 | 79.3059 | 70.55 | 72.48 | 71.75 | 71.78 | 73.02 | 71.55 | 71.84 | 68.02 | 64.72 | 64.19 | 62.11 | 60.54 | 58.96 | 60.94 | 61.81 | 60.66 | 62.68 | 61.36 | 61.57 | 62.27 | 61 | 59.94 | 60.84 | 59.91 | 58.88 | 58.24 | 57.81
|  | Import Dependency % | 57.69% | 57.52% | 54.08% | 55.7% | 57.83% | 57.28% | 62.85% | 60.63% | 56.58% | 52.57% | 57.38% | 61.3% | 65.19% | 69.1% | 71.46% | 74.19% | 75.49% | 76.67% | 78.72% | 79.86% | 81.1% | 82.19% | 84.13% | 85.57% | 86.37% | 87.68% | 88.14% | 88.84% | 89.59% | 90.03% | 90.16% | 90.8% | 90.77% | 90.91% | 91.12% | 91.37%
*Generic imports refers only to LNG and/or pipeline imports from the continent

## ES.34
ES.34: Imported gas volumes out to 2050
Return to: Main Menu
Return to: Chapter contents
ES.34: Imported gas volumes out to 2050
|  |  | 2015-01-01 | 2016-01-01 | 2017-01-01 | 2018-01-01 | 2019-01-01 | 2020-01-01 | 2021-01-01 | 2022-01-01 | 2023-01-01 | 2024-01-01 | 2025-01-01 | 2026-01-01 | 2027-01-01 | 2028-01-01 | 2029-01-01 | 2030-01-01 | 2031-01-01 | 2032-01-01 | 2033-01-01 | 2034-01-01 | 2035-01-01 | 2036-01-01 | 2037-01-01 | 2038-01-01 | 2039-01-01 | 2040-01-01 | 2041-01-01 | 2042-01-01 | 2043-01-01 | 2044-01-01 | 2045-01-01 | 2046-01-01 | 2047-01-01 | 2048-01-01 | 2049-01-01 | 2050-01-01
|  | Electric Engagement | 45 | 47.3219 | 45.1711 | 45.3706 | 47.0756 | 45.4342 | 50.1531 | 54.816 | 44.8747 | 31.3 | 34.52 | 36.07 | 38.27 | 41.33 | 41.81 | 40.53 | 37.86 | 36.7 | 37.27 | 34.49 | 32.72 | 29.4 | 28.04 | 26.98 | 25.88 | 24.36 | 21.92 | 19.9 | 17.96 | 16.35 | 15.05 | 13.51 | 12.61 | 11.77 | 10.51 | 6.54
|  | Hydrogen Evolution | 45 | 47.3219 | 45.1711 | 45.3706 | 47.0756 | 45.4342 | 50.1531 | 54.816 | 44.8747 | 31.97 | 37.16 | 37.93 | 40.41 | 43.21 | 44.55 | 46.36 | 42.94 | 42.67 | 41.98 | 38.3 | 38.02 | 38.71 | 39.74 | 39.58 | 37.15 | 35 | 33.91 | 33.12 | 33.3 | 31.79 | 31.03 | 30.62 | 29.5 | 28.47 | 27.56 | 25.37
|  | Holistic Transition | 45 | 47.3219 | 45.1711 | 45.3706 | 47.0756 | 45.4342 | 50.1531 | 54.816 | 44.8747 | 31.29 | 33.97 | 35.19 | 37.5 | 40.79 | 41.02 | 39.05 | 36.59 | 34.68 | 34.42 | 30.56 | 27.96 | 25.8 | 23.92 | 22.39 | 19.87 | 18.8 | 18.03 | 16.04 | 14.88 | 13.2 | 12.75 | 12.75 | 13.31 | 12.53 | 11.28 | 10.29
|  | Counterfactual | 45 | 47.3219 | 45.1711 | 45.3706 | 47.0756 | 45.4342 | 50.1531 | 54.816 | 44.8747 | 37.09 | 41.59 | 43.98 | 46.79 | 50.46 | 51.13 | 53.3 | 51.35 | 49.62 | 50.53 | 49.6 | 49.1 | 48.46 | 51.27 | 52.89 | 52.39 | 54.96 | 54.08 | 54.7 | 55.79 | 54.92 | 54.04 | 55.24 | 54.38 | 53.53 | 53.07 | 52.82
Imports
Norway
Continent
LNG
Generic Imports

## ES.35
ES.35 Hydrogen capacity and supply by pathway
Return to: Main Menu
Return to: Chapter contents
Total hydrogen production capacity
| ES.35: Hydrogen capacity and supply by pathway | GW | 2020 | 2021 | 2022 | 2023 | 2024 | 2025 | 2026 | 2027 | 2028 | 2029 | 2030 | 2031 | 2032 | 2033 | 2034 | 2035 | 2036 | 2037 | 2038 | 2039 | 2040 | 2041 | 2042 | 2043 | 2044 | 2045 | 2046 | 2047 | 2048 | 2049 | 2050
|  | Holistic Transition | 0 | 0 | 0.01 | 0.013042 | 0.01622 | 0.23528 | 0.31004 | 0.90546 | 2.7849 | 3.7503 | 6.9631 | 7.7476 | 8.6637 | 10.0586 | 11.1763 | 12.126 | 12.9505 | 14.0914 | 14.8236 | 16.917 | 18.0423 | 21.2401 | 22.6176 | 26.6827 | 30.2371 | 32.7655 | 36.563 | 38.5037 | 39.6281 | 41.7324 | 42.5446
|  | Electric Engagement | 0 | 0 | 0.01 | 0.012677 | 0.015766 | 0.17797 | 0.39438 | 0.40316 | 0.50458 | 0.866 | 2.3013 | 3.4333 | 3.9348 | 5.5214 | 6.9016 | 7.8607 | 9.0629 | 11.5839 | 12.3075 | 13.334 | 14.7216 | 17.9962 | 21.12 | 24.875 | 27.8722 | 29.7426 | 31.2645 | 32.4848 | 33.316 | 33.9997 | 34.5561
|  | Hydrogen Evolution | 0 | 0 | 0.01 | 0.012573 | 0.015637 | 0.18744 | 0.27494 | 0.61978 | 1.8653 | 3.7698 | 9.4442 | 10.75 | 13.4534 | 18.2943 | 22.2173 | 27.3847 | 30.4793 | 34.2701 | 35.6538 | 38.3536 | 40.3426 | 43.8284 | 47.2297 | 53.5351 | 55.2972 | 59.0488 | 64.9829 | 68.8738 | 70.1344 | 73.0769 | 74.6083
|  | Counterfactual | 0 | 0 | 0.01 | 0.012573 | 0.015637 | 0.015683 | 0.017588 | 0.017711 | 0.10967 | 0.22918 | 0.38161 | 0.52852 | 0.62862 | 0.73726 | 0.89344 | 1.0622 | 1.2519 | 1.6272 | 1.8189 | 1.9708 | 2.2582 | 2.5547 | 2.7625 | 2.9723 | 3.5034 | 3.8253 | 3.9798 | 4.1359 | 4.3972 | 5.1314 | 5.3636
Total hydrogen production volumes
|  | TWhs | 2020 | 2021 | 2022 | 2023 | 2024 | 2025 | 2026 | 2027 | 2028 | 2029 | 2030 | 2031 | 2032 | 2033 | 2034 | 2035 | 2036 | 2037 | 2038 | 2039 | 2040 | 2041 | 2042 | 2043 | 2044 | 2045 | 2046 | 2047 | 2048 | 2049 | 2050
|  | Holistic Transition | 0 | 0 | 0.02 | 0.02 | 0.05 | 0.71 | 1.31 | 4.97 | 18.04 | 23.23 | 38.56 | 41.54 | 43.8 | 53.14 | 57.71 | 63.93 | 69.9 | 75.22 | 77.75 | 81.04 | 86.06 | 96.2 | 103.66 | 119.99 | 129.96 | 141.89 | 159.75 | 171.3 | 176.65 | 181.1 | 182.61
|  | Electric Engagement | 0 | 0 | 0.02 | 0.02 | 0.07 | 0.67 | 1.49 | 1.49 | 1.97 | 4.93 | 9.31 | 13.05 | 18.97 | 25.62 | 33.8 | 40.64 | 46.51 | 64.59 | 66.99 | 70.3 | 75.36 | 85.44 | 95.92 | 108.15 | 116.05 | 122.63 | 129.4 | 133.81 | 137.15 | 138.73 | 141.74
|  | Hydrogen Evolution | 0 | 0 | 0.02 | 0.02 | 0.05 | 0.73 | 1.09 | 2.53 | 9.04 | 23.49 | 56.9 | 61.08 | 78.73 | 85.62 | 92.56 | 140.41 | 176.76 | 197.18 | 209.06 | 219.96 | 231.86 | 248.1 | 265.91 | 297.46 | 314.16 | 325.87 | 348.71 | 363.55 | 378.2 | 390.93 | 392.74
|  | Counterfactual | 0 | 0 | 0.01 | 0.01 | 0.02 | 0.02 | 0.04 | 0.04 | 0.38 | 0.72 | 1.32 | 1.78 | 2.22 | 2.84 | 3.55 | 4.31 | 5.09 | 6.59 | 7.51 | 8.54 | 9.59 | 10.63 | 11.85 | 13.08 | 15.47 | 16.63 | 17.67 | 18.69 | 19.64 | 22.77 | 24.08

## ES.36
ES.36: Hydrogen supply by technology in 2050
Return to: Main Menu
Return to: Chapter contents
2050 hydrogen supply (TWh)
| ES.36: Hydrogen supply by technology in 2050 |  | Holistic Transition | Electric Engagement | Hydrogen Evolution | Counterfactual
|  | Methane reformation with CCUS | 59.95 | 38.24 | 177.16 | 7.5
|  | Networked electrolysis | 110.41 | 94.59 | 154.68 | 16.55
|  | Non-networked electrolysis | 5.31 | 0.75 | 6.81 | 0.01
|  | Biomass gasification | 6.94 | 0 | 29.44 | 0
|  | Nuclear electrolysis | 0 | 8.16 | 24.65 | 0.02
|  | Imports | 0 | 0 | 0 | 0
|  | Total | 182.61 | 141.74 | 392.74 | 24.08
Includes hydrogen supply for domestic hydrogen demand only, excludes hydrogen produced for hydrogen export (from electrolysis)

## ES.37
ES.37: Hydrogen storage capacity requirements
Return to: Main Menu
Return to: Chapter contents
| ES.37: Hydrogen storage capacity requirements | Hydrogen storage capacity requirements
|  | TWh | Holistic Transition | Electric Engagement | Hydrogen Evolution | Counterfactual
|  | 2020 | 0 | 0 | 0 | 0
|  | 2025 | 0 | 0 | 0 | 0
|  | 2030 | 1.09 | 0.1 | 2.51 | 0
|  | 2035 | 3.12 | 4.94 | 18.04 | 2.03
|  | 2040 | 5.2 | 8.14 | 25.07 | 2.03
|  | 2045 | 14.85 | 12.6 | 39.06 | 2.03
|  | 2050 | 18.88 | 14.01 | 49.04 | 2.03
Note: values expressed in this table are for 'working' volumes of hydrogen within storage, and excludes any cusion gas which may be required

## ES.38
ES.38: Hydrogen daily stock level profile in 2050 in Holistic Transition
Return to: Main Menu
Return to: Chapter contents
ES.38: Hydrogen daily stock level profile in 2050 in Holistic Transition
| Holistic Transition | Holistic Transition
Hydrogen daily stock level profile 2050 (TWh)
 | time axis 2050-01-01 to 2050-12-31
|  | Holistic Transition | 18.88 | 18.54 | 18.2 | 17.87 | 17.5 | 17.14 | 16.78 | 16.44 | 16.08 | 15.71 | 15.35 | 14.99 | 14.64 | 14.28 | 13.93 | 13.57 | 13.33 | 13.32 | 13.06 | 12.79 | 12.71 | 12.47 | 12.12 | 11.76 | 11.54 | 11.65 | 12.06 | 12.47 | 12.89 | 13.31 | 13.71 | 13.81 | 13.97 | 14.3 | 14.72 | 15.15 | 15.17 | 14.82 | 14.47 | 14.09 | 13.87 | 13.59 | 13.25 | 13.1 | 12.78 | 12.42 | 12.06 | 11.71 | 11.37 | 11.02 | 10.68 | 10.32 | 9.96 | 9.61 | 9.25 | 8.89 | 8.55 | 8.19 | 7.83 | 7.5 | 7.16 | 6.82 | 6.49 | 6.16 | 5.86 | 5.73 | 5.7 | 5.6 | 5.59 | 5.32 | 5.03 | 4.7 | 4.37 | 4.03 | 3.69 | 3.48 | 3.59 | 3.41 | 3.19 | 3.16 | 3.57 | 3.96 | 4.33 | 4.59 | 4.77 | 4.44 | 4.1 | 3.78 | 3.44 | 3.13 | 2.99 | 2.88 | 2.61 | 2.36 | 2.07 | 1.77 | 1.48 | 1.25 | 1.02 | 0.71 | 0.4 | 0.09 | 0 | 0.43 | 0.83 | 1.26 | 1.7 | 2.14 | 2.49 | 2.85 | 3.21 | 3.63 | 4.08 | 4.06 | 3.84 | 3.65 | 3.45 | 3.81 | 4.25 | 4.59 | 4.62 | 4.66 | 4.91 | 5.31 | 5.6 | 5.53 | 5.72 | 6.1 | 6.53 | 6.91 | 7.27 | 7.61 | 8.06 | 8.44 | 8.61 | 8.29 | 8.37 | 8.6 | 8.38 | 8.55 | 8.97 | 9.38 | 9.82 | 9.98 | 9.77 | 9.74 | 10.09 | 10.25 | 10.27 | 10.19 | 10.15 | 10.09 | 10.1 | 9.96 | 9.87 | 9.56 | 9.26 | 8.96 | 8.66 | 8.36 | 8.08 | 8.17 | 8.41 | 8.8 | 9.26 | 9.71 | 9.61 | 9.32 | 9.02 | 8.72 | 8.4 | 8.14 | 8.5 | 8.91 | 9 | 8.78 | 8.48 | 8.17 | 8.3 | 8.45 | 8.82 | 9.02 | 9.29 | 9.16 | 9.43 | 9.35 | 9.23 | 8.96 | 8.84 | 8.71 | 8.32 | 8 | 7.69 | 7.37 | 7.1 | 7.05 | 6.79 | 6.49 | 6.18 | 5.87 | 5.56 | 5.27 | 4.98 | 4.67 | 4.38 | 4.08 | 3.77 | 3.46 | 3.82 | 4.26 | 4.71 | 4.77 | 5.18 | 5.64 | 6.09 | 6.34 | 6.45 | 6.48 | 6.2 | 5.93 | 5.66 | 5.38 | 5.66 | 6.13 | 6.2 | 6.11 | 6.4 | 6.59 | 6.95 | 7.39 | 7.73 | 8.01 | 7.74 | 7.46 | 7.24 | 6.97 | 6.71 | 6.56 | 6.33 | 6.24 | 6.42 | 6.73 | 7.19 | 7.64 | 8.1 | 8.49 | 8.34 | 8.06 | 8.02 | 8.1 | 7.8 | 7.54 | 7.98 | 7.84 | 7.71 | 7.41 | 7.39 | 7.77 | 8.2 | 8.57 | 8.94 | 8.71 | 8.48 | 8.4 | 8.61 | 8.45 | 8.15 | 7.83 | 7.54 | 7.42 | 7.67 | 8.13 | 8.59 | 9.04 | 9.47 | 9.89 | 10.22 | 10.45 | 10.71 | 11.03 | 11.33 | 11.77 | 12.2 | 12.23 | 11.96 | 11.64 | 11.32 | 11 | 10.71 | 10.4 | 10.27 | 10.26 | 10.33 | 10.54 | 10.99 | 11.44 | 11.8 | 12.22 | 12.64 | 13.08 | 13.52 | 13.96 | 14.31 | 14.68 | 14.86 | 14.97 | 15.39 | 15.61 | 15.79 | 15.53 | 15.54 | 15.31 | 14.96 | 14.7 | 14.95 | 15.24 | 15.48 | 15.8 | 15.65 | 15.67 | 15.15 | 14.86 | 14.99 | 15.28 | 15.09 | 14.74 | 14.26 | 13.91 | 13.57 | 13.32 | 13.03 | 12.66 | 12.59 | 12.39 | 12.03 | 11.68 | 11.33 | 11.28 | 11.38 | 11.21 | 10.94 | 11.29 | 11.49 | 11.74 | 11.67 | 11.77 | 12.02 | 12.41 | 12.8 | 13.19 | 13.52 | 13.92 | 14.31 | 14.7 | 15.09 | 15.48 | 15.87 | 16.28 | 16.71 | 17.03 | 17.42 | 17.82 | 18.14 | 18.47 | 18.88
Electric Engagement
Electric Engagement
Hydrogen daily stock level profile 2050 (TWh)
 | time axis 2050-01-01 to 2050-12-31
|  | Electric Engagement | 14.01 | 13.75 | 13.58 | 13.31 | 13.03 | 12.73 | 12.45 | 12.18 | 11.88 | 11.58 | 11.18 | 10.89 | 10.59 | 10.29 | 9.99 | 9.7 | 9.5 | 9.58 | 9.39 | 9.13 | 9.04 | 8.85 | 8.56 | 8.26 | 8.09 | 8.12 | 8.55 | 8.97 | 9.4 | 9.83 | 10.24 | 10.31 | 10.42 | 10.7 | 11.13 | 11.55 | 11.93 | 11.65 | 11.35 | 11.05 | 10.9 | 10.83 | 10.53 | 10.55 | 10.4 | 10.1 | 9.8 | 9.53 | 9.25 | 8.95 | 8.78 | 8.48 | 8.17 | 7.87 | 7.56 | 7.26 | 6.96 | 6.66 | 6.36 | 6.05 | 5.75 | 5.44 | 5.14 | 4.84 | 4.58 | 4.49 | 4.55 | 4.51 | 4.71 | 4.68 | 4.55 | 4.27 | 3.97 | 3.69 | 3.42 | 3.29 | 3.42 | 3.26 | 3.12 | 3.13 | 3.55 | 3.97 | 4.37 | 4.75 | 5.01 | 4.71 | 4.4 | 4.09 | 3.79 | 3.5 | 3.24 | 2.98 | 2.72 | 2.46 | 2.18 | 1.88 | 1.6 | 1.34 | 1.08 | 0.78 | 0.46 | 0.15 | 0 | 0.4 | 0.76 | 1.15 | 1.56 | 1.97 | 2.26 | 2.56 | 2.85 | 3.24 | 3.65 | 3.51 | 3.26 | 3.05 | 2.83 | 3.17 | 3.58 | 3.72 | 3.65 | 3.61 | 3.76 | 4.12 | 4.41 | 4.33 | 4.45 | 4.74 | 5.15 | 5.53 | 5.89 | 6.18 | 6.59 | 6.89 | 7.01 | 6.74 | 6.73 | 6.95 | 6.71 | 6.79 | 7.17 | 7.57 | 7.98 | 8.1 | 7.94 | 7.97 | 8.3 | 8.58 | 8.49 | 8.34 | 8.17 | 7.96 | 7.89 | 7.63 | 7.46 | 7.16 | 6.86 | 6.57 | 6.29 | 6.01 | 5.74 | 5.94 | 6.24 | 6.62 | 7.03 | 7.43 | 7.3 | 7.01 | 6.73 | 6.44 | 6.15 | 5.87 | 6.16 | 6.54 | 6.57 | 6.29 | 6 | 5.71 | 5.77 | 5.81 | 6.18 | 6.31 | 6.54 | 6.41 | 6.59 | 6.51 | 6.35 | 6.07 | 5.93 | 5.75 | 5.46 | 5.17 | 4.88 | 4.59 | 4.29 | 4.17 | 4.02 | 3.73 | 3.44 | 3.14 | 2.86 | 2.56 | 2.28 | 1.99 | 1.7 | 1.4 | 1.09 | 0.79 | 1.16 | 1.57 | 1.98 | 2.08 | 2.48 | 2.88 | 3.29 | 3.58 | 3.71 | 3.75 | 3.44 | 3.16 | 2.96 | 2.68 | 2.82 | 3.07 | 3.07 | 2.92 | 3.17 | 3.31 | 3.48 | 3.89 | 4.27 | 4.41 | 4.18 | 3.89 | 3.76 | 3.48 | 3.26 | 3.14 | 2.91 | 2.77 | 2.89 | 3.17 | 3.57 | 3.98 | 4.38 | 4.67 | 4.56 | 4.27 | 4.17 | 4.23 | 3.96 | 3.75 | 4.15 | 4.04 | 3.89 | 3.63 | 3.54 | 3.91 | 4.31 | 4.65 | 4.84 | 4.67 | 4.46 | 4.36 | 4.57 | 4.45 | 4.17 | 3.87 | 3.58 | 3.39 | 3.53 | 3.92 | 4.33 | 4.74 | 4.94 | 5.35 | 5.64 | 5.93 | 6.22 | 6.43 | 6.52 | 6.93 | 7.33 | 7.57 | 7.37 | 7.22 | 6.97 | 6.66 | 6.37 | 6.06 | 5.93 | 5.92 | 5.93 | 6.09 | 6.5 | 6.91 | 7.2 | 7.49 | 7.66 | 8.07 | 8.48 | 8.86 | 8.96 | 9.25 | 9.46 | 9.62 | 10.03 | 10.27 | 10.46 | 10.23 | 10.38 | 10.19 | 9.92 | 9.67 | 9.95 | 10.25 | 10.54 | 10.9 | 10.77 | 10.79 | 10.34 | 10.09 | 10.18 | 10.32 | 10.16 | 9.79 | 9.39 | 9.08 | 8.78 | 8.53 | 8.24 | 7.84 | 7.86 | 7.57 | 7.27 | 6.98 | 6.65 | 6.61 | 6.84 | 6.76 | 6.57 | 6.96 | 7.25 | 7.37 | 7.36 | 7.44 | 7.65 | 8.07 | 8.48 | 8.7 | 8.98 | 9.19 | 9.61 | 10.02 | 10.43 | 10.85 | 11.26 | 11.69 | 12.14 | 12.44 | 12.65 | 13.07 | 13.37 | 13.78 | 14.01
Hydrogen Evolution
| Hydrogen Evolution | Hydrogen daily stock level profile 2050 (TWh)
 | time axis 2050-01-01 to 2050-12-31
|  | Hydrogen Evolution | 44.43 | 43.83 | 43.18 | 42.5 | 41.73 | 40.93 | 40.18 | 39.54 | 38.77 | 37.73 | 36.35 | 35.55 | 34.75 | 34.01 | 33.33 | 32.35 | 31.64 | 31.28 | 30.64 | 29.95 | 29.6 | 29.05 | 28.31 | 27.44 | 26.76 | 26.25 | 26.75 | 27.34 | 27.99 | 28.58 | 28.79 | 28.38 | 28.09 | 28.27 | 28.9 | 29.59 | 29.82 | 29.11 | 28.35 | 26.83 | 26.32 | 25.81 | 25.19 | 24.81 | 24.16 | 23.4 | 22.62 | 21.83 | 21.12 | 20.48 | 19.92 | 19.22 | 18.46 | 17.69 | 17 | 16.37 | 15.73 | 15.03 | 14.27 | 13.61 | 12.96 | 12.25 | 11.65 | 11.12 | 10.57 | 10.13 | 9.89 | 9.51 | 9.38 | 9.12 | 8.73 | 8.14 | 7.49 | 6.92 | 6.37 | 6.12 | 6.21 | 5.89 | 5.37 | 5.06 | 5.7 | 6.31 | 6.88 | 7.15 | 7.37 | 6.82 | 6.18 | 5.53 | 4.87 | 4.23 | 4.1 | 4.01 | 3.66 | 3.25 | 2.8 | 2.29 | 1.82 | 1.55 | 1.45 | 1.08 | 0.63 | 0.16 | 0 | 0.75 | 1.47 | 2.36 | 3.08 | 3.84 | 3.94 | 4.14 | 4.45 | 5.14 | 5.88 | 6.06 | 5.94 | 5.75 | 5.59 | 6.29 | 7.11 | 7.54 | 7.69 | 7.54 | 7.69 | 8.11 | 8.37 | 8.29 | 8.42 | 9.19 | 9.69 | 10.21 | 10.66 | 11.14 | 12.01 | 12.62 | 12.98 | 12.59 | 12.55 | 12.71 | 12.37 | 12.51 | 13.14 | 14.02 | 14.83 | 15.15 | 15.22 | 15.49 | 16.09 | 16.75 | 16.71 | 16.54 | 16.54 | 16.64 | 16.73 | 16.82 | 16.92 | 16.61 | 16.25 | 15.87 | 15.5 | 15.16 | 14.9 | 15.34 | 15.91 | 16.5 | 17.09 | 17.95 | 18.06 | 17.91 | 17.75 | 17.94 | 18.05 | 18.22 | 19.09 | 19.96 | 20.44 | 20.7 | 20.72 | 20.69 | 21.13 | 21.57 | 22.43 | 22.92 | 23.65 | 23.58 | 24.13 | 24.16 | 24.15 | 24.12 | 24.34 | 24.35 | 24.17 | 23.88 | 23.51 | 23.18 | 23.12 | 23.41 | 23.36 | 23.07 | 22.72 | 22.36 | 21.99 | 21.64 | 21.34 | 21.1 | 20.92 | 20.66 | 20.3 | 19.98 | 20.77 | 21.67 | 22.55 | 22.7 | 23.55 | 24.42 | 25.3 | 25.98 | 26.29 | 26.41 | 26.11 | 25.77 | 25.67 | 25.53 | 25.93 | 26.55 | 26.7 | 26.77 | 27.34 | 27.73 | 28.49 | 29.29 | 29.88 | 30.27 | 30.06 | 29.71 | 29.91 | 29.56 | 29.45 | 29.72 | 29.6 | 29.7 | 30.05 | 30.63 | 31.24 | 32.1 | 32.94 | 33.63 | 33.54 | 33.22 | 33.23 | 33.28 | 32.91 | 32.73 | 33.3 | 32.99 | 32.61 | 32.22 | 32.05 | 32.85 | 33.77 | 34.43 | 34.99 | 34.83 | 34.65 | 34.51 | 35.21 | 35.12 | 34.75 | 34.37 | 33.98 | 33.59 | 33.45 | 34.04 | 34.87 | 35.77 | 36.6 | 37.38 | 37.55 | 37.17 | 37.29 | 37.88 | 38.09 | 38.82 | 39.57 | 39.77 | 39.5 | 39.41 | 39.29 | 38.95 | 38.63 | 38.37 | 38.31 | 38.73 | 39.42 | 40.21 | 41.11 | 41.94 | 42.28 | 42.79 | 43.29 | 44.06 | 44.89 | 45.53 | 46.05 | 46.56 | 46.78 | 46.75 | 47.33 | 47.63 | 47.87 | 47.55 | 47.98 | 47.59 | 47.17 | 46.88 | 47.57 | 48.07 | 48.47 | 49.04 | 48.74 | 48.48 | 47.34 | 46.83 | 47.01 | 47.26 | 46.9 | 46.22 | 45.56 | 44.97 | 44.42 | 43.96 | 43.44 | 42.79 | 42.88 | 42.45 | 41.67 | 40.98 | 40.31 | 39.93 | 39.87 | 39.53 | 38.84 | 39.17 | 38.92 | 38.7 | 38.12 | 37.76 | 37.5 | 37.96 | 38.46 | 39.02 | 38.95 | 39.16 | 39.15 | 39.23 | 39.73 | 40.23 | 40.78 | 41.42 | 41.88 | 42.12 | 42.62 | 43.12 | 43.35 | 43.64 | 44.27
Counterfactual
Hydrogen daily stock level profile 2050 (TWh)
 | time axis 2050-01-01 to 2050-12-31
| Counterfactual | Counterfactual | 1.96 | 1.98 | 2.01 | 2.02 | 2.03 | 2.02 | 1.98 | 1.98 | 1.93 | 1.86 | 1.79 | 1.76 | 1.72 | 1.69 | 1.63 | 1.56 | 1.51 | 1.53 | 1.52 | 1.51 | 1.51 | 1.49 | 1.43 | 1.36 | 1.33 | 1.36 | 1.39 | 1.42 | 1.45 | 1.48 | 1.5 | 1.52 | 1.56 | 1.58 | 1.61 | 1.63 | 1.66 | 1.63 | 1.59 | 1.52 | 1.52 | 1.52 | 1.48 | 1.49 | 1.46 | 1.42 | 1.39 | 1.35 | 1.3 | 1.24 | 1.22 | 1.19 | 1.13 | 1.07 | 1.04 | 1 | 0.94 | 0.88 | 0.81 | 0.74 | 0.67 | 0.6 | 0.56 | 0.51 | 0.47 | 0.49 | 0.52 | 0.56 | 0.57 | 0.59 | 0.58 | 0.52 | 0.45 | 0.45 | 0.44 | 0.44 | 0.45 | 0.45 | 0.44 | 0.42 | 0.45 | 0.48 | 0.49 | 0.51 | 0.51 | 0.46 | 0.42 | 0.38 | 0.34 | 0.29 | 0.28 | 0.28 | 0.27 | 0.28 | 0.28 | 0.24 | 0.18 | 0.14 | 0.14 | 0.09 | 0.05 | 0.01 | 0 | 0.01 | 0.04 | 0.07 | 0.11 | 0.13 | 0.15 | 0.18 | 0.2 | 0.23 | 0.27 | 0.29 | 0.25 | 0.25 | 0.25 | 0.28 | 0.32 | 0.36 | 0.39 | 0.42 | 0.45 | 0.49 | 0.51 | 0.52 | 0.51 | 0.53 | 0.55 | 0.58 | 0.61 | 0.62 | 0.65 | 0.68 | 0.72 | 0.7 | 0.73 | 0.77 | 0.75 | 0.76 | 0.79 | 0.83 | 0.86 | 0.87 | 0.83 | 0.85 | 0.88 | 0.91 | 0.95 | 0.96 | 0.95 | 0.97 | 0.96 | 0.95 | 0.95 | 0.93 | 0.93 | 0.92 | 0.93 | 0.91 | 0.88 | 0.88 | 0.91 | 0.92 | 0.95 | 0.98 | 0.97 | 0.93 | 0.88 | 0.84 | 0.79 | 0.76 | 0.79 | 0.8 | 0.83 | 0.84 | 0.86 | 0.86 | 0.88 | 0.91 | 0.91 | 0.92 | 0.92 | 0.89 | 0.92 | 0.92 | 0.94 | 0.88 | 0.89 | 0.89 | 0.9 | 0.91 | 0.89 | 0.89 | 0.87 | 0.87 | 0.83 | 0.78 | 0.74 | 0.7 | 0.68 | 0.63 | 0.59 | 0.55 | 0.5 | 0.45 | 0.4 | 0.36 | 0.37 | 0.4 | 0.44 | 0.47 | 0.5 | 0.54 | 0.58 | 0.6 | 0.62 | 0.61 | 0.57 | 0.53 | 0.53 | 0.49 | 0.49 | 0.51 | 0.51 | 0.48 | 0.5 | 0.52 | 0.56 | 0.57 | 0.6 | 0.59 | 0.6 | 0.56 | 0.56 | 0.57 | 0.58 | 0.58 | 0.55 | 0.51 | 0.47 | 0.47 | 0.51 | 0.54 | 0.56 | 0.56 | 0.56 | 0.56 | 0.58 | 0.62 | 0.61 | 0.57 | 0.6 | 0.59 | 0.55 | 0.51 | 0.5 | 0.52 | 0.55 | 0.58 | 0.6 | 0.59 | 0.57 | 0.57 | 0.57 | 0.54 | 0.5 | 0.46 | 0.41 | 0.37 | 0.39 | 0.4 | 0.43 | 0.46 | 0.5 | 0.53 | 0.56 | 0.6 | 0.61 | 0.64 | 0.67 | 0.7 | 0.72 | 0.75 | 0.79 | 0.8 | 0.8 | 0.76 | 0.73 | 0.71 | 0.7 | 0.72 | 0.73 | 0.77 | 0.8 | 0.83 | 0.83 | 0.86 | 0.89 | 0.92 | 0.95 | 0.98 | 1.01 | 1.03 | 1.06 | 1.1 | 1.11 | 1.14 | 1.17 | 1.21 | 1.23 | 1.27 | 1.3 | 1.32 | 1.35 | 1.38 | 1.41 | 1.43 | 1.42 | 1.39 | 1.33 | 1.29 | 1.29 | 1.31 | 1.27 | 1.23 | 1.2 | 1.16 | 1.14 | 1.13 | 1.15 | 1.12 | 1.15 | 1.16 | 1.17 | 1.14 | 1.12 | 1.15 | 1.18 | 1.19 | 1.19 | 1.22 | 1.25 | 1.29 | 1.33 | 1.37 | 1.4 | 1.44 | 1.46 | 1.49 | 1.53 | 1.56 | 1.58 | 1.61 | 1.65 | 1.67 | 1.7 | 1.72 | 1.75 | 1.79 | 1.82 | 1.85 | 1.88 | 1.91 | 1.94

## ES.39
ES.39: Blending demand for hydrogen by pathway
Return to: Main Menu
Return to: Chapter contents
Blending demand for hydrogen by pathway
| ES.39: Blending demand for hydrogen by pathway | TWh | 2023-01-01 | 2024-01-01 | 2025-01-01 | 2026-01-01 | 2027-01-01 | 2028-01-01 | 2029-01-01 | 2030-01-01 | 2031-01-01 | 2032-01-01 | 2033-01-01 | 2034-01-01 | 2035-01-01 | 2036-01-01 | 2037-01-01 | 2038-01-01 | 2039-01-01 | 2040-01-01 | 2041-01-01 | 2042-01-01 | 2043-01-01 | 2044-01-01 | 2045-01-01 | 2046-01-01 | 2047-01-01 | 2048-01-01 | 2049-01-01 | 2050-01-01
|  | Holistic Transition | 0 | 0 | 0 | 0.56 | 3.47 | 14.13 | 14.66 | 14.54 | 15.11 | 11.29 | 10.02 | 6 | 6.02 | 5.8 | 3.45 | 1.25 | 0 | 0 | 0 | 0 | 0 | 0 | 0 | 0 | 0 | 0 | 0 | 0
|  | Electric Engagement | 0 | 0 | 0 | 0.73 | 0.64 | 0.29 | 0.24 | 0.2 | 0.2 | 0.2 | 0 | 0 | 0 | 0 | 0 | 0 | 0 | 0 | 0 | 0 | 0 | 0 | 0 | 0 | 0 | 0 | 0 | 0
|  | Hydrogen Evolution | 0 | 0 | 0 | 0.29 | 0.27 | 1.62 | 8.79 | 10.3 | 6.48 | 6.47 | 6.2 | 5.55 | 4.85 | 2.74 | 0.66 | 0.44 | 0.29 | 0 | 0 | 0 | 0 | 0 | 0 | 0 | 0 | 0 | 0 | 0
|  | Counterfactual | 0 | 0 | 0 | 0 | 0 | 0 | 0 | 0.14 | 0.15 | 0.06 | 0.03 | 0.01 | 0.04 | 0 | 0 | 0 | 0 | 0 | 0 | 0 | 0 | 0 | 0 | 0 | 0 | 0 | 0 | 0

## ES.40
ES.40: Biomass Supply and Demand in Holistic Transition
Return to: Main Menu
Return to: Chapter contents
| ES.40: Biomass Supply and Demand in Holistic Transition | Biomass Supply and Demand in Holistic Transition in 2050 (TWh)
Holistic Transition
|  | Inputs | TWh | Transformations | TWh | End Users | TWh
|  | Biofuel Imports | 4.696 | Biojet Fuel | 41.34 | Aviation | 41.34
|  | Forest Residues | 47.356 | Biomass | 110.1992 | Power Generation | 104.0588
|  | Energy Crops | 74.6017 | Biogenic Waste | 15.7624 | Hydrogen Production | 9.97
|  | Waste Wood | 16.4467 | Bio-LPG | 14.9837 | I&C Heat | 14.7609
|  | Agricultural Residues | 13.5532 | Biomethane | 8.9473 | Residential Heat | 18.5718
|  | Municipal Solid Waste | 25.6317 | N/A | N/A | Blended into natural gas supply | 2.5312
|  | Biogas | 8.9473 | N/A | N/A | N/A | N/A

## ES.41
ES.41: Biomass Supply and Demand in Electric Engagement
Return to: Main Menu
Return to: Chapter contents
| ES.41: Biomass Supply and Demand in Electric Engagement | Biomass Supply and Demand in Electric Engagement in 2050 (TWh)
Electric Engagement
|  | Inputs | TWh | Transformations | TWh | End Users | TWh
|  | Biofuel Imports | 4.696 | Biojet Fuel | 41.34 | Aviation | 41.34
|  | Forest Residues | 47.356 | Biomass | 124.066 | Power Generation | 128.0098
|  | Waste Wood | 16.4467 | Bio-LPG | 15.8194 | I&C Heat | 16.1151
|  | Agricultural Residues | 13.5532 | Biogenic Waste | 16.6881 | Residential Heat | 18.9915
|  | Energy Crops | 34.8259 | Biomethane | 6.5428 | N/A | N/A
|  | Biomass Imports | 54.2276 | N/A | N/A | N/A | N/A
|  | Municipal Solid Waste | 26.8082 | N/A | N/A | N/A | N/A
|  | Biogas | 6.5428 | N/A | N/A | N/A | N/A

## ES.42
ES.42: Biomass Supply and Demand in Hydrogen Evolution
Return to: Main Menu
Return to: Chapter contents
| ES.42: Biomass Supply and Demand in Hydrogen Evolution | Biomass Supply and Demand in Hydrogen Evolution in 2050 (TWh)
Hydrogen Evolution
|  | Inputs | TWh | Transformations | TWh | End Users | TWh
|  | Biofuel Imports | 4.696 | Biojet Fuel | 41.34 | Aviation | 41.34
|  | Forest Residues | 47.356 | Biomass | 163.4583 | I&C Heat | 17.5772
|  | Waste Wood | 16.4467 | Biogenic Waste | 6.4726 | Power Generation | 110.0938
|  | Municipal Solid Waste | 25.0203 | Bio-LPG | 6.7059 | Hydrogen Production | 42.31
|  | Energy Crops | 34.8259 | Biomethane | 6.7495 | Residential Heat | 11.3291
|  | Agricultural Residues | 13.5532 | N/A | N/A | Blended into natural gas supply | 2.0761
|  | Biomass Imports | 76.0786 | N/A | N/A | N/A | N/A
|  | Biogas | 6.7495 | N/A | N/A | N/A | N/A

## ES.A
ES.A: Demand components contributing to total primary energy in Holistic Transition
Return to: Main Menu
Return to: Chapter contents
Holistic Transition 2050
ES.A: Demand components contributing to total primary energy in Holistic Transition
|  |  | Baseline | Primary energy supply | I&C | Residential | Transport | Network and storage losses | Thermal generation losses | Hydrogen production losses | Other losses | Electricity export | Hydrogen export | Curtailment | DACCS | Aviation & shipping
|  | Primary energy supply |  | 1218.1554
|  | Losses and curtailment | 982.6237 |  |  |  |  | 57.0817 | 127.186 | 37.15 | -28.7977 |  |  | 42.9117
|  | Electricity export | 874.8888 | [8 empty] | 107.735
|  | DACCS | 844.594 | [11 empty] | 30.2948
|  | Aviation & shipping | 620.7737 | [12 empty] | 223.8202
|  | Consumer demand |  |  | 330.7757 | 151.4098 | 138.5883
|  | Total energy supply | 1218.1554
|  | Natural gas | 129.7955
|  | Hydrogen import | 0
|  | Non-networked generation | 7.23
|  | Nuclear | 96.535
|  | Solar | 115.7355
|  | Offshore wind | 398.2038
|  | Onshore wind | 103.524
|  | Other renewables | 12.2909
|  | Electricity import | 49.8914
|  | Bioresource | 191.2327
|  | Other fuels | 113.7166
|  | Total energy demand, export and losses | 1246.9531
|  | I&C | 330.7757
|  | Residential | 151.4098
|  | Transport | 138.5883
|  | Electricity Export | 107.735
|  | Aviation & shipping | 223.8202
|  | Hydrogen export | 0
|  | DACCS | 30.2948
|  | Curtailment | 42.9117
|  | Losses | 221.4177
|  | Network and storage losses | 57.0817
|  | Thermal generation losses | 127.186
|  | Hydrogen production losses | 37.15
|  | Other losses | -28.7977

## ES.B
ES.B: Load Factor, Capacity and Generation in 2030 and 2050
Return to: Main Menu
Return to: Chapter contents
| Electric Engagement 2050 | Electric Engagement 2030 | 2023 |  |  |  | Electric Engagement 2050 |  |  |  | Hydrogen Evolution 2050 |  |  |  | Holistic Transition 2050 |  |  |  | Counterfactual 2050
|  |  | Selected technologies |  |  |  | Selected technologies |  |  |  | Selected technologies |  |  |  | Selected technologies |  |  |  | Selected technologies
|  |  | Generation type | Capacity (GW) | Load factor | Generation (TWh) | Generation type | Capacity (GW) | Load factor | Generation (TWh) | Generation type | Capacity (GW) | Load factor | Generation (TWh) | Generation type | Capacity (GW) | Load factor | Generation (TWh) | Generation type | Capacity (GW) | Load factor | Generation (TWh)
|  |  | Biomass | 4.3285 | 79.38% | 30.1 | Biomass | 0.406 | 5.82% | 0.207 | Biomass | 0.436 | 0.9426% | 0.036 | Biomass | 0.414 | 9.375% | 0.34 | Biomass | 0.954 | 0.1556% | 0.013
|  |  | BECCS | 0 | 0% | 0 | BECCS | 4.65 | 82.07% | 33.431 | BECCS | 4.477 | 78.09% | 30.627 | BECCS | 3.4 | 87.99% | 26.208 | BECCS | 4.6 | 28.11% | 11.326
|  |  | Gas CCUS | 0 | 0% | 0 | Gas CCUS | 16.02 | 22.15% | 31.083 | Gas CCUS | 11.13 | 42.66% | 41.59 | Gas CCUS | 9.67 | 26.09% | 22.097 | Gas CCUS | 16.86 | 49.47% | 73.071
|  |  | Gas | 35.8395 | 21.38% | 67.1242 | Gas | 0 | 0% | 0 | Gas | 0.001 | 0% | 0 | Gas | 0 | 0% | 0 | Gas | 33.753 | 15.37% | 45.454
|  |  | Hydrogen | 0 | 0% | 0 | Hydrogen | 21.013 | 4.533% | 8.344 | Hydrogen | 44.53 | 6.245% | 24.362 | Hydrogen | 19.379 | 3.144% | 5.337 | Hydrogen | 5.45 | 8.445% | 4.032
|  |  | Nuclear | 6.075 | 79.82% | 42.477 | Nuclear | 22.238 | 77.32% | 150.617 | Nuclear | 11.008 | 79.65% | 76.807 | Nuclear | 14.01 | 78.66% | 96.535 | Nuclear | 13.45 | 71.94% | 84.761
|  |  | Offshore Wind | 14.7165 | 46.48% | 59.9219 | Offshore Wind | 96.3 | 40.3% | 339.995 | Offshore Wind | 95.954 | 44.01% | 369.94 | Offshore Wind | 102.577 | 41.26% | 370.731 | Offshore Wind | 81.398 | 41.84% | 298.304
|  |  | Onshore Wind | 13.695 | 30.09% | 36.1042 | Onshore Wind | 41.829 | 26.89% | 98.53 | Onshore Wind | 31.508 | 28.89% | 79.726 | Onshore Wind | 40.213 | 27.4% | 96.506 | Onshore Wind | 25.753 | 24.39% | 55.03
|  |  | Solar | 15.1362 | 11.8% | 15.6412 | Solar | 87.19 | 11.86% | 90.616 | Solar | 71.752 | 12.17% | 76.493 | Solar | 107.892 | 12.12% | 114.545 | Solar | 45.215 | 11.75% | 46.52
All values exclude any non-network connected generation
[7 empty] | Electric Engagement 2030 |  |  |  | Hydrogen Evolution 2030 |  |  |  | Holistic Transition 2030 |  |  |  | Counterfactual 2030
[7 empty] | Selected technologies |  |  |  | Selected technologies |  |  |  | Selected technologies |  |  |  | Selected technologies
[7 empty] | Generation type | Capacity (GW) | Load factor | Generation (TWh) | Generation type | Capacity (GW) | Load factor | Generation (TWh) | Generation type | Capacity (GW) | Load factor | Generation (TWh) | Generation type | Capacity (GW) | Load factor | Generation (TWh)
[7 empty] | Biomass | 4.22 | 40.56% | 14.994 | Biomass | 4.227 | 41.13% | 15.231 | Biomass | 4.179 | 31.1% | 11.385 | Biomass | 4.383 | 0.6485% | 0.249
[7 empty] | BECCS | 0 | 0% | 0 | BECCS | 0 | 0% | 0 | BECCS | 0.6 | 87.54% | 4.601 | BECCS | 0 | 0% | 0
[7 empty] | Gas CCUS | 0 | 0% | 0 | Gas CCUS | 0 | 0% | 0 | Gas CCUS | 0 | 0% | 0 | Gas CCUS | 0 | 0% | 0
[7 empty] | Gas | 44.087 | 11.92% | 46.037 | Gas | 43.414 | 12.41% | 47.2 | Gas | 35.1 | 10.4% | 31.989 | Gas | 44.908 | 21.78% | 85.695
[7 empty] | Hydrogen | 0.005 | 9.132% | 0.004 | Hydrogen | 1.26 | 1.314% | 0.145 | Hydrogen | 0.278 | 1.56% | 0.038 | Hydrogen | 0 | 0% | 0
[7 empty] | Nuclear | 2.9 | 76.58% | 19.454 | Nuclear | 2.9 | 76.61% | 19.462 | Nuclear | 4.57 | 79.12% | 31.675 | Nuclear | 3.71 | 79.22% | 25.747
[7 empty] | Offshore Wind | 45.977 | 43.34% | 174.543 | Offshore Wind | 43.477 | 43.28% | 164.818 | Offshore Wind | 53.688 | 41% | 192.831 | Offshore Wind | 28.595 | 43.74% | 109.572
[7 empty] | Onshore Wind | 25.874 | 24.67% | 55.914 | Onshore Wind | 23.081 | 26.53% | 53.634 | Onshore Wind | 27.373 | 24.18% | 57.969 | Onshore Wind | 20.363 | 28.15% | 50.206
[7 empty] | Solar | 33.69 | 11.27% | 33.249 | Solar | 27.644 | 11.64% | 28.187 | Solar | 40.471 | 11.06% | 39.198 | Solar | 21.922 | 11.9% | 22.852
| Hydrogen Evolution 2050 | Hydrogen Evolution 2030
| Holistic Transition 2050 | Holistic Transition 2030
Counterfactual 2050
Counterfactual 2030
Nuclear
Solar
Gas
Offshore Wind
Biomass
Hydrogen
Onshore Wind

## ES.C
ES.C: Wind and solar generation capacity by region
Return to: Main Menu
Return to: Chapter contents
CAUTION: These values are directly entered, not looked up from data tables
| Wales - Holistic Transition |  |  |  | Scotland - Holistic Transition
| GW | 2023 | 2030 | 2050 | GW | 2023 | 2030 | 2050
| Off Shore Wind Capacity | 0.83 | 2.52 | 7.83 | Off Shore Wind Capacity | 2.75 | 12.93 | 43.29
| Solar PV Capacity | 1.41 | 3.18 | 8.44 | Solar PV Capacity | 0.64 | 2.65 | 8.88
| On Shore Wind Capacity | 1.39 | 3.36 | 6.1 | On Shore Wind Capacity | 9.46 | 20.07 | 23.67
| Midlands - Holistic Transition |  |  |  | North England - Holistic Transition
| GW | 2023 | 2030 | 2050 | GW | 2023 | 2030 | 2050
| Off Shore Wind Capacity | 0.83 | 0.83 | 1.4 | Off Shore Wind Capacity | 5.88 | 20.48 | 24.15
| Solar PV Capacity | 3.92 | 10.27 | 24.75 | Solar PV Capacity | 2.7 | 7.43 | 20.7
| On Shore Wind Capacity | 0.65 | 0.9 | 2.12 | On Shore Wind Capacity | 1.93 | 2.56 | 6.55
| South West - Holistic Transition |  |  |  | South East - Holistic Transition
| GW | 2023 | 2030 | 2050 | GW | 2023 | 2030 | 2050
| Off Shore Wind Capacity | 0 | 0 | 5.05 | Off Shore Wind Capacity | 3.74 | 16.06 | 18.01
| Solar PV Capacity | 3.6 | 9.12 | 21.98 | Solar PV Capacity | 2.87 | 7.82 | 23.14
| On Shore Wind Capacity | 0.35 | 0.48 | 1.07 | On Shore Wind Capacity | 0.59 | 0.75 | 1.45
| Wales - Electric Engagement |  |  |  | Scotland - Electric Engagement
| GW | 2023 | 2030 | 2050 | GW | 2023 | 2030 | 2050
| Off Shore Wind Capacity | 0.83 | 2.72 | 5.13 | Off Shore Wind Capacity | 2.75 | 9.29 | 43.29
| Solar PV Capacity | 1.41 | 2.71 | 6.14 | Solar PV Capacity | 0.64 | 2.2 | 7.72
| On Shore Wind Capacity | 1.39 | 2.47 | 7.1 | On Shore Wind Capacity | 9.46 | 18.86 | 22.57
| Midlands - Electric Engagement |  |  |  | North England - Electric Engagement
| GW | 2023 | 2030 | 2050 | GW | 2023 | 2030 | 2050
| Off Shore Wind Capacity | 0.83 | 0.83 | 1.4 | Off Shore Wind Capacity | 5.88 | 18.98 | 24.15
| Solar PV Capacity | 3.92 | 7.75 | 21.14 | Solar PV Capacity | 2.7 | 6.23 | 17.66
| On Shore Wind Capacity | 0.65 | 1.11 | 2.8 | On Shore Wind Capacity | 1.93 | 2.83 | 6.95
| South West - Electric Engagement |  |  |  | South East - Electric Engagement
| GW | 2023 | 2030 | 2050 | GW | 2023 | 2030 | 2050
| Off Shore Wind Capacity | - | - | 3.28 | Off Shore Wind Capacity | 3.74 | 13.4 | 18.01
| Solar PV Capacity | 3.6 | 7.96 | 17.59 | Solar PV Capacity | 2.87 | 6.84 | 16.94
| On Shore Wind Capacity | 0.35 | 0.53 | 1.36 | On Shore Wind Capacity | 0.59 | 0.81 | 1.78
Scotland - Hydrogen Evolution
| Wales - Hydrogen Evolution |  |  |  | GW | 2023 | 2030 | 2050
| GW | 2023 | 2030 | 2050 | Off Shore Wind Capacity | 2.75 | 7.89 | 43.29
| Off Shore Wind Capacity | 0.83 | 0.92 | 4.83 | Solar PV Capacity | 0.64 | 1.86 | 6.37
| Solar PV Capacity | 1.41 | 2.2 | 5.59 | On Shore Wind Capacity | 9.46 | 17.73 | 22.5
| On Shore Wind Capacity | 1.39 | 2.06 | 3.22
North England - Hydrogen Evolution
| Midlands - Hydrogen Evolution |  |  |  | GW | 2023 | 2030 | 2050
| GW | 2023 | 2030 | 2050 | Off Shore Wind Capacity | 5.88 | 17.58 | 24.15
| Off Shore Wind Capacity | 0.83 | 0.83 | 1.4 | Solar PV Capacity | 2.7 | 5.01 | 13.28
| Solar PV Capacity | 3.92 | 6.31 | 16.95 | On Shore Wind Capacity | 1.93 | 2.12 | 3.47
| On Shore Wind Capacity | 0.65 | 0.84 | 1.39
South East - Hydrogen Evolution
| South West - Hydrogen Evolution |  |  |  | GW | 2023 | 2030 | 2050
| GW | 2023 | 2030 | 2050 | Off Shore Wind Capacity | 3.74 | 15.46 | 18.01
| Off Shore Wind Capacity | - | - | 0.9 | Solar PV Capacity | 2.87 | 5.28 | 15.36
| Solar PV Capacity | 3.6 | 6.98 | 14.21 | On Shore Wind Capacity | 0.59 | 0.63 | 0.95
| On Shore Wind Capacity | 0.35 | 0.39 | 0.66
| Wales - Counterfactual |  |  |  | Scotland - Counterfactual
| GW | 2023 | 2030 | 2050 | GW | 2023 | 2030 | 2050
| Off Shore Wind Capacity | 0.83 | 0.83 | 4.53 | Off Shore Wind Capacity | 2.75 | 5.64 | 34.94
| Solar PV Capacity | 1.41 | 1.78 | 3.46 | Solar PV Capacity | 0.64 | 1.16 | 4.69
| On Shore Wind Capacity | 1.39 | 1.54 | 2.68 | On Shore Wind Capacity | 9.46 | 15.84 | 18.62
| Midlands - Counterfactual |  |  |  | North England - Counterfactual
| GW | 2023 | 2030 | 2050 | GW | 2023 | 2030 | 2050
| Off Shore Wind Capacity | 0.83 | 0.83 | 1.4 | Off Shore Wind Capacity | 5.88 | 12.1 | 24.15
| Solar PV Capacity | 3.92 | 5.19 | 10.3 | Solar PV Capacity | 2.7 | 3.98 | 8.31
| On Shore Wind Capacity | 0.65 | 0.68 | 1.09 | On Shore Wind Capacity | 1.93 | 2.01 | 2.75
| South West - Counterfactual |  |  |  | South East - Counterfactual
| GW | 2023 | 2030 | 2050 | GW | 2023 | 2030 | 2050
| Off Shore Wind Capacity | - | - | - | Off Shore Wind Capacity | 3.74 | 8.51 | 15.69
| Solar PV Capacity | 3.6 | 5.5 | 9.33 | Solar PV Capacity | 2.87 | 4.32 | 9.12
| On Shore Wind Capacity | 0.35 | 0.37 | 0.51 | On Shore Wind Capacity | 0.59 | 0.61 | 0.78

## ES.D
ES.D: New Low-Carbon Hydrogen Production Projects By Development Stage - MW of initial targeted capacity
Return to: Main Menu
Return to: Chapter contents
| ES.D: New Low-Carbon Hydrogen Production Projects By Development Stage - MW of initial targeted capacity | New Low-Carbon Hydrogen Production Projects By Development Stage - MW of initial targeted capacity
|  | Status Type (Initial Production) | MW Initial Targeted Capacity
|  | Completed | 17.96
|  | Under Construction | 92.6
|  | Final Investment Decision | 1.452
|  | Planning Approved | 647.8
|  | Planning Pending | 2278.6
|  | Scoping | 7889.17

## ES.E
ES.E: Natural gas storage capacities
Return to: Main Menu
Return to: Chapter contents
Estimated Working Gas Volume (mcm)
| ES.E: Natural gas storage capacities | Site | 2024
|  | Hornsea (Atwick) | 308
|  | Humbley Grove | 254
|  | Hatfield Moor | 70
|  | Aldbrough | 282
|  | Holford | 242
|  | Hill Top Farm | 59
|  | Stublach | 400
|  | Rough | 1500
Source: Ofgem
GB Gas Storage Facilities 2024 ¦ Ofgem

## ES.F
ES.F: LNG Imports in 2023 by country source
Return to: Main Menu
Return to: Chapter contents
LNG Imports in 2023 by country source
| ES.F: LNG Imports in 2023 by country source |  | TWh | 2023 | %
|  |  | USA | 128.49 | 61.23%
|  |  | Qatar | 29.8422 | 14.22%
|  |  | Peru | 19.5945 | 9.337%
|  |  | Angola | 8.8205 | 4.203%
|  |  | Algeria | 5.3268 | 2.538%
|  |  | Nigeria | 5.0791 | 2.42%
|  |  | Trinidad & Tobago | 4.7496 | 2.263%
|  |  | Norway | 4.5413 | 2.164%
|  |  | Egypt | 2.9013 | 1.383%
|  |  | Spain | 0.50362 | 0.24%
|  |  | Total | 209.8489 | 100%
Department for Energy Security & Net Zero

## ES.G
ES.G: Total bioenergy annual demand in 2050
Return to: Main Menu
Return to: Chapter contents
Total bioenergy annual demand in 2050
| ES.G: Total bioenergy annual demand in 2050 | TWh | Holistic Transition | Electric Engagement | Hydrogen Evolution | Counterfactual
|  | Power Generation | 104.0588 | 128.0098 | 110.0938 | 53.3122
|  | Residential | 18.5718 | 18.9915 | 11.3291 | 3.2562
|  | Industrial | 1.7716 | 2.3719 | 2.72 | 0.28789
|  | Commercial | 12.9893 | 13.7432 | 14.8573 | 1.6304
|  | Road Transport | 0 | 0 | 0 | 1.6943
|  | Aviation | 41.34 | 41.34 | 41.34 | 16
|  | Hydrogen Production | 9.97 | 0 | 42.31 | 0
|  | Green Gas Blending | 2.5312 | 0 | 2.0761 | 14.3065

## ES.H
ES.H: Total bioenergy annual supply in 2050
Return to: Main Menu
Return to: Chapter contents
Total bioenergy annual supply in 2050
| ES.H: Total bioenergy annual supply in 2050 | TWh | Holistic Transition | Electric Engagement | Hydrogen Evolution | Counterfactual
|  | Forest residues | 47.356 | 47.356 | 47.356 | 15.5344
|  | Energy crops | 74.6017 | 34.8259 | 34.8259 | 7.7476
|  | Agri residues | 13.5532 | 13.5532 | 13.5532 | 6.0448
|  | Waste wood | 16.4467 | 16.4467 | 16.4467 | 9.8448
|  | Biomass imports | 0 | 54.2276 | 76.0786 | 10.4233
|  | Waste biodiesel, bioethanol | 0 | 0 | 0 | 1.6943
|  | Biofuel imports | 4.696 | 4.696 | 4.696 | 4.696
|  | Biogas | 8.9473 | 6.5428 | 6.7495 | 16.0663
|  | MSW, C&I (biogenic) | 25.6317 | 26.8082 | 25.0203 | 18.4359
|  | % imported | 2.456% | 28.82% | 35.94% | 16.71%

## ES.I
ES.I: Total networked electrolysis capacity, grid-connected and nuclear-connected (GW)
Return to: Main Menu
Return to: Chapter contents
Total networked electrolysis capacity, grid-connected and nuclear-connected (GW)
Total networked electrolysis capacity, grid-connected and nuclear-connected (GW)
|  |  | 2023-01-01 | 2024-01-01 | 2025-01-01 | 2026-01-01 | 2027-01-01 | 2028-01-01 | 2029-01-01 | 2030-01-01 | 2031-01-01 | 2032-01-01 | 2033-01-01 | 2034-01-01 | 2035-01-01 | 2036-01-01 | 2037-01-01 | 2038-01-01 | 2039-01-01 | 2040-01-01 | 2041-01-01 | 2042-01-01 | 2043-01-01 | 2044-01-01 | 2045-01-01 | 2046-01-01 | 2047-01-01 | 2048-01-01 | 2049-01-01 | 2050-01-01
|  | Electric Engagement | 0.012677 | 0.015766 | 0.16797 | 0.38438 | 0.39316 | 0.49458 | 0.496 | 1.7713 | 2.5533 | 2.5548 | 3.8414 | 4.5016 | 4.7607 | 5.8829 | 7.1939 | 7.9175 | 8.944 | 10.3316 | 13.6062 | 16.73 | 20.485 | 23.4822 | 25.3526 | 26.8745 | 28.0948 | 28.926 | 29.6097 | 29.9461
|  | Hydrogen Evolution | 0.012573 | 0.015637 | 0.18744 | 0.27494 | 0.61978 | 1.4953 | 1.8398 | 4.3842 | 5.4 | 6.4834 | 11.0743 | 14.1773 | 16.0647 | 16.0493 | 18.8101 | 18.7838 | 21.3636 | 22.7026 | 25.4184 | 28.5097 | 32.3151 | 33.5172 | 36.9588 | 41.9529 | 45.0838 | 46.0944 | 48.8469 | 50.2683
|  | Holistic Transition | 0.013042 | 0.01622 | 0.23528 | 0.31004 | 0.59546 | 1.1949 | 1.1903 | 3.6531 | 4.4176 | 5.2937 | 5.4686 | 6.5363 | 7.426 | 7.9005 | 8.8014 | 9.4536 | 11.377 | 12.4323 | 15.5101 | 16.6576 | 20.0927 | 23.4871 | 25.2755 | 28.193 | 29.8337 | 30.7381 | 32.7724 | 33.5346
|  | Counterfactual | 0.012573 | 0.015637 | 0.015683 | 0.017588 | 0.017711 | 0.10967 | 0.22918 | 0.38161 | 0.52852 | 0.62862 | 0.73726 | 0.89344 | 1.0622 | 1.2319 | 1.5772 | 1.7189 | 1.7708 | 2.0582 | 2.3447 | 2.4525 | 2.5623 | 2.9934 | 3.3153 | 3.3698 | 3.4259 | 3.6872 | 4.3214 | 4.4536
Nuclear-connected electrolysis capacity (GW)
|  |  | 2023-01-01 | 2024-01-01 | 2025-01-01 | 2026-01-01 | 2027-01-01 | 2028-01-01 | 2029-01-01 | 2030-01-01 | 2031-01-01 | 2032-01-01 | 2033-01-01 | 2034-01-01 | 2035-01-01 | 2036-01-01 | 2037-01-01 | 2038-01-01 | 2039-01-01 | 2040-01-01 | 2041-01-01 | 2042-01-01 | 2043-01-01 | 2044-01-01 | 2045-01-01 | 2046-01-01 | 2047-01-01 | 2048-01-01 | 2049-01-01 | 2050-01-01
|  | Electric Engagement | 0 | 0 | 0 | 0 | 0 | 0 | 0 | 0 | 0 | 0 | 0 | 0 | 0 | 0 | 0 | 0 | 0 | 0 | 0 | 0 | 0 | 0 | 0.5 | 1 | 1 | 1 | 1 | 1
|  | Hydrogen Evolution | 0 | 0 | 0 | 0 | 0 | 0 | 0 | 0 | 0 | 0 | 0 | 0 | 0 | 0 | 0 | 0 | 0 | 0.4 | 0.6 | 1 | 1.2 | 2 | 2 | 2 | 2 | 3 | 3 | 3
|  | Holistic Transition | 0 | 0 | 0 | 0 | 0 | 0 | 0 | 0 | 0 | 0 | 0 | 0 | 0 | 0 | 0 | 0 | 0 | 0 | 0 | 0 | 0 | 0 | 0 | 0 | 0 | 0 | 0 | 0
|  | Counterfactual | 0 | 0 | 0 | 0 | 0 | 0 | 0 | 0 | 0 | 0 | 0 | 0 | 0 | 0 | 0 | 0 | 0 | 0 | 0 | 0 | 0 | 0 | 0 | 0 | 0 | 0 | 0 | 0
Grid-connected electrolysis capacity only (GW)
|  |  | 2023-01-01 | 2024-01-01 | 2025-01-01 | 2026-01-01 | 2027-01-01 | 2028-01-01 | 2029-01-01 | 2030-01-01 | 2031-01-01 | 2032-01-01 | 2033-01-01 | 2034-01-01 | 2035-01-01 | 2036-01-01 | 2037-01-01 | 2038-01-01 | 2039-01-01 | 2040-01-01 | 2041-01-01 | 2042-01-01 | 2043-01-01 | 2044-01-01 | 2045-01-01 | 2046-01-01 | 2047-01-01 | 2048-01-01 | 2049-01-01 | 2050-01-01
| Nuclear electrolysis capacity: Electrolysers directly connected to nuclear power plants | Electric Engagement | 0.012677 | 0.015766 | 0.16797 | 0.38438 | 0.39316 | 0.49458 | 0.496 | 1.7713 | 2.5533 | 2.5548 | 3.8414 | 4.5016 | 4.7607 | 5.8829 | 7.1939 | 7.9175 | 8.944 | 10.3316 | 13.6062 | 16.73 | 20.485 | 23.4822 | 24.8526 | 25.8745 | 27.0948 | 27.926 | 28.6097 | 28.9461
|  | Hydrogen Evolution | 0.012573 | 0.015637 | 0.18744 | 0.27494 | 0.61978 | 1.4953 | 1.8398 | 4.3842 | 5.4 | 6.4834 | 11.0743 | 14.1773 | 16.0647 | 16.0493 | 18.8101 | 18.7838 | 21.3636 | 22.3026 | 24.8184 | 27.5097 | 31.1151 | 31.5172 | 34.9588 | 39.9529 | 43.0838 | 43.0944 | 45.8469 | 47.2683
|  | Holistic Transition | 0.013042 | 0.01622 | 0.23528 | 0.31004 | 0.59546 | 1.1949 | 1.1903 | 3.6531 | 4.4176 | 5.2937 | 5.4686 | 6.5363 | 7.426 | 7.9005 | 8.8014 | 9.4536 | 11.377 | 12.4323 | 15.5101 | 16.6576 | 20.0927 | 23.4871 | 25.2755 | 28.193 | 29.8337 | 30.7381 | 32.7724 | 33.5346
|  | Counterfactual | 0.012573 | 0.015637 | 0.015683 | 0.017588 | 0.017711 | 0.10967 | 0.22918 | 0.38161 | 0.52852 | 0.62862 | 0.73726 | 0.89344 | 1.0622 | 1.2319 | 1.5772 | 1.7189 | 1.7708 | 2.0582 | 2.3447 | 2.4525 | 2.5623 | 2.9934 | 3.3153 | 3.3698 | 3.4259 | 3.6872 | 4.3214 | 4.4536
On Grid Electrolysis: Electrolysis units either directly connected to onshore generation or taking electricity off the GB distribution and transmission systems
Nuclear-connected electrolysis: Electrolysis directly connected to nuclear power plants, nuclear-connected electrolysis demand increases to absorb excess power if less power is required by the grid
Network-connected electrolysis capacity: Electrolysers connected to the GB distribution and transmission systems either directly or via generation plant (excluding nuclear)

## ES.J
ES.J: Total bioenergy annual demand (TWh)
Return to: Main Menu
Return to: Chapter contents
Total bioenergy annual demand (TWh)
Electric Engagement
| ES.J1: Holistic Transition bioenergy demand | Sector | 2023-01-01 | 2024-01-01 | 2025-01-01 | 2026-01-01 | 2027-01-01 | 2028-01-01 | 2029-01-01 | 2030-01-01 | 2031-01-01 | 2032-01-01 | 2033-01-01 | 2034-01-01 | 2035-01-01 | 2036-01-01 | 2037-01-01 | 2038-01-01 | 2039-01-01 | 2040-01-01 | 2041-01-01 | 2042-01-01 | 2043-01-01 | 2044-01-01 | 2045-01-01 | 2046-01-01 | 2047-01-01 | 2048-01-01 | 2049-01-01 | 2050-01-01
|  | Power Generation | 125.3358 | 121.7859 | 126.3405 | 118.4697 | 96.4767 | 75.7406 | 78.4166 | 78.0112 | 80.0619 | 89.2266 | 93.9743 | 105.8851 | 103.9017 | 96.2122 | 92.066 | 96.4513 | 96.8258 | 125.0383 | 125.2339 | 124.201 | 123.2767 | 123.4194 | 131.6369 | 132.5351 | 132.4291 | 131.7923 | 129.6613 | 128.0098
|  | Residential | 0.46963 | 0.65014 | 0.78811 | 1.0113 | 1.3157 | 1.7744 | 2.2187 | 2.7319 | 3.2143 | 3.6847 | 4.1533 | 4.6209 | 5.0449 | 6.3465 | 7.7233 | 8.987 | 10.1639 | 11.2898 | 12.0683 | 12.754 | 13.3444 | 13.9504 | 15.1246 | 15.8953 | 16.6633 | 17.4331 | 18.2037 | 18.9915
|  | Industrial | 0.31693 | 0.29228 | 0.26813 | 0.24427 | 0.22874 | 0.21326 | 0.19765 | 0.18286 | 0.16748 | 0.15172 | 0.13457 | 0.12177 | 0.082541 | 0.29543 | 0.46819 | 0.63337 | 0.79686 | 0.96337 | 1.1213 | 1.2756 | 1.4278 | 1.5797 | 1.7284 | 1.8718 | 2.0037 | 2.1311 | 2.251 | 2.3719
|  | Commercial | 2.1592 | 2.0093 | 1.8647 | 1.7213 | 1.6298 | 1.5423 | 1.5572 | 1.6983 | 1.8342 | 2.034 | 2.2407 | 2.5563 | 2.8788 | 3.7776 | 4.7951 | 5.7673 | 6.6952 | 7.6538 | 8.5405 | 9.3679 | 10.1667 | 10.7771 | 11.4334 | 11.9724 | 12.4398 | 12.9036 | 13.3515 | 13.7432
|  | Road Transport | 34.4799 | 38.5052 | 42.1686 | 45.3426 | 44.9495 | 44.3056 | 43.2876 | 41.9105 | 40.1188 | 37.8299 | 34.4164 | 30.7263 | 26.8319 | 23.0749 | 19.3894 | 15.7542 | 12.476 | 9.6889 | 7.3511 | 5.3756 | 3.6721 | 2.2636 | 1.2998 | 0.66719 | 0.22273 | 0.13494 | 0.098287 | 0
|  | Aviation | 0 | 0 | 0.2 | 0.88 | 1.71 | 2.18 | 3.32 | 5.46 | 7.83 | 11.34 | 13.66 | 16.13 | 18.57 | 20.72 | 22.7 | 24.66 | 26.6 | 28.41 | 30.47 | 31.64 | 32.76 | 33.99 | 35.22 | 36.44 | 37.66 | 38.88 | 40.11 | 41.34
|  | Hydrogen Production | 0 | 0 | 0 | 0 | 0 | 0 | 0 | 0 | 0 | 0 | 0 | 0 | 0 | 0 | 0 | 0 | 0 | 0 | 0 | 0 | 0 | 0 | 0 | 0 | 0 | 0 | 0 | 0
|  | Green Gas Blending | 7.3054 | 7.5041 | 7.7027 | 7.9014 | 8.1 | 8.2987 | 8.4973 | 8.696 | 8.0748 | 7.4537 | 6.8326 | 6.2114 | 5.5903 | 4.9691 | 4.348 | 3.7268 | 3.1057 | 2.4846 | 1.8634 | 1.2423 | 0.62114 | 2.5487e-15 | 0 | 0 | 0 | 0 | 0 | 0
|  | CCC Balanced Pathway Supply | 196.4494 | 194.3046 | 209.1569 | 203.5314 | 172.2518 | 145.9562 | 151.1321 | 151.6563 | 158.8332 | 177.0523 | 190.6531 | 196.9195 | 198.18 | 200.839 | 198.902 | 204.5348 | 210.098 | 220.6063 | 223.231 | 224.1411 | 225.8475 | 229.9918 | 232.9452 | 236.3118 | 239.7273 | 243.7834 | 248.3527 | 251.9874
| ES.J2: Hydrogen Evolution bioenergy demand | Hydrogen Evolution
| ] | Sector | 2023-01-01 | 2024 | 2025 | 2026 | 2027 | 2028 | 2029 | 2030 | 2031 | 2032 | 2033 | 2034 | 2035 | 2036 | 2037 | 2038 | 2039 | 2040 | 2041 | 2042 | 2043 | 2044 | 2045 | 2046 | 2047 | 2048 | 2049 | 2050
|  | Power Generation | 125.3042 | 121.7459 | 127.9288 | 112.5676 | 96.7511 | 75.6676 | 78.8507 | 77.8336 | 79.6735 | 78.0166 | 76.1807 | 80.7684 | 94.0373 | 99.1263 | 96.1747 | 98.177 | 99.9435 | 102.6019 | 99.9725 | 96.2103 | 97.728 | 99.9956 | 101.1883 | 102.3334 | 103.6428 | 104.8555 | 108.142 | 110.0938
|  | Residential | 0.39853 | 0.53875 | 0.6742 | 0.82793 | 0.94645 | 1.0461 | 1.1361 | 1.2193 | 1.2756 | 1.3259 | 1.374 | 1.4216 | 1.6212 | 1.9829 | 2.5489 | 3.0774 | 3.5825 | 4.3175 | 4.9152 | 5.549 | 6.2015 | 6.8468 | 7.6473 | 8.3883 | 9.1068 | 9.8326 | 10.5727 | 11.3291
|  | Industrial | 0.324 | 0.29855 | 0.27344 | 0.24864 | 0.22359 | 0.19836 | 0.17304 | 0.14764 | 0.12196 | 0.096415 | 0.07122 | 0.046933 | 0.02776 | 0.18638 | 0.36211 | 0.5393 | 0.71625 | 0.90217 | 1.0817 | 1.2599 | 1.4381 | 1.6182 | 1.8066 | 1.9894 | 2.1709 | 2.3535 | 2.5343 | 2.72
|  | Commercial | 2.1988 | 2.0413 | 1.8867 | 1.734 | 1.582 | 1.4297 | 1.2771 | 1.1243 | 0.96548 | 0.80964 | 0.65654 | 0.50435 | 0.41203 | 1.3223 | 2.4531 | 3.6522 | 4.8216 | 6.0156 | 7.1172 | 8.1324 | 9.1076 | 10.0424 | 10.971 | 11.8194 | 12.6304 | 13.4013 | 14.145 | 14.8573
|  | Road Transport | 34.456 | 38.4752 | 42.1305 | 45.2914 | 44.891 | 44.2438 | 43.2291 | 41.8561 | 40.0759 | 37.8157 | 34.4443 | 30.8179 | 27.0161 | 23.3998 | 19.8925 | 16.4404 | 13.2109 | 10.4371 | 8.1172 | 6.1469 | 4.4339 | 3.0023 | 1.7994 | 0.94261 | 0.48549 | 0.11842 | 0.087875 | 0
|  | Aviation | 0 | 0 | 0.2 | 0.88 | 1.71 | 2.18 | 3.32 | 5.46 | 7.83 | 11.34 | 13.66 | 16.13 | 18.57 | 20.72 | 22.7 | 24.66 | 26.6 | 28.41 | 30.47 | 31.64 | 32.76 | 33.99 | 35.22 | 36.44 | 37.66 | 38.88 | 40.11 | 41.34
|  | Hydrogen Production | 0 | 0 | 0 | 0 | 0 | 0 | 0 | 1.38 | 1.4 | 1.42 | 1.41 | 11.92 | 19.23 | 20.51 | 21.79 | 23.08 | 24.36 | 30.77 | 35.9 | 39.88 | 42.31 | 42.31 | 42.31 | 42.18 | 42.27 | 42.31 | 42.31 | 42.31
|  | Green Gas Blending | 7.3054 | 9.1488 | 10.9923 | 12.8357 | 14.6791 | 16.5225 | 18.3659 | 20.2093 | 19.7025 | 18.595 | 18.375 | 17.7679 | 15.2601 | 12.123 | 10.6377 | 9.6362 | 9.5724 | 9.3698 | 8.5872 | 8.2206 | 6.5403 | 5.978 | 5.6898 | 4.8051 | 4.4369 | 3.8538 | 2.7502 | 2.0761
|  | CCC Balanced Pathway Supply | 196.4494 | 194.3046 | 209.1569 | 203.5314 | 172.2518 | 145.9562 | 151.1321 | 151.6563 | 158.8332 | 177.0523 | 190.6531 | 196.9195 | 198.18 | 200.839 | 198.902 | 204.5348 | 210.098 | 220.6063 | 223.231 | 224.1411 | 225.8475 | 229.9918 | 232.9452 | 236.3118 | 239.7273 | 243.7834 | 248.3527 | 251.9874
| ES.J3: Holistic Transition bioenergy demand | Holistic Transition
|  | Sector | 2023-01-01 | 2024-01-01 | 2025-01-01 | 2026-01-01 | 2027-01-01 | 2028-01-01 | 2029-01-01 | 2030-01-01 | 2031-01-01 | 2032-01-01 | 2033-01-01 | 2034-01-01 | 2035-01-01 | 2036-01-01 | 2037-01-01 | 2038-01-01 | 2039-01-01 | 2040-01-01 | 2041-01-01 | 2042-01-01 | 2043-01-01 | 2044-01-01 | 2045-01-01 | 2046-01-01 | 2047-01-01 | 2048-01-01 | 2049-01-01 | 2050-01-01
|  | Power Generation | 125.3472 | 122 | 122.8411 | 110.9067 | 95.2744 | 72.5347 | 75.8088 | 75.8322 | 80.3243 | 91.4782 | 100.7349 | 99.686 | 95.8535 | 95.0698 | 104.725 | 108.589 | 110.0432 | 110.1734 | 109.9441 | 108.3028 | 108.0617 | 107.0405 | 107.5822 | 105.411 | 106.6785 | 106.3233 | 104.6112 | 104.0588
|  | Residential | 0.46973 | 0.67045 | 0.82075 | 1.0546 | 1.3815 | 1.8605 | 2.3002 | 2.8122 | 3.3081 | 3.789 | 4.2689 | 4.7501 | 5.2312 | 6.4094 | 7.6217 | 8.7525 | 9.7663 | 11.1908 | 12.025 | 12.7825 | 13.4006 | 14.0763 | 14.8651 | 15.5977 | 16.3399 | 17.085 | 17.8237 | 18.5718
|  | Industrial | 0.32371 | 0.31111 | 0.30092 | 0.29108 | 0.28129 | 0.27211 | 0.26391 | 0.25966 | 0.26273 | 0.26634 | 0.27157 | 0.27645 | 0.27921 | 0.44565 | 0.58828 | 0.72385 | 0.86134 | 1.0114 | 1.0981 | 1.1699 | 1.2547 | 1.3456 | 1.421 | 1.4873 | 1.5627 | 1.634 | 1.707 | 1.7716
|  | Commercial | 2.1794 | 2.1151 | 2.2129 | 2.4545 | 2.6107 | 2.6546 | 2.7678 | 3.0195 | 3.2853 | 3.6202 | 4.0092 | 4.4158 | 4.8272 | 6.1591 | 6.9435 | 7.7837 | 8.5016 | 9.1724 | 9.5917 | 10.0982 | 10.6873 | 11.1896 | 11.6586 | 12.0118 | 12.3043 | 12.5442 | 12.7673 | 12.9893
|  | Road Transport | 34.4791 | 38.5019 | 42.1607 | 45.3273 | 44.9264 | 44.2727 | 43.243 | 41.8537 | 40.0528 | 37.7648 | 34.3674 | 30.7128 | 26.881 | 23.2162 | 19.6572 | 16.1765 | 12.8807 | 10.0806 | 7.7191 | 5.7129 | 3.9681 | 2.5389 | 1.7284 | 1.0757 | 0.57593 | 0.16265 | 0.091641 | 0
|  | Aviation | 0 | 0 | 0.2 | 0.88 | 1.71 | 2.18 | 3.32 | 5.46 | 7.83 | 11.34 | 13.66 | 16.13 | 18.57 | 20.72 | 22.7 | 24.66 | 26.6 | 28.41 | 30.47 | 31.64 | 32.76 | 33.99 | 35.22 | 36.44 | 37.66 | 38.88 | 40.11 | 41.34
|  | Hydrogen Production | 0 | 0 | 0 | 0 | 0 | 0 | 0 | 1.16 | 1.19 | 1.18 | 1.15 | 1.19 | 1.55 | 6.35 | 6.78 | 7.2 | 6.89 | 6.91 | 7.01 | 8.82 | 9.2 | 9.23 | 9.97 | 9.94 | 9.97 | 9.97 | 9.97 | 9.97
|  | Green Gas Blending | 7.3054 | 9.1488 | 10.9923 | 12.8357 | 14.6791 | 16.5225 | 18.3659 | 20.2093 | 19.2707 | 18.4125 | 15.8815 | 15.4429 | 14.0365 | 12.8016 | 11.4826 | 10.9056 | 11.4563 | 10.6104 | 9.6663 | 9.7352 | 8.8773 | 9.2847 | 8.0542 | 6.5416 | 4.49 | 4.3211 | 4.9254 | 2.5312
|  | CCC Balanced Pathway Supply | 196.4494 | 194.3046 | 209.1569 | 203.5314 | 172.2518 | 145.9562 | 151.1321 | 151.6563 | 158.8332 | 177.0523 | 190.6531 | 196.9195 | 198.18 | 200.839 | 198.902 | 204.5348 | 210.098 | 220.6063 | 223.231 | 224.1411 | 225.8475 | 229.9918 | 232.9452 | 236.3118 | 239.7273 | 243.7834 | 248.3527 | 251.9874
Bioenergy demand in each pathway by sector- road transport
| ES.J4: Counterfactual bioenergy demand | Counterfactual
|  | Sector | 2023-01-01 | 2024-01-01 | 2025-01-01 | 2026-01-01 | 2027-01-01 | 2028-01-01 | 2029-01-01 | 2030-01-01 | 2031-01-01 | 2032-01-01 | 2033-01-01 | 2034-01-01 | 2035-01-01 | 2036-01-01 | 2037-01-01 | 2038-01-01 | 2039-01-01 | 2040-01-01 | 2041-01-01 | 2042-01-01 | 2043-01-01 | 2044-01-01 | 2045-01-01 | 2046-01-01 | 2047-01-01 | 2048-01-01 | 2049-01-01 | 2050-01-01
|  | Power Generation | 125.3126 | 78.0975 | 78.9336 | 74.6076 | 55.5257 | 46.4253 | 43.2032 | 41.2938 | 43.2916 | 38.7998 | 35.7762 | 33.3161 | 30.4484 | 48.7224 | 49.9815 | 48.9004 | 48.0851 | 46.64 | 43.8828 | 43.4335 | 48.1287 | 44.7476 | 47.2747 | 47.3227 | 45.6247 | 59.3351 | 53.0129 | 53.3122
|  | Residential | 0.40962 | 0.52778 | 0.63873 | 0.76154 | 0.83747 | 0.89618 | 0.94526 | 0.98748 | 1.0311 | 1.0739 | 1.1139 | 1.152 | 1.3037 | 1.3334 | 1.3552 | 1.3433 | 1.3326 | 1.4146 | 1.4791 | 1.5949 | 1.7305 | 1.8755 | 2.0625 | 2.2524 | 2.4965 | 2.7445 | 2.9968 | 3.2562
|  | Industrial | 0.32391 | 0.29846 | 0.27457 | 0.27174 | 0.25803 | 0.24366 | 0.22821 | 0.21231 | 0.19632 | 0.17835 | 0.15847 | 0.13752 | 0.13491 | 0.22717 | 0.24605 | 0.2565 | 0.2655 | 0.26577 | 0.25882 | 0.2569 | 0.256 | 0.25599 | 0.26209 | 0.26831 | 0.27383 | 0.28068 | 0.28229 | 0.28789
|  | Commercial | 2.1996 | 2.0345 | 1.8717 | 1.7242 | 1.5688 | 1.4139 | 1.2595 | 1.1062 | 0.95525 | 0.80809 | 0.66496 | 0.52777 | 0.46869 | 0.87204 | 0.9867 | 1.058 | 1.1307 | 1.2333 | 1.2922 | 1.3423 | 1.3866 | 1.4293 | 1.5142 | 1.5567 | 1.5954 | 1.6298 | 1.6601 | 1.6304
|  | Road Transport | 34.5167 | 38.6401 | 42.4662 | 45.8885 | 45.8031 | 45.5709 | 45.0879 | 44.4864 | 43.6595 | 42.4954 | 40.1493 | 37.6321 | 34.9009 | 31.8863 | 28.7664 | 25.5666 | 22.4484 | 19.2823 | 16.1831 | 13.4743 | 10.989 | 8.7102 | 6.6814 | 5.3321 | 4.2938 | 3.3391 | 2.4716 | 1.6943
|  | Aviation | 0 | 0 | 0.2 | 0.88 | 1.71 | 2.18 | 3.32 | 5.46 | 6.5 | 7 | 7.5 | 8 | 8.5 | 9 | 9.5 | 10 | 10.5 | 11 | 11.5 | 12 | 12.5 | 13 | 13.5 | 14 | 14.5 | 15 | 15.5 | 16
|  | Hydrogen Production | 0 | 0 | 0 | 0 | 0 | 0 | 0 | 0 | 0 | 0 | 0 | 0 | 0 | 0 | 0 | 0 | 0 | 0 | 0 | 0 | 0 | 0 | 0 | 0 | 0 | 0 | 0 | 0
|  | Green Gas Blending | 7.3054 | 7.5041 | 7.7027 | 7.9014 | 8.1 | 8.2987 | 8.4973 | 8.696 | 8.9152 | 9.1399 | 9.3702 | 9.6064 | 9.8485 | 10.0968 | 10.3513 | 10.6122 | 10.8796 | 11.1539 | 11.435 | 11.7232 | 12.0187 | 12.3216 | 12.6322 | 12.9506 | 13.277 | 13.6116 | 13.9547 | 14.3065
|  | CCC Balanced Pathway Supply | 196.4494 | 194.3046 | 209.1569 | 203.5314 | 172.2518 | 145.9562 | 151.1321 | 151.6563 | 158.8332 | 177.0523 | 190.6531 | 196.9195 | 198.18 | 200.839 | 198.902 | 204.5348 | 210.098 | 220.6063 | 223.231 | 224.1411 | 225.8475 | 229.9918 | 232.9452 | 236.3118 | 239.7273 | 243.7834 | 248.3527 | 251.9874
Bioenergy demand in each pathway by sector- aviation
Bioenergy demand in each pathway by sector- hydrogen production
Bioenergy demand in each pathway by sector- biomethane blending

## ES.K
ES.K: Electricity demand for hydrogen production (including electrolysis connected to non-networked offshore wind)
Return to: Main Menu
Return to: Chapter contents
ES.K: Electricity demand for hydrogen production (including electrolysis connected to non-networked offshore wind)
| Excludes nuclear connected electrolysis | Electricity demand for hydrogen production (including electrolysis connected to non-networked offshore wind)
|  | TWh | 2023-01-01 | 2024-01-01 | 2025-01-01 | 2026-01-01 | 2027-01-01 | 2028-01-01 | 2029-01-01 | 2030-01-01 | 2031-01-01 | 2032-01-01 | 2033-01-01 | 2034-01-01 | 2035-01-01 | 2036-01-01 | 2037-01-01 | 2038-01-01 | 2039-01-01 | 2040-01-01 | 2041-01-01 | 2042-01-01 | 2043-01-01 | 2044-01-01 | 2045-01-01 | 2046-01-01 | 2047-01-01 | 2048-01-01 | 2049-01-01 | 2050-01-01
|  | Holistic Transition | 0.03 | 0.06 | 1.05 | 1.94 | 3.64 | 7.35 | 7.32 | 14.37 | 17.33 | 20 | 20.51 | 25.72 | 29.17 | 31.14 | 34.58 | 37.16 | 44.91 | 48.99 | 61.03 | 65.7 | 79.29 | 93.4 | 99.74 | 111.55 | 117.51 | 121.95 | 129.5 | 127.52
|  | Electric Engagement | 0.03 | 0.09 | 0.95 | 2.15 | 2.19 | 2.92 | 2.93 | 5.96 | 7.16 | 9.51 | 14.74 | 17.7 | 18.8 | 23.25 | 28.31 | 31.25 | 35.27 | 40.75 | 53.58 | 65.82 | 80.65 | 93.19 | 97.96 | 101.9 | 106.5 | 110.28 | 112.71 | 109.41
|  | Hydrogen Evolution | 0.02 | 0.06 | 1.07 | 1.57 | 3.69 | 8.98 | 11.23 | 16.86 | 19.94 | 25.55 | 33.7 | 41.52 | 53.3 | 61.36 | 70.59 | 73.61 | 83.82 | 87.59 | 97.35 | 107.56 | 121.58 | 124.28 | 136.79 | 154.52 | 165.73 | 164.73 | 176.51 | 178.24
|  | Counterfactual | 0.02 | 0.03 | 0.03 | 0.04 | 0.04 | 0.56 | 1.04 | 1.79 | 2.43 | 3.06 | 3.92 | 4.91 | 5.97 | 6.83 | 8.58 | 9.3 | 9.56 | 10.63 | 12.03 | 12.55 | 13.09 | 15.2 | 16.77 | 17.04 | 17.31 | 18.59 | 21.69 | 21.51
|  | Holistic Transition + non-networked generation | 0.03 | 0.06 | 1.05 | 1.96 | 3.68 | 7.49 | 7.49 | 14.74 | 17.77 | 20.56 | 21.16 | 26.59 | 30.23 | 32.31 | 36.01 | 38.78 | 47.18 | 51.57 | 64.07 | 68.92 | 83.14 | 97.91 | 104.68 | 116.87 | 123.14 | 127.87 | 135.67 | 133.66
|  | Electric Engagement + non-networked generation | 0.03 | 0.09 | 1 | 2.23 | 2.22 | 2.94 | 2.94 | 5.97 | 7.17 | 9.52 | 14.75 | 17.71 | 18.81 | 23.26 | 28.32 | 31.26 | 35.28 | 40.76 | 53.59 | 65.83 | 80.66 | 93.2 | 97.97 | 101.91 | 106.51 | 110.29 | 112.72 | 110.27
|  | Hydrogen Evolution + non-networked generation | 0.02 | 0.06 | 1.08 | 1.57 | 3.7 | 9.04 | 11.37 | 17.18 | 20.55 | 26.28 | 35.03 | 43.23 | 55.38 | 64.02 | 73.58 | 76.83 | 87.3 | 91.57 | 101.59 | 112.21 | 126.96 | 129.7 | 142.91 | 161.24 | 172.83 | 171.72 | 184.08 | 186.09
*Due to model iterations these values do not align directly with some data tables

## ES.L
ES.L: Nuclear Electricity demand for hydrogen production from electrolysis
Return to: Main Menu
Return to: Chapter contents
Nuclear Electricity demand for hydrogen production from electrolysis
| ES.L: Low carbon hydrogen source by pathway in 2030 |  | 2023-01-01 | 2024-01-01 | 2025-01-01 | 2026-01-01 | 2027-01-01 | 2028-01-01 | 2029-01-01 | 2030-01-01 | 2031-01-01 | 2032-01-01 | 2033-01-01 | 2034-01-01 | 2035-01-01 | 2036-01-01 | 2037-01-01 | 2038-01-01 | 2039-01-01 | 2040-01-01 | 2041-01-01 | 2042-01-01 | 2043-01-01 | 2044-01-01 | 2045-01-01 | 2046-01-01 | 2047-01-01 | 2048-01-01 | 2049-01-01 | 2050-01-01
|  | Holistic Transition | 0 | 0 | 0 | 0 | 0.02 | 0.02 | 0.02 | 0.02 | 0.05 | 0.05 | 0.05 | 0.05 | 0.05 | 0.16 | 0.16 | 0.16 | 0.16 | 0.16 | 0.16 | 0.16 | 0.16 | 0.16 | 0.16 | 0.16 | 0.16 | 0.16 | 0.16 | 0.15
|  | Electric Engagement | 0 | 0 | 0 | 0 | 0 | 0 | 0 | 0 | 0 | 0 | 0 | 0 | 0 | 0 | 0 | 0 | 0 | 0 | 0 | 0 | 0 | 0 | 3.46 | 6.61 | 6.92 | 7.18 | 6.66 | 7.1
|  | Hydrogen Evolution | 0 | 0 | 0 | 0.02 | 0.02 | 0.02 | 0.02 | 0 | 0 | 0 | 0 | 0 | 0 | 0 | 0 | 0 | 0 | 3.35 | 5.26 | 8.72 | 8.02 | 14.42 | 15.21 | 14.07 | 14.52 | 20.53 | 20.85 | 21.44
|  | Counterfactual | 0 | 0 | 0 | 0 | 0 | 0 | 0.02 | 0.02 | 0.02 | 0.02 | 0.02 | 0.02 | 0.02 | 0.02 | 0.02 | 0.02 | 0.02 | 0.02 | 0.02 | 0.02 | 0.02 | 0.02 | 0.02 | 0.02 | 0.02 | 0.02 | 0.02 | 0.02
Bioenergy demand in each pathway by sector- biomethane blending

## ES.M
ES.M: Natural gas demand for hydrogen production by methane reformation
Return to: Main Menu
Return to: Chapter contents
Natural gas demand for hydrogen production by methane reformation
ES.M: Natural gas demand for hydrogen production by methane reformation
|  | TWh | 2023-01-01 | 2024-01-01 | 2025-01-01 | 2026-01-01 | 2027-01-01 | 2028-01-01 | 2029-01-01 | 2030-01-01 | 2031-01-01 | 2032-01-01 | 2033-01-01 | 2034-01-01 | 2035-01-01 | 2036-01-01 | 2037-01-01 | 2038-01-01 | 2039-01-01 | 2040-01-01 | 2041-01-01 | 2042-01-01 | 2043-01-01 | 2044-01-01 | 2045-01-01 | 2046-01-01 | 2047-01-01 | 2048-01-01 | 2049-01-01 | 2050-01-01
|  | Holistic Transition | 0.01 | 0.01 | 0.02 | 0.02 | 3.96 | 20.37 | 28.49 | 33.87 | 34.52 | 34.47 | 46.54 | 46.54 | 49.85 | 51.17 | 53.62 | 53.63 | 49.26 | 50.25 | 50.02 | 52.96 | 58.29 | 55.29 | 61.62 | 70.71 | 78.67 | 80.39 | 77.89 | 74.89
|  | Electric Engagement | 0 | 0.02 | 0.02 | 0.02 | 0.02 | 0.02 | 4.02 | 5.63 | 9.34 | 14.73 | 17.9 | 25.64 | 33.13 | 36.04 | 52.79 | 52.79 | 52.79 | 52.93 | 52.22 | 52.79 | 52.79 | 49.65 | 47.51 | 47.51 | 47.76 | 47.64 | 47.88 | 47.51
|  | Hydrogen Evolution | 0.01 | 0.01 | 0.02 | 0.02 | 0.05 | 4.05 | 21.53 | 53.47 | 55.34 | 72.66 | 72.45 | 72.5 | 104.47 | 138.66 | 152.7 | 162.64 | 164.69 | 163.66 | 166.54 | 168.84 | 192.05 | 201.13 | 199.48 | 210.17 | 215.6 | 226.35 | 229 | 217.9
|  | Counterfactual | 0 | 0 | 0 | 0.01 | 0.01 | 0.01 | 0.01 | 0.02 | 0.02 | 0.02 | 0.02 | 0.02 | 0.02 | 0.24 | 0.58 | 1.14 | 2.27 | 2.27 | 2.27 | 3.4 | 4.53 | 5.66 | 5.66 | 6.78 | 7.91 | 7.91 | 9.04 | 10.17

## ES.N
ES.N: Bioresource demand for hydrogen production
Return to: Main Menu
Return to: Chapter contents
Bioresource demand for hydrogen production
ES.N: Bioresource demand for hydrogen production
|  | TWh | 2023-01-01 | 2024-01-01 | 2025-01-01 | 2026-01-01 | 2027-01-01 | 2028-01-01 | 2029-01-01 | 2030-01-01 | 2031-01-01 | 2032-01-01 | 2033-01-01 | 2034-01-01 | 2035-01-01 | 2036-01-01 | 2037-01-01 | 2038-01-01 | 2039-01-01 | 2040-01-01 | 2041-01-01 | 2042-01-01 | 2043-01-01 | 2044-01-01 | 2045-01-01 | 2046-01-01 | 2047-01-01 | 2048-01-01 | 2049-01-01 | 2050-01-01
|  | Holistic Transition | 0 | 0 | 0 | 0 | 0 | 0 | 0 | 1.16 | 1.19 | 1.18 | 1.15 | 1.19 | 1.55 | 6.35 | 6.78 | 7.2 | 6.89 | 6.91 | 7.01 | 8.82 | 9.2 | 9.23 | 9.97 | 9.94 | 9.97 | 9.97 | 9.97 | 9.97
|  | Electric Engagement | 0 | 0 | 0 | 0 | 0 | 0 | 0 | 0 | 0 | 0 | 0 | 0 | 0 | 0 | 0 | 0 | 0 | 0 | 0 | 0 | 0 | 0 | 0 | 0 | 0 | 0 | 0 | 0
|  | Hydrogen Evolution | 0 | 0 | 0 | 0 | 0 | 0 | 0 | 1.38 | 1.4 | 1.42 | 1.41 | 11.92 | 19.23 | 20.51 | 21.79 | 23.08 | 24.36 | 30.77 | 35.9 | 39.88 | 42.31 | 42.31 | 42.31 | 42.18 | 42.27 | 42.31 | 42.31 | 42.31
|  | Counterfactual | 0 | 0 | 0 | 0 | 0 | 0 | 0 | 0 | 0 | 0 | 0 | 0 | 0 | 0 | 0 | 0 | 0 | 0 | 0 | 0 | 0 | 0 | 0 | 0 | 0 | 0 | 0 | 0

## ES.O
ES.O: Hydrogen supply in Electric Engagement
Return to: Main Menu
Return to: Chapter contents
Hydrogen supply in Electric Engagement
ES.O: Hydrogen supply in Electric Engagement
|  | TWh | 2023-01-01 | 2024-01-01 | 2025-01-01 | 2026-01-01 | 2027-01-01 | 2028-01-01 | 2029-01-01 | 2030-01-01 | 2031-01-01 | 2032-01-01 | 2033-01-01 | 2034-01-01 | 2035-01-01 | 2036-01-01 | 2037-01-01 | 2038-01-01 | 2039-01-01 | 2040-01-01 | 2041-01-01 | 2042-01-01 | 2043-01-01 | 2044-01-01 | 2045-01-01 | 2046-01-01 | 2047-01-01 | 2048-01-01 | 2049-01-01 | 2050-01-01
|  | Methane reformation with CCUS | 0 | 0.01 | 0.01 | 0.01 | 0.01 | 0.01 | 2.97 | 4.35 | 7.1 | 11.07 | 13.42 | 19.15 | 24.79 | 27.1 | 41.16 | 41.21 | 41.31 | 41.43 | 41.11 | 41.68 | 41.88 | 39.62 | 38 | 38.03 | 38.36 | 38.32 | 38.51 | 38.24
|  | Networked electrolysis | 0.02 | 0.06 | 0.63 | 1.43 | 1.46 | 1.95 | 1.95 | 4.95 | 5.94 | 7.89 | 12.19 | 14.64 | 15.84 | 19.4 | 23.42 | 25.77 | 28.98 | 33.92 | 44.32 | 54.23 | 66.26 | 76.42 | 80.77 | 83.98 | 87.73 | 90.81 | 92.78 | 94.59
|  | Non-networked electrolysis | 0 | 0 | 0.03 | 0.05 | 0.02 | 0.01 | 0.01 | 0.01 | 0.01 | 0.01 | 0.01 | 0.01 | 0.01 | 0.01 | 0.01 | 0.01 | 0.01 | 0.01 | 0.01 | 0.01 | 0.01 | 0.01 | 0.01 | 0.01 | 0.01 | 0.01 | 0.01 | 0.75
|  | Biomass gasification | 0 | 0 | 0 | 0 | 0 | 0 | 0 | 0 | 0 | 0 | 0 | 0 | 0 | 0 | 0 | 0 | 0 | 0 | 0 | 0 | 0 | 0 | 0 | 0 | 0 | 0 | 0 | 0
|  | Nuclear electrolysis | 0 | 0 | 0 | 0 | 0 | 0 | 0 | 0 | 0 | 0 | 0 | 0 | 0 | 0 | 0 | 0 | 0 | 0 | 0 | 0 | 0 | 0 | 3.85 | 7.38 | 7.71 | 8.01 | 7.43 | 8.16
|  | Imports | 0 | 0 | 0 | 0 | 0 | 0 | 0 | 0 | 0 | 0 | 0 | 0 | 0 | 0 | 0 | 0 | 0 | 0 | 0 | 0 | 0 | 0 | 0 | 0 | 0 | 0 | 0 | 0
|  | Total | 0.02 | 0.07 | 0.67 | 1.49 | 1.49 | 1.97 | 4.93 | 9.31 | 13.05 | 18.97 | 25.62 | 33.8 | 40.64 | 46.51 | 64.59 | 66.99 | 70.3 | 75.36 | 85.44 | 95.92 | 108.15 | 116.05 | 122.63 | 129.4 | 133.81 | 137.15 | 138.73 | 141.74
Includes hydrogen supply for domestic (GB) hydrogen demand only, excludes hydrogen produced for hydrogen export (from electrolysis)

## ES.P
ES.P: Hydrogen production capacity in Electric Engagement
Return to: Main Menu
Return to: Chapter contents
Hydrogen production capacity in Electric Engagement
ES.P: Hydrogen production capacity in Electric Engagement
|  | GW | 2023-01-01 | 2024-01-01 | 2025-01-01 | 2026-01-01 | 2027-01-01 | 2028-01-01 | 2029-01-01 | 2030-01-01 | 2031-01-01 | 2032-01-01 | 2033-01-01 | 2034-01-01 | 2035-01-01 | 2036-01-01 | 2037-01-01 | 2038-01-01 | 2039-01-01 | 2040-01-01 | 2041-01-01 | 2042-01-01 | 2043-01-01 | 2044-01-01 | 2045-01-01 | 2046-01-01 | 2047-01-01 | 2048-01-01 | 2049-01-01 | 2050-01-01
|  | Methane reformation with CCUS | 0 | 0 | 0 | 0 | 0 | 0 | 0.36 | 0.52 | 0.87 | 1.37 | 1.67 | 2.39 | 3.09 | 3.17 | 4.38 | 4.38 | 4.38 | 4.38 | 4.38 | 4.38 | 4.38 | 4.38 | 4.38 | 4.38 | 4.38 | 4.38 | 4.38 | 4.38
|  | Networked electrolysis | 0.012677 | 0.015766 | 0.16797 | 0.38438 | 0.39316 | 0.49458 | 0.496 | 1.7713 | 2.5533 | 2.5548 | 3.8414 | 4.5016 | 4.7607 | 5.8829 | 7.1939 | 7.9175 | 8.944 | 10.3316 | 13.6062 | 16.73 | 20.485 | 23.4822 | 24.8526 | 25.8745 | 27.0948 | 27.926 | 28.6097 | 28.9461
|  | Non-networked electrolysis | 0 | 0 | 0.01 | 0.01 | 0.01 | 0.01 | 0.01 | 0.01 | 0.01 | 0.01 | 0.01 | 0.01 | 0.01 | 0.01 | 0.01 | 0.01 | 0.01 | 0.01 | 0.01 | 0.01 | 0.01 | 0.01 | 0.01 | 0.01 | 0.01 | 0.01 | 0.01 | 0.23
|  | Biomass gasification | 0 | 0 | 0 | 0 | 0 | 0 | 0 | 0 | 0 | 0 | 0 | 0 | 0 | 0 | 0 | 0 | 0 | 0 | 0 | 0 | 0 | 0 | 0 | 0 | 0 | 0 | 0 | 0
|  | Nuclear electrolysis | 0 | 0 | 0 | 0 | 0 | 0 | 0 | 0 | 0 | 0 | 0 | 0 | 0 | 0 | 0 | 0 | 0 | 0 | 0 | 0 | 0 | 0 | 0.5 | 1 | 1 | 1 | 1 | 1
|  | Imports | 0 | 0 | 0 | 0 | 0 | 0 | 0 | 0 | 0 | 0 | 0 | 0 | 0 | 0 | 0 | 0 | 0 | 0 | 0 | 0 | 0 | 0 | 0 | 0 | 0 | 0 | 0 | 0
|  | Total | 0.012677 | 0.015766 | 0.17797 | 0.39438 | 0.40316 | 0.50458 | 0.866 | 2.3013 | 3.4333 | 3.9348 | 5.5214 | 6.9016 | 7.8607 | 9.0629 | 11.5839 | 12.3075 | 13.334 | 14.7216 | 17.9962 | 21.12 | 24.875 | 27.8722 | 29.7426 | 31.2645 | 32.4848 | 33.316 | 33.9997 | 34.5561

## ES.Q
ES.Q: Hydrogen supply in Hydrogen Evolution (TWh)
Return to: Main Menu
Return to: Chapter contents
Hydrogen supply in Hydrogen Evolution (TWh)
| ES.Q: Hydrogen supply in Hydrogen Evolution (TWh) |  | 2023-01-01 | 2024-01-01 | 2025-01-01 | 2026-01-01 | 2027-01-01 | 2028-01-01 | 2029-01-01 | 2030-01-01 | 2031-01-01 | 2032-01-01 | 2033-01-01 | 2034-01-01 | 2035-01-01 | 2036-01-01 | 2037-01-01 | 2038-01-01 | 2039-01-01 | 2040-01-01 | 2041-01-01 | 2042-01-01 | 2043-01-01 | 2044-01-01 | 2045-01-01 | 2046-01-01 | 2047-01-01 | 2048-01-01 | 2049-01-01 | 2050-01-01
|  | Methane reformation with CCUS | 0 | 0.01 | 0.01 | 0.01 | 0.04 | 2.99 | 15.89 | 41.86 | 43.23 | 56.31 | 56.32 | 56.45 | 81.52 | 109.78 | 121.69 | 130.09 | 131.76 | 130.89 | 133.39 | 135.26 | 154.78 | 162.14 | 160.93 | 170.1 | 174.97 | 183.81 | 186.13 | 177.16
|  | Networked electrolysis | 0.02 | 0.04 | 0.71 | 1.05 | 2.46 | 5.99 | 7.49 | 13.85 | 16.41 | 20.87 | 27.28 | 33.77 | 44.17 | 50.75 | 58.11 | 60.53 | 68.69 | 72.89 | 80.81 | 89.08 | 100.44 | 102.64 | 113.5 | 127.94 | 137.07 | 136.28 | 145.86 | 154.68
|  | Non-networked electrolysis | 0 | 0 | 0.01 | 0.01 | 0.01 | 0.04 | 0.09 | 0.26 | 0.5 | 0.6 | 1.07 | 1.39 | 1.72 | 2.2 | 2.47 | 2.65 | 2.85 | 3.32 | 3.52 | 3.85 | 4.45 | 4.48 | 5.07 | 5.57 | 5.87 | 5.78 | 6.25 | 6.81
|  | Biomass gasification | 0 | 0 | 0 | 0 | 0 | 0 | 0 | 0.93 | 0.94 | 0.95 | 0.95 | 0.95 | 13 | 14.03 | 14.91 | 15.79 | 16.66 | 21.05 | 24.56 | 28.06 | 28.91 | 28.94 | 29.41 | 29.41 | 29.44 | 29.44 | 29.44 | 29.44
|  | Nuclear electrolysis | 0 | 0 | 0 | 0.02 | 0.02 | 0.02 | 0.02 | 0 | 0 | 0 | 0 | 0 | 0 | 0 | 0 | 0 | 0 | 3.71 | 5.82 | 9.66 | 8.88 | 15.96 | 16.96 | 15.69 | 16.2 | 22.89 | 23.25 | 24.65
|  | Imports | 0 | 0 | 0 | 0 | 0 | 0 | 0 | 0 | 0 | 0 | 0 | 0 | 0 | 0 | 0 | 0 | 0 | 0 | 0 | 0 | 0 | 0 | 0 | 0 | 0 | 0 | 0 | 0
|  | Total | 0.02 | 0.05 | 0.73 | 1.09 | 2.53 | 9.04 | 23.49 | 56.9 | 61.08 | 78.73 | 85.62 | 92.56 | 140.41 | 176.76 | 197.18 | 209.06 | 219.96 | 231.86 | 248.1 | 265.91 | 297.46 | 314.16 | 325.87 | 348.71 | 363.55 | 378.2 | 390.93 | 392.74
Includes hydrogen supply for domestic (GB) hydrogen demand only, excludes hydrogen produced for hydrogen export (from electrolysis)

## ES.R
ES.R: Hydrogen production capacity in Hydrogen Evolution (GW)
Return to: Main Menu
Return to: Chapter contents
Hydrogen production capacity in Hydrogen Evolution (GW)
| ES.R: Hydrogen production capacity in Hydrogen Evolution (GW) |  | 2023-01-01 | 2024-01-01 | 2025-01-01 | 2026-01-01 | 2027-01-01 | 2028-01-01 | 2029-01-01 | 2030-01-01 | 2031-01-01 | 2032-01-01 | 2033-01-01 | 2034-01-01 | 2035-01-01 | 2036-01-01 | 2037-01-01 | 2038-01-01 | 2039-01-01 | 2040-01-01 | 2041-01-01 | 2042-01-01 | 2043-01-01 | 2044-01-01 | 2045-01-01 | 2046-01-01 | 2047-01-01 | 2048-01-01 | 2049-01-01 | 2050-01-01
|  | Methane reformation with CCUS | 0 | 0 | 0 | 0 | 0 | 0.36 | 1.91 | 4.88 | 5.08 | 6.68 | 6.68 | 6.68 | 9.33 | 12.28 | 13.21 | 14.4 | 14.44 | 14.44 | 14.74 | 14.74 | 16.87 | 17.43 | 17.52 | 18.28 | 18.93 | 19.2 | 19.2 | 19.2
|  | Networked electrolysis | 0.012573 | 0.015637 | 0.18744 | 0.27494 | 0.61978 | 1.4953 | 1.8398 | 4.3842 | 5.4 | 6.4834 | 11.0743 | 14.1773 | 16.0647 | 16.0493 | 18.8101 | 18.7838 | 21.3636 | 22.3026 | 24.8184 | 27.5097 | 31.1151 | 31.5172 | 34.9588 | 39.9529 | 43.0838 | 43.0944 | 45.8469 | 47.2683
|  | Non-networked electrolysis | 0 | 0 | 0 | 0 | 0 | 0.01 | 0.02 | 0.08 | 0.17 | 0.19 | 0.44 | 0.58 | 0.62 | 0.69 | 0.79 | 0.82 | 0.88 | 1.01 | 1.07 | 1.18 | 1.37 | 1.37 | 1.55 | 1.73 | 1.84 | 1.82 | 1.96 | 2.07
|  | Biomass gasification | 0 | 0 | 0 | 0 | 0 | 0 | 0 | 0.1 | 0.1 | 0.1 | 0.1 | 0.78 | 1.37 | 1.46 | 1.46 | 1.65 | 1.67 | 2.19 | 2.6 | 2.8 | 2.98 | 2.98 | 3.02 | 3.02 | 3.02 | 3.02 | 3.07 | 3.07
|  | Nuclear electrolysis | 0 | 0 | 0 | 0 | 0 | 0 | 0 | 0 | 0 | 0 | 0 | 0 | 0 | 0 | 0 | 0 | 0 | 0.4 | 0.6 | 1 | 1.2 | 2 | 2 | 2 | 2 | 3 | 3 | 3
|  | Imports | 0 | 0 | 0 | 0 | 0 | 0 | 0 | 0 | 0 | 0 | 0 | 0 | 0 | 0 | 0 | 0 | 0 | 0 | 0 | 0 | 0 | 0 | 0 | 0 | 0 | 0 | 0 | 0
|  | Total | 0.012573 | 0.015637 | 0.18744 | 0.27494 | 0.61978 | 1.8653 | 3.7698 | 9.4442 | 10.75 | 13.4534 | 18.2943 | 22.2173 | 27.3847 | 30.4793 | 34.2701 | 35.6538 | 38.3536 | 40.3426 | 43.8284 | 47.2297 | 53.5351 | 55.2972 | 59.0488 | 64.9829 | 68.8738 | 70.1344 | 73.0769 | 74.6083

## ES.S
ES.S: Hydrogen supply in Holistic Transition (TWh)
Return to: Main Menu
Return to: Chapter contents
Hydrogen supply in Holistic Transition (TWh)
| ES.S: Hydrogen supply in Holistic Transition (TWh) |  | 2023-01-01 | 2024-01-01 | 2025-01-01 | 2026-01-01 | 2027-01-01 | 2028-01-01 | 2029-01-01 | 2030-01-01 | 2031-01-01 | 2032-01-01 | 2033-01-01 | 2034-01-01 | 2035-01-01 | 2036-01-01 | 2037-01-01 | 2038-01-01 | 2039-01-01 | 2040-01-01 | 2041-01-01 | 2042-01-01 | 2043-01-01 | 2044-01-01 | 2045-01-01 | 2046-01-01 | 2047-01-01 | 2048-01-01 | 2049-01-01 | 2050-01-01
|  | Methane reformation with CCUS | 0 | 0.01 | 0.01 | 0.01 | 2.49 | 13.03 | 18.22 | 25.69 | 26.22 | 26.19 | 35.07 | 35.11 | 37.62 | 38.62 | 40.69 | 40.72 | 37.53 | 38.32 | 38.26 | 40.56 | 45.1 | 43.07 | 48.37 | 56.3 | 62.74 | 64.22 | 62.32 | 59.95
|  | Networked electrolysis | 0.02 | 0.04 | 0.7 | 1.29 | 2.43 | 4.9 | 4.88 | 11.79 | 14.16 | 16.36 | 16.77 | 21.09 | 24.37 | 25.96 | 28.71 | 30.76 | 36.93 | 40.86 | 50.62 | 54.4 | 65.41 | 76.87 | 82.49 | 92.14 | 96.98 | 100.61 | 106.75 | 110.41
|  | Non-networked electrolysis | 0 | 0 | 0 | 0.01 | 0.03 | 0.09 | 0.11 | 0.3 | 0.36 | 0.46 | 0.53 | 0.71 | 0.88 | 0.97 | 1.18 | 1.34 | 1.87 | 2.15 | 2.52 | 2.67 | 3.18 | 3.71 | 4.09 | 4.39 | 4.64 | 4.88 | 5.09 | 5.31
|  | Biomass gasification | 0 | 0 | 0 | 0 | 0 | 0 | 0 | 0.78 | 0.8 | 0.79 | 0.77 | 0.8 | 1.06 | 4.35 | 4.64 | 4.93 | 4.71 | 4.73 | 4.8 | 6.03 | 6.3 | 6.31 | 6.94 | 6.92 | 6.94 | 6.94 | 6.94 | 6.94
|  | Nuclear electrolysis | 0 | 0 | 0 | 0 | 0.02 | 0.02 | 0.02 | 0 | 0 | 0 | 0 | 0 | 0 | 0 | 0 | 0 | 0 | 0 | 0 | 0 | 0 | 0 | 0 | 0 | 0 | 0 | 0 | 0
|  | Imports | 0 | 0 |  | 0 | 0 | 0 | 0 | 0 | 0 | 0 | 0 | 0 | 0 | 0 | 0 | 0 | 0 | 0 | 0 | 0 | 0 | 0 | 0 | 0 | 0 | 0 | 0 | 0
|  | Total | 0.02 | 0.05 | 0.71 | 1.31 | 4.97 | 18.04 | 23.23 | 38.56 | 41.54 | 43.8 | 53.14 | 57.71 | 63.93 | 69.9 | 75.22 | 77.75 | 81.04 | 86.06 | 96.2 | 103.66 | 119.99 | 129.96 | 141.89 | 159.75 | 171.3 | 176.65 | 181.1 | 182.61
Includes hydrogen supply for domestic (GB) hydrogen demand only, excludes hydrogen produced for hydrogen export (from electrolysis)

## ES.T
ES.T: Hydrogen production capacity in Holistic Transition (GW)
Return to: Main Menu
Return to: Chapter contents
Hydrogen production capacity in Holistic Transition (GW)
| ES.T: Hydrogen production capacity in Holistic Transition (GW) |  | 2023-01-01 | 2024-01-01 | 2025-01-01 | 2026-01-01 | 2027-01-01 | 2028-01-01 | 2029-01-01 | 2030-01-01 | 2031-01-01 | 2032-01-01 | 2033-01-01 | 2034-01-01 | 2035-01-01 | 2036-01-01 | 2037-01-01 | 2038-01-01 | 2039-01-01 | 2040-01-01 | 2041-01-01 | 2042-01-01 | 2043-01-01 | 2044-01-01 | 2045-01-01 | 2046-01-01 | 2047-01-01 | 2048-01-01 | 2049-01-01 | 2050-01-01
|  | Methane reformation with CCUS | 0 | 0 | 0 | 0 | 0.3 | 1.57 | 2.53 | 3.13 | 3.13 | 3.13 | 4.33 | 4.33 | 4.33 | 4.33 | 4.48 | 4.48 | 4.48 | 4.48 | 4.48 | 4.56 | 4.95 | 4.95 | 5.51 | 6.3 | 6.52 | 6.67 | 6.67 | 6.67
|  | Networked electrolysis | 0.013042 | 0.01622 | 0.23528 | 0.31004 | 0.59546 | 1.1949 | 1.1903 | 3.6531 | 4.4176 | 5.2937 | 5.4686 | 6.5363 | 7.426 | 7.9005 | 8.8014 | 9.4536 | 11.377 | 12.4323 | 15.5101 | 16.6576 | 20.0927 | 23.4871 | 25.2755 | 28.193 | 29.8337 | 30.7381 | 32.7724 | 33.5346
|  | Non-networked electrolysis | 0 | 0 | 0 | 0 | 0.01 | 0.02 | 0.03 | 0.09 | 0.11 | 0.15 | 0.17 | 0.22 | 0.27 | 0.3 | 0.36 | 0.41 | 0.58 | 0.65 | 0.77 | 0.82 | 0.98 | 1.14 | 1.26 | 1.35 | 1.43 | 1.5 | 1.57 | 1.62
|  | Biomass gasification | 0 | 0 | 0 | 0 | 0 | 0 | 0 | 0.09 | 0.09 | 0.09 | 0.09 | 0.09 | 0.1 | 0.42 | 0.45 | 0.48 | 0.48 | 0.48 | 0.48 | 0.58 | 0.66 | 0.66 | 0.72 | 0.72 | 0.72 | 0.72 | 0.72 | 0.72
|  | Nuclear electrolysis | 0 | 0 | 0 | 0 | 0 | 0 | 0 | 0 | 0 | 0 | 0 | 0 | 0 | 0 | 0 | 0 | 0 | 0 | 0 | 0 | 0 | 0 | 0 | 0 | 0 | 0 | 0 | 0
|  | Imports | 0 | 0 | 0 | 0 | 0 | 0 | 0 | 0 | 0 | 0 | 0 | 0 | 0 | 0 | 0 | 0 | 0 | 0 | 0 | 0 | 0 | 0 | 0 | 0 | 0 | 0 | 0 | 0
|  | Total | 0.013042 | 0.01622 | 0.23528 | 0.31004 | 0.90546 | 2.7849 | 3.7503 | 6.9631 | 7.7476 | 8.6637 | 10.0586 | 11.1763 | 12.126 | 12.9505 | 14.0914 | 14.8236 | 16.917 | 18.0423 | 21.2401 | 22.6176 | 26.6827 | 30.2371 | 32.7655 | 36.563 | 38.5037 | 39.6281 | 41.7324 | 42.5446

## ES.U
ES.U: Hydrogen supply in Counterfactual (TWh)
Return to: Main Menu
Return to: Chapter contents
Hydrogen supply in Counterfactual (TWh)
| ES.U: Hydrogen supply in Counterfactual (TWh) |  | 2023-01-01 | 2024-01-01 | 2025-01-01 | 2026-01-01 | 2027-01-01 | 2028-01-01 | 2029-01-01 | 2030-01-01 | 2031-01-01 | 2032-01-01 | 2033-01-01 | 2034-01-01 | 2035-01-01 | 2036-01-01 | 2037-01-01 | 2038-01-01 | 2039-01-01 | 2040-01-01 | 2041-01-01 | 2042-01-01 | 2043-01-01 | 2044-01-01 | 2045-01-01 | 2046-01-01 | 2047-01-01 | 2048-01-01 | 2049-01-01 | 2050-01-01
|  | Methane reformation with CCUS | 0 | 0 | 0 | 0.01 | 0.01 | 0.01 | 0.01 | 0.01 | 0.01 | 0.01 | 0.01 | 0.01 | 0.01 | 0.18 | 0.43 | 0.84 | 1.68 | 1.68 | 1.68 | 2.51 | 3.34 | 4.17 | 4.17 | 5.01 | 5.84 | 5.84 | 6.67 | 7.5
|  | Networked electrolysis | 0.01 | 0.02 | 0.02 | 0.03 | 0.03 | 0.37 | 0.69 | 1.28 | 1.74 | 2.18 | 2.8 | 3.51 | 4.27 | 4.88 | 6.13 | 6.64 | 6.83 | 7.87 | 8.91 | 9.3 | 9.7 | 11.26 | 12.42 | 12.62 | 12.82 | 13.77 | 16.07 | 16.55
|  | Non-networked electrolysis | 0 | 0 | 0 | 0 | 0 | 0 | 0 | 0.01 | 0.01 | 0.01 | 0.01 | 0.01 | 0.01 | 0.01 | 0.01 | 0.01 | 0.01 | 0.02 | 0.02 | 0.02 | 0.02 | 0.02 | 0.02 | 0.02 | 0.01 | 0.01 | 0.01 | 0.01
|  | Biomass gasification | 0 | 0 | 0 | 0 | 0 | 0 | 0 | 0 | 0 | 0 | 0 | 0 | 0 | 0 | 0 | 0 | 0 | 0 | 0 | 0 | 0 | 0 | 0 | 0 | 0 | 0 | 0 | 0
|  | Nuclear electrolysis | 0 | 0 | 0 | 0 | 0 | 0 | 0.02 | 0.02 | 0.02 | 0.02 | 0.02 | 0.02 | 0.02 | 0.02 | 0.02 | 0.02 | 0.02 | 0.02 | 0.02 | 0.02 | 0.02 | 0.02 | 0.02 | 0.02 | 0.02 | 0.02 | 0.02 | 0.02
|  | Imports | 0 | 0 | 0 | 0 | 0 | 0 | 0 | 0 | 0 | 0 | 0 | 0 | 0 | 0 | 0 | 0 | 0 | 0 | 0 | 0 | 0 | 0 | 0 | 0 | 0 | 0 | 0 | 0
|  | Total | 0.01 | 0.02 | 0.02 | 0.04 | 0.04 | 0.38 | 0.72 | 1.32 | 1.78 | 2.22 | 2.84 | 3.55 | 4.31 | 5.09 | 6.59 | 7.51 | 8.54 | 9.59 | 10.63 | 11.85 | 13.08 | 15.47 | 16.63 | 17.67 | 18.69 | 19.64 | 22.77 | 24.08
Includes hydrogen supply for domestic (GB) hydrogen demand only, excludes hydrogen produced for hydrogen export (from electrolysis)
Bioenergy demand in each pathway by sector- biomethane blending

## ES.V
ES.V: Hydrogen production capacity in Counterfactual (GW)
Return to: Main Menu
Return to: Chapter contents
Hydrogen production capacity in Counterfactual (GW)
| ES.V: Hydrogen production capacity in Counterfactual (GW) |  | 2023-01-01 | 2024-01-01 | 2025-01-01 | 2026-01-01 | 2027-01-01 | 2028-01-01 | 2029-01-01 | 2030-01-01 | 2031-01-01 | 2032-01-01 | 2033-01-01 | 2034-01-01 | 2035-01-01 | 2036-01-01 | 2037-01-01 | 2038-01-01 | 2039-01-01 | 2040-01-01 | 2041-01-01 | 2042-01-01 | 2043-01-01 | 2044-01-01 | 2045-01-01 | 2046-01-01 | 2047-01-01 | 2048-01-01 | 2049-01-01 | 2050-01-01
|  | Methane reformation with CCUS | 0 | 0 | 0 | 0 | 0 | 0 | 0 | 0 | 0 | 0 | 0 | 0 | 0 | 0.02 | 0.05 | 0.1 | 0.2 | 0.2 | 0.2 | 0.3 | 0.4 | 0.5 | 0.5 | 0.6 | 0.7 | 0.7 | 0.8 | 0.9
|  | Networked electrolysis | 0.012573 | 0.015637 | 0.015683 | 0.017588 | 0.017711 | 0.10967 | 0.22918 | 0.38161 | 0.52852 | 0.62862 | 0.73726 | 0.89344 | 1.0622 | 1.2319 | 1.5772 | 1.7189 | 1.7708 | 2.0582 | 2.3447 | 2.4525 | 2.5623 | 2.9934 | 3.3153 | 3.3698 | 3.4259 | 3.6872 | 4.3214 | 4.4536
|  | Non-networked electrolysis | 0 | 0 | 0 | 0 | 0 | 0 | 0 | 0 | 0 | 0 | 0 | 0 | 0 | 0 | 0 | 0 | 0 | 0 | 0.01 | 0.01 | 0.01 | 0.01 | 0.01 | 0.01 | 0.01 | 0.01 | 0.01 | 0.01
|  | Biomass gasification | 0 | 0 | 0 | 0 | 0 | 0 | 0 | 0 | 0 | 0 | 0 | 0 | 0 | 0 | 0 | 0 | 0 | 0 | 0 | 0 | 0 | 0 | 0 | 0 | 0 | 0 | 0 | 0
|  | Nuclear electrolysis | 0 | 0 | 0 | 0 | 0 | 0 | 0 | 0 | 0 | 0 | 0 | 0 | 0 | 0 | 0 | 0 | 0 | 0 | 0 | 0 | 0 | 0 | 0 | 0 | 0 | 0 | 0 | 0
|  | Imports | 0 | 0 | 0 | 0 | 0 | 0 | 0 | 0 | 0 | 0 | 0 | 0 | 0 | 0 | 0 | 0 | 0 | 0 | 0 | 0 | 0 | 0 | 0 | 0 | 0 | 0 | 0 | 0
|  | Total | 0.012573 | 0.015637 | 0.015683 | 0.017588 | 0.017711 | 0.10967 | 0.22918 | 0.38161 | 0.52852 | 0.62862 | 0.73726 | 0.89344 | 1.0622 | 1.2519 | 1.6272 | 1.8189 | 1.9708 | 2.2582 | 2.5547 | 2.7625 | 2.9723 | 3.5034 | 3.8253 | 3.9798 | 4.1359 | 4.3972 | 5.1314 | 5.3636

## ES.W
ES.W: Hydrogen daily demand & production profile 2050 by pathway
Return to: Main Menu
Return to: Chapter contents
ES.W: Hydrogen daily demand & production profile 2050 by pathway
Electric Engagement
Hydrogen daily demand & production profile 2050 (TWh)
Electric Engagement
 | time axis 2050-01-01 to 2050-12-31
|  | Hydrogen Demand | 0.39 | 0.4 | 0.32 | 0.4 | 0.4 | 0.4 | 0.4 | 0.4 | 0.4 | 0.4 | 0.5 | 0.4 | 0.4 | 0.4 | 0.39 | 0.4 | 0.4 | 0.28 | 0.4 | 0.4 | 0.4 | 0.39 | 0.4 | 0.4 | 0.4 | 0.4 | 0.28 | 0.28 | 0.28 | 0.28 | 0.28 | 0.4 | 0.4 | 0.4 | 0.28 | 0.28 | 0.28 | 0.4 | 0.4 | 0.4 | 0.42 | 0.29 | 0.4 | 0.28 | 0.28 | 0.4 | 0.4 | 0.4 | 0.4 | 0.4 | 0.28 | 0.4 | 0.4 | 0.4 | 0.41 | 0.4 | 0.4 | 0.4 | 0.4 | 0.4 | 0.4 | 0.41 | 0.4 | 0.4 | 0.4 | 0.4 | 0.4 | 0.4 | 0.29 | 0.4 | 0.4 | 0.4 | 0.41 | 0.41 | 0.4 | 0.29 | 0.29 | 0.4 | 0.4 | 0.41 | 0.29 | 0.28 | 0.29 | 0.29 | 0.4 | 0.41 | 0.41 | 0.41 | 0.41 | 0.41 | 0.41 | 0.4 | 0.41 | 0.41 | 0.41 | 0.41 | 0.41 | 0.41 | 0.41 | 0.41 | 0.41 | 0.41 | 0.4 | 0.29 | 0.29 | 0.29 | 0.29 | 0.29 | 0.41 | 0.41 | 0.41 | 0.32 | 0.29 | 0.41 | 0.41 | 0.41 | 0.41 | 0.32 | 0.29 | 0.41 | 0.41 | 0.41 | 0.41 | 0.29 | 0.3 | 0.41 | 0.41 | 0.41 | 0.3 | 0.33 | 0.34 | 0.42 | 0.29 | 0.41 | 0.29 | 0.42 | 0.42 | 0.3 | 0.41 | 0.46 | 0.29 | 0.29 | 0.3 | 0.42 | 0.42 | 0.42 | 0.36 | 0.41 | 0.41 | 0.42 | 0.42 | 0.42 | 0.37 | 0.48 | 0.41 | 0.42 | 0.42 | 0.42 | 0.42 | 0.42 | 0.41 | 0.29 | 0.3 | 0.3 | 0.3 | 0.3 | 0.42 | 0.42 | 0.41 | 0.42 | 0.42 | 0.42 | 0.3 | 0.3 | 0.38 | 0.41 | 0.42 | 0.42 | 0.42 | 0.42 | 0.3 | 0.42 | 0.38 | 0.42 | 0.3 | 0.42 | 0.42 | 0.42 | 0.41 | 0.41 | 0.42 | 0.42 | 0.42 | 0.42 | 0.43 | 0.3 | 0.29 | 0.42 | 0.42 | 0.42 | 0.42 | 0.42 | 0.42 | 0.41 | 0.41 | 0.42 | 0.42 | 0.42 | 0.3 | 0.3 | 0.29 | 0.42 | 0.3 | 0.3 | 0.3 | 0.3 | 0.41 | 0.41 | 0.41 | 0.42 | 0.42 | 0.42 | 0.3 | 0.3 | 0.41 | 0.41 | 0.42 | 0.42 | 0.3 | 0.3 | 0.3 | 0.41 | 0.41 | 0.42 | 0.42 | 0.42 | 0.42 | 0.45 | 0.41 | 0.41 | 0.42 | 0.35 | 0.3 | 0.3 | 0.3 | 0.41 | 0.42 | 0.42 | 0.42 | 0.3 | 0.42 | 0.41 | 0.29 | 0.42 | 0.42 | 0.42 | 0.42 | 0.3 | 0.3 | 0.29 | 0.3 | 0.42 | 0.42 | 0.42 | 0.3 | 0.39 | 0.41 | 0.41 | 0.42 | 0.42 | 0.42 | 0.3 | 0.3 | 0.29 | 0.29 | 0.3 | 0.42 | 0.41 | 0.42 | 0.29 | 0.41 | 0.29 | 0.3 | 0.41 | 0.41 | 0.41 | 0.41 | 0.41 | 0.41 | 0.41 | 0.42 | 0.41 | 0.41 | 0.4 | 0.29 | 0.29 | 0.41 | 0.41 | 0.34 | 0.3 | 0.29 | 0.32 | 0.41 | 0.41 | 0.41 | 0.41 | 0.29 | 0.41 | 0.4 | 0.41 | 0.29 | 0.41 | 0.4 | 0.41 | 0.29 | 0.28 | 0.28 | 0.29 | 0.41 | 0.4 | 0.54 | 0.4 | 0.4 | 0.29 | 0.43 | 0.48 | 0.5 | 0.41 | 0.4 | 0.4 | 0.4 | 0.5 | 0.29 | 0.43 | 0.41 | 0.4 | 0.45 | 0.4 | 0.29 | 0.41 | 0.4 | 0.29 | 0.29 | 0.48 | 0.4 | 0.41 | 0.41 | 0.29 | 0.29 | 0.29 | 0.4 | 0.29 | 0.29 | 0.29 | 0.29 | 0.29 | 0.29 | 0.28 | 0.26 | 0.4 | 0.29 | 0.29 | 0.41 | 0.29 | 0.28
|  | Hydrogen Production | 0.71 | 0.14 | 0.15 | 0.14 | 0.12 | 0.1 | 0.12 | 0.13 | 0.1 | 0.1 | 0.1 | 0.1 | 0.1 | 0.1 | 0.1 | 0.11 | 0.19 | 0.36 | 0.2 | 0.15 | 0.31 | 0.21 | 0.1 | 0.1 | 0.23 | 0.43 | 0.7 | 0.71 | 0.7 | 0.71 | 0.7 | 0.47 | 0.51 | 0.68 | 0.71 | 0.71 | 0.66 | 0.12 | 0.1 | 0.1 | 0.27 | 0.22 | 0.1 | 0.3 | 0.13 | 0.11 | 0.1 | 0.13 | 0.12 | 0.11 | 0.11 | 0.1 | 0.1 | 0.1 | 0.1 | 0.1 | 0.1 | 0.1 | 0.1 | 0.1 | 0.1 | 0.1 | 0.1 | 0.1 | 0.14 | 0.31 | 0.47 | 0.36 | 0.49 | 0.38 | 0.27 | 0.12 | 0.1 | 0.13 | 0.13 | 0.17 | 0.41 | 0.25 | 0.26 | 0.41 | 0.7 | 0.71 | 0.69 | 0.66 | 0.66 | 0.1 | 0.1 | 0.1 | 0.1 | 0.12 | 0.15 | 0.14 | 0.15 | 0.15 | 0.14 | 0.11 | 0.13 | 0.15 | 0.15 | 0.1 | 0.1 | 0.1 | 0.24 | 0.7 | 0.65 | 0.68 | 0.71 | 0.71 | 0.71 | 0.71 | 0.71 | 0.71 | 0.71 | 0.26 | 0.17 | 0.19 | 0.19 | 0.66 | 0.7 | 0.6 | 0.34 | 0.37 | 0.56 | 0.66 | 0.58 | 0.33 | 0.53 | 0.71 | 0.71 | 0.71 | 0.71 | 0.71 | 0.71 | 0.71 | 0.42 | 0.15 | 0.4 | 0.52 | 0.18 | 0.54 | 0.67 | 0.7 | 0.71 | 0.54 | 0.25 | 0.45 | 0.69 | 0.69 | 0.32 | 0.27 | 0.24 | 0.21 | 0.3 | 0.23 | 0.23 | 0.12 | 0.11 | 0.13 | 0.14 | 0.13 | 0.14 | 0.49 | 0.6 | 0.68 | 0.71 | 0.7 | 0.28 | 0.13 | 0.13 | 0.13 | 0.13 | 0.14 | 0.58 | 0.68 | 0.41 | 0.13 | 0.13 | 0.13 | 0.48 | 0.46 | 0.67 | 0.55 | 0.62 | 0.29 | 0.59 | 0.34 | 0.26 | 0.14 | 0.27 | 0.23 | 0.13 | 0.13 | 0.13 | 0.13 | 0.13 | 0.18 | 0.14 | 0.13 | 0.13 | 0.13 | 0.13 | 0.13 | 0.13 | 0.13 | 0.12 | 0.12 | 0.11 | 0.11 | 0.67 | 0.71 | 0.7 | 0.52 | 0.7 | 0.71 | 0.71 | 0.6 | 0.54 | 0.45 | 0.1 | 0.13 | 0.22 | 0.14 | 0.61 | 0.69 | 0.43 | 0.27 | 0.66 | 0.56 | 0.65 | 0.7 | 0.68 | 0.55 | 0.18 | 0.14 | 0.28 | 0.14 | 0.19 | 0.33 | 0.18 | 0.26 | 0.54 | 0.62 | 0.71 | 0.71 | 0.71 | 0.71 | 0.3 | 0.14 | 0.31 | 0.38 | 0.15 | 0.2 | 0.69 | 0.3 | 0.27 | 0.16 | 0.33 | 0.67 | 0.7 | 0.63 | 0.68 | 0.25 | 0.21 | 0.32 | 0.51 | 0.27 | 0.13 | 0.12 | 0.13 | 0.22 | 0.56 | 0.69 | 0.7 | 0.7 | 0.71 | 0.71 | 0.7 | 0.7 | 0.71 | 0.7 | 0.7 | 0.7 | 0.71 | 0.64 | 0.21 | 0.27 | 0.16 | 0.1 | 0.12 | 0.1 | 0.28 | 0.41 | 0.44 | 0.56 | 0.7 | 0.71 | 0.71 | 0.71 | 0.71 | 0.71 | 0.71 | 0.71 | 0.7 | 0.71 | 0.62 | 0.56 | 0.71 | 0.64 | 0.6 | 0.17 | 0.44 | 0.22 | 0.13 | 0.16 | 0.57 | 0.59 | 0.58 | 0.64 | 0.28 | 0.42 | 0.1 | 0.15 | 0.49 | 0.61 | 0.27 | 0.1 | 0.1 | 0.1 | 0.1 | 0.15 | 0.11 | 0.1 | 0.3 | 0.14 | 0.11 | 0.11 | 0.11 | 0.37 | 0.52 | 0.33 | 0.21 | 0.68 | 0.57 | 0.6 | 0.39 | 0.49 | 0.62 | 0.71 | 0.71 | 0.71 | 0.68 | 0.71 | 0.71 | 0.71 | 0.71 | 0.71 | 0.71 | 0.71 | 0.71 | 0.71 | 0.71 | 0.71 | 0.71 | 0.71 | 0.71
| Hydrogen Evolution | Hydrogen daily demand & production profile 2050 (TWh)
Hydrogen Evolution
 | time axis 2050-01-01 to 2050-12-31
|  | Hydrogen Demand | 1.27 | 1.35 | 1.41 | 1.41 | 1.41 | 1.41 | 1.35 | 1.28 | 1.39 | 1.64 | 1.99 | 1.4 | 1.41 | 1.35 | 1.28 | 1.59 | 1.4 | 1.4 | 1.4 | 1.41 | 1.35 | 1.28 | 1.34 | 1.48 | 1.4 | 1.4 | 1.14 | 1.08 | 1.01 | 1.07 | 1.39 | 1.36 | 1.37 | 1.37 | 1.04 | 0.97 | 1.03 | 1.37 | 1.36 | 2.12 | 1.37 | 1.31 | 1.24 | 1.3 | 1.36 | 1.38 | 1.39 | 1.39 | 1.32 | 1.24 | 1.3 | 1.36 | 1.37 | 1.38 | 1.37 | 1.32 | 1.25 | 1.3 | 1.36 | 1.26 | 1.26 | 1.32 | 1.2 | 1.14 | 1.19 | 1.25 | 1.26 | 1.26 | 1.26 | 1.2 | 1.13 | 1.19 | 1.26 | 1.26 | 1.26 | 1.26 | 1.2 | 1.13 | 1.2 | 1.26 | 0.99 | 0.99 | 0.99 | 1.2 | 1.13 | 1.2 | 1.26 | 1.26 | 1.26 | 1.27 | 1.05 | 0.98 | 1.05 | 1.11 | 1.11 | 1.11 | 1.11 | 1.05 | 0.99 | 1.05 | 1.11 | 1.11 | 1.11 | 0.85 | 0.79 | 0.72 | 0.88 | 0.84 | 1.11 | 1.11 | 1.11 | 0.89 | 0.86 | 1.05 | 1.11 | 1.11 | 1.11 | 0.88 | 0.79 | 0.99 | 0.99 | 1.05 | 1.06 | 1.06 | 1.06 | 1 | 0.93 | 0.77 | 1.05 | 1.06 | 1.06 | 1.06 | 0.73 | 0.93 | 0.99 | 1.06 | 1.06 | 1.06 | 1.06 | 1 | 0.93 | 0.73 | 0.79 | 1.06 | 1.06 | 1.06 | 1 | 0.94 | 1 | 1.06 | 1.06 | 1 | 1 | 0.94 | 0.87 | 0.93 | 1 | 1.01 | 1.01 | 1 | 0.94 | 0.7 | 0.93 | 1 | 1 | 0.73 | 1 | 0.94 | 0.87 | 0.93 | 1 | 1 | 0.73 | 0.73 | 0.94 | 0.87 | 0.93 | 1 | 0.93 | 1 | 0.73 | 0.93 | 0.7 | 0.92 | 0.85 | 0.99 | 0.99 | 0.99 | 0.93 | 0.86 | 0.92 | 0.98 | 0.99 | 0.99 | 0.99 | 0.93 | 0.86 | 0.92 | 0.98 | 0.99 | 0.99 | 0.99 | 0.93 | 0.86 | 0.92 | 0.98 | 0.99 | 0.99 | 0.72 | 0.66 | 0.59 | 0.92 | 0.72 | 0.72 | 0.72 | 0.72 | 0.93 | 0.86 | 0.92 | 0.98 | 0.99 | 0.99 | 0.99 | 0.93 | 0.86 | 0.92 | 0.98 | 0.99 | 0.79 | 0.79 | 0.93 | 0.86 | 0.92 | 0.99 | 0.72 | 1 | 0.99 | 0.93 | 0.86 | 0.92 | 0.99 | 0.92 | 0.99 | 0.75 | 0.76 | 0.89 | 0.95 | 1.01 | 1.01 | 1.02 | 1.02 | 0.95 | 0.89 | 0.95 | 1.01 | 1.02 | 1.02 | 0.78 | 0.69 | 0.89 | 0.68 | 1.01 | 1.02 | 1.02 | 0.75 | 1.02 | 0.98 | 0.95 | 1.01 | 1.01 | 1.02 | 1.02 | 0.77 | 0.71 | 0.77 | 0.83 | 1.1 | 1.1 | 1.1 | 0.77 | 0.97 | 0.77 | 0.83 | 1.1 | 1.1 | 1.1 | 1.04 | 0.97 | 1.04 | 1.1 | 1.1 | 0.87 | 0.83 | 0.77 | 0.71 | 0.77 | 1.1 | 1.1 | 1.1 | 0.83 | 0.77 | 0.97 | 1.03 | 1.09 | 1.21 | 1.21 | 1.02 | 1.16 | 1.09 | 1.15 | 0.94 | 1.21 | 1.21 | 1.22 | 0.89 | 0.82 | 0.88 | 0.94 | 1.21 | 1.21 | 1.69 | 1.15 | 0.82 | 0.98 | 1.21 | 1.22 | 1.21 | 1.21 | 1.15 | 1.08 | 1.15 | 1.21 | 0.94 | 1.21 | 1.37 | 1.31 | 1.24 | 1.31 | 1.37 | 1.37 | 1.37 | 1.11 | 1.31 | 1.24 | 1.31 | 1.37 | 1.37 | 1.11 | 1.11 | 1.05 | 1.25 | 1.14 | 1.37 | 1.37 | 1.11 | 1.11 | 1.05 | 0.97 | 1.14 | 1.36 | 1.1 | 1.1 | 1.37 | 1.31 | 0.97
|  | Hydrogen Production | 1.42 | 0.74 | 0.76 | 0.73 | 0.64 | 0.61 | 0.6 | 0.65 | 0.61 | 0.6 | 0.6 | 0.6 | 0.61 | 0.6 | 0.6 | 0.6 | 0.69 | 1.04 | 0.77 | 0.71 | 1 | 0.73 | 0.6 | 0.6 | 0.72 | 0.89 | 1.65 | 1.66 | 1.66 | 1.66 | 1.6 | 0.96 | 1.08 | 1.54 | 1.66 | 1.66 | 1.26 | 0.66 | 0.6 | 0.6 | 0.87 | 0.8 | 0.63 | 0.92 | 0.72 | 0.63 | 0.6 | 0.6 | 0.6 | 0.61 | 0.75 | 0.66 | 0.61 | 0.61 | 0.68 | 0.68 | 0.6 | 0.6 | 0.6 | 0.6 | 0.61 | 0.6 | 0.61 | 0.61 | 0.64 | 0.82 | 1.02 | 0.88 | 1.13 | 0.94 | 0.74 | 0.6 | 0.61 | 0.69 | 0.72 | 1.01 | 1.29 | 0.82 | 0.67 | 0.95 | 1.63 | 1.61 | 1.56 | 1.47 | 1.35 | 0.64 | 0.62 | 0.61 | 0.6 | 0.62 | 0.93 | 0.9 | 0.69 | 0.7 | 0.67 | 0.6 | 0.64 | 0.79 | 0.88 | 0.67 | 0.66 | 0.64 | 0.95 | 1.6 | 1.51 | 1.6 | 1.6 | 1.6 | 1.21 | 1.31 | 1.42 | 1.58 | 1.6 | 1.22 | 0.99 | 0.93 | 0.95 | 1.58 | 1.6 | 1.42 | 1.14 | 0.91 | 1.2 | 1.48 | 1.32 | 0.93 | 1.06 | 1.54 | 1.55 | 1.58 | 1.51 | 1.54 | 1.6 | 1.55 | 1.35 | 0.66 | 1.02 | 1.22 | 0.72 | 1.13 | 1.57 | 1.6 | 1.6 | 1.38 | 1.13 | 1.34 | 1.6 | 1.59 | 0.96 | 0.88 | 1.07 | 1.1 | 1.09 | 1.03 | 0.97 | 0.62 | 0.63 | 0.64 | 0.64 | 0.66 | 0.68 | 1.14 | 1.5 | 1.59 | 1.59 | 1.59 | 1.11 | 0.79 | 0.71 | 1.12 | 1.11 | 1.17 | 1.6 | 1.6 | 1.42 | 1.13 | 0.96 | 0.96 | 1.37 | 1.44 | 1.6 | 1.42 | 1.43 | 0.85 | 1.4 | 1.02 | 0.98 | 0.96 | 1.14 | 0.87 | 0.74 | 0.69 | 0.62 | 0.66 | 0.93 | 1.22 | 0.81 | 0.63 | 0.63 | 0.63 | 0.63 | 0.64 | 0.62 | 0.62 | 0.74 | 0.73 | 0.62 | 0.67 | 1.52 | 1.56 | 1.47 | 1.07 | 1.56 | 1.59 | 1.6 | 1.4 | 1.25 | 0.98 | 0.62 | 0.64 | 0.88 | 0.85 | 1.38 | 1.56 | 1.01 | 1 | 1.55 | 1.37 | 1.55 | 1.58 | 1.52 | 1.25 | 0.71 | 0.64 | 0.92 | 0.65 | 0.88 | 1.2 | 0.74 | 1.03 | 1.33 | 1.5 | 1.6 | 1.6 | 1.6 | 1.58 | 0.86 | 0.69 | 1.03 | 1.07 | 0.65 | 0.77 | 1.46 | 0.64 | 0.62 | 0.63 | 0.85 | 1.58 | 1.6 | 1.55 | 1.24 | 0.85 | 0.84 | 0.88 | 1.45 | 0.93 | 0.61 | 0.57 | 0.62 | 0.62 | 0.87 | 1.6 | 1.6 | 1.6 | 1.6 | 1.6 | 1.28 | 0.72 | 1.22 | 1.36 | 1.19 | 1.5 | 1.58 | 1.31 | 0.83 | 1.01 | 0.93 | 0.63 | 0.72 | 0.84 | 1.03 | 1.29 | 1.52 | 1.57 | 1.6 | 1.6 | 1.44 | 1.6 | 1.6 | 1.6 | 1.6 | 1.6 | 1.55 | 1.6 | 1.44 | 1.18 | 1.6 | 1.45 | 1.33 | 0.82 | 1.38 | 0.82 | 0.8 | 0.92 | 1.58 | 1.31 | 1.28 | 1.51 | 0.92 | 0.95 | 0.55 | 0.64 | 1 | 1.23 | 0.84 | 0.54 | 0.55 | 0.62 | 0.61 | 0.63 | 0.62 | 0.55 | 1.03 | 0.78 | 0.6 | 0.62 | 0.57 | 0.93 | 1.31 | 1.02 | 0.69 | 1.43 | 1.06 | 1.03 | 0.73 | 1 | 1.12 | 1.56 | 1.6 | 1.6 | 1.18 | 1.35 | 1.36 | 1.45 | 1.6 | 1.6 | 1.6 | 1.6 | 1.6 | 1.6 | 1.6 | 1.6 | 1.6 | 1.6 | 1.6
Holistic Transition
Hydrogen daily demand & production profile 2050 (TWh)
Holistic Transition
 | time axis 2050-01-01 to 2050-12-31
|  | Hydrogen Demand | 0.54 | 0.55 | 0.56 | 0.56 | 0.56 | 0.56 | 0.55 | 0.54 | 0.56 | 0.56 | 0.55 | 0.55 | 0.56 | 0.55 | 0.54 | 0.55 | 0.55 | 0.55 | 0.55 | 0.56 | 0.55 | 0.54 | 0.55 | 0.55 | 0.55 | 0.55 | 0.49 | 0.48 | 0.47 | 0.48 | 0.48 | 0.55 | 0.55 | 0.55 | 0.47 | 0.47 | 0.47 | 0.55 | 0.55 | 0.57 | 0.55 | 0.55 | 0.54 | 0.55 | 0.55 | 0.55 | 0.55 | 0.55 | 0.55 | 0.54 | 0.55 | 0.55 | 0.55 | 0.55 | 0.55 | 0.55 | 0.54 | 0.55 | 0.55 | 0.53 | 0.53 | 0.53 | 0.53 | 0.52 | 0.53 | 0.53 | 0.53 | 0.53 | 0.46 | 0.53 | 0.52 | 0.53 | 0.53 | 0.53 | 0.53 | 0.47 | 0.46 | 0.52 | 0.53 | 0.53 | 0.46 | 0.46 | 0.46 | 0.5 | 0.52 | 0.53 | 0.54 | 0.54 | 0.53 | 0.54 | 0.5 | 0.49 | 0.5 | 0.51 | 0.51 | 0.51 | 0.51 | 0.5 | 0.49 | 0.5 | 0.51 | 0.51 | 0.47 | 0.44 | 0.43 | 0.42 | 0.43 | 0.44 | 0.51 | 0.51 | 0.51 | 0.45 | 0.42 | 0.5 | 0.51 | 0.51 | 0.51 | 0.46 | 0.43 | 0.5 | 0.49 | 0.5 | 0.5 | 0.43 | 0.43 | 0.49 | 0.49 | 0.49 | 0.45 | 0.47 | 0.46 | 0.5 | 0.42 | 0.49 | 0.49 | 0.5 | 0.5 | 0.44 | 0.5 | 0.5 | 0.42 | 0.42 | 0.43 | 0.5 | 0.5 | 0.5 | 0.46 | 0.49 | 0.5 | 0.5 | 0.5 | 0.49 | 0.42 | 0.57 | 0.48 | 0.49 | 0.49 | 0.49 | 0.49 | 0.49 | 0.49 | 0.53 | 0.48 | 0.42 | 0.42 | 0.42 | 0.49 | 0.49 | 0.48 | 0.49 | 0.49 | 0.49 | 0.42 | 0.42 | 0.49 | 0.48 | 0.49 | 0.49 | 0.49 | 0.49 | 0.44 | 0.48 | 0.48 | 0.48 | 0.42 | 0.49 | 0.49 | 0.49 | 0.48 | 0.48 | 0.57 | 0.49 | 0.49 | 0.49 | 0.49 | 0.41 | 0.48 | 0.48 | 0.49 | 0.49 | 0.49 | 0.49 | 0.48 | 0.48 | 0.48 | 0.49 | 0.49 | 0.49 | 0.44 | 0.43 | 0.41 | 0.48 | 0.42 | 0.42 | 0.42 | 0.49 | 0.48 | 0.48 | 0.48 | 0.49 | 0.49 | 0.49 | 0.46 | 0.41 | 0.48 | 0.48 | 0.49 | 0.49 | 0.43 | 0.42 | 0.48 | 0.48 | 0.48 | 0.49 | 0.49 | 0.49 | 0.49 | 0.48 | 0.48 | 0.48 | 0.49 | 0.45 | 0.42 | 0.42 | 0.42 | 0.48 | 0.49 | 0.5 | 0.49 | 0.42 | 0.49 | 0.49 | 0.41 | 0.49 | 0.49 | 0.5 | 0.49 | 0.43 | 0.42 | 0.44 | 0.42 | 0.49 | 0.49 | 0.49 | 0.42 | 0.49 | 0.48 | 0.49 | 0.49 | 0.49 | 0.49 | 0.42 | 0.42 | 0.43 | 0.43 | 0.44 | 0.44 | 0.51 | 0.51 | 0.5 | 0.5 | 0.43 | 0.44 | 0.51 | 0.51 | 0.51 | 0.5 | 0.5 | 0.5 | 0.51 | 0.51 | 0.51 | 0.51 | 0.5 | 0.42 | 0.43 | 0.51 | 0.46 | 0.46 | 0.44 | 0.43 | 0.44 | 0.5 | 0.5 | 0.53 | 0.52 | 0.46 | 0.52 | 0.51 | 0.52 | 0.52 | 0.52 | 0.52 | 0.53 | 0.46 | 0.44 | 0.45 | 0.45 | 0.52 | 0.52 | 0.69 | 0.52 | 0.51 | 0.45 | 0.52 | 0.52 | 0.65 | 0.52 | 0.52 | 0.51 | 0.54 | 0.55 | 0.45 | 0.45 | 0.55 | 0.55 | 0.54 | 0.55 | 0.48 | 0.55 | 0.55 | 0.49 | 0.55 | 0.54 | 0.55 | 0.55 | 0.55 | 0.48 | 0.49 | 0.48 | 0.54 | 0.48 | 0.49 | 0.49 | 0.48 | 0.49 | 0.48 | 0.46 | 0.45 | 0.55 | 0.49 | 0.48 | 0.55 | 0.55 | 0.47
|  | Hydrogen Production | 0.88 | 0.21 | 0.23 | 0.22 | 0.2 | 0.2 | 0.19 | 0.2 | 0.2 | 0.19 | 0.19 | 0.19 | 0.2 | 0.19 | 0.19 | 0.19 | 0.31 | 0.54 | 0.29 | 0.29 | 0.47 | 0.31 | 0.19 | 0.19 | 0.34 | 0.66 | 0.89 | 0.89 | 0.89 | 0.9 | 0.88 | 0.65 | 0.71 | 0.87 | 0.9 | 0.9 | 0.5 | 0.2 | 0.19 | 0.19 | 0.33 | 0.27 | 0.19 | 0.4 | 0.23 | 0.19 | 0.19 | 0.2 | 0.21 | 0.19 | 0.2 | 0.19 | 0.19 | 0.19 | 0.19 | 0.19 | 0.19 | 0.19 | 0.19 | 0.19 | 0.19 | 0.19 | 0.19 | 0.19 | 0.22 | 0.4 | 0.5 | 0.43 | 0.44 | 0.26 | 0.24 | 0.19 | 0.19 | 0.2 | 0.19 | 0.26 | 0.56 | 0.34 | 0.3 | 0.5 | 0.86 | 0.86 | 0.82 | 0.76 | 0.7 | 0.19 | 0.19 | 0.22 | 0.2 | 0.22 | 0.36 | 0.38 | 0.23 | 0.26 | 0.22 | 0.2 | 0.22 | 0.27 | 0.27 | 0.19 | 0.19 | 0.2 | 0.38 | 0.87 | 0.83 | 0.85 | 0.88 | 0.88 | 0.86 | 0.87 | 0.87 | 0.87 | 0.88 | 0.49 | 0.29 | 0.31 | 0.31 | 0.82 | 0.87 | 0.83 | 0.53 | 0.54 | 0.75 | 0.82 | 0.73 | 0.42 | 0.68 | 0.87 | 0.88 | 0.85 | 0.82 | 0.84 | 0.88 | 0.87 | 0.66 | 0.19 | 0.58 | 0.66 | 0.28 | 0.66 | 0.84 | 0.83 | 0.87 | 0.66 | 0.29 | 0.48 | 0.81 | 0.65 | 0.52 | 0.43 | 0.46 | 0.44 | 0.43 | 0.43 | 0.39 | 0.18 | 0.19 | 0.19 | 0.19 | 0.19 | 0.21 | 0.62 | 0.73 | 0.81 | 0.88 | 0.88 | 0.39 | 0.19 | 0.18 | 0.18 | 0.17 | 0.23 | 0.78 | 0.84 | 0.57 | 0.25 | 0.19 | 0.18 | 0.62 | 0.65 | 0.8 | 0.68 | 0.75 | 0.35 | 0.69 | 0.41 | 0.37 | 0.22 | 0.37 | 0.34 | 0.18 | 0.18 | 0.18 | 0.18 | 0.22 | 0.36 | 0.21 | 0.18 | 0.19 | 0.18 | 0.18 | 0.2 | 0.19 | 0.17 | 0.19 | 0.19 | 0.18 | 0.17 | 0.8 | 0.87 | 0.85 | 0.55 | 0.83 | 0.87 | 0.88 | 0.74 | 0.59 | 0.51 | 0.2 | 0.22 | 0.22 | 0.21 | 0.75 | 0.88 | 0.55 | 0.39 | 0.78 | 0.67 | 0.79 | 0.86 | 0.82 | 0.76 | 0.21 | 0.21 | 0.27 | 0.21 | 0.23 | 0.33 | 0.25 | 0.39 | 0.67 | 0.76 | 0.88 | 0.88 | 0.88 | 0.87 | 0.35 | 0.21 | 0.45 | 0.51 | 0.2 | 0.22 | 0.85 | 0.35 | 0.37 | 0.19 | 0.47 | 0.81 | 0.85 | 0.8 | 0.78 | 0.27 | 0.26 | 0.42 | 0.63 | 0.33 | 0.17 | 0.17 | 0.21 | 0.37 | 0.74 | 0.88 | 0.88 | 0.88 | 0.87 | 0.86 | 0.77 | 0.73 | 0.77 | 0.82 | 0.8 | 0.87 | 0.88 | 0.53 | 0.24 | 0.19 | 0.18 | 0.17 | 0.22 | 0.2 | 0.38 | 0.49 | 0.58 | 0.71 | 0.88 | 0.88 | 0.88 | 0.88 | 0.88 | 0.88 | 0.88 | 0.88 | 0.85 | 0.88 | 0.71 | 0.63 | 0.88 | 0.74 | 0.69 | 0.26 | 0.54 | 0.29 | 0.17 | 0.26 | 0.71 | 0.73 | 0.69 | 0.77 | 0.38 | 0.54 | 0.18 | 0.23 | 0.63 | 0.74 | 0.33 | 0.17 | 0.17 | 0.17 | 0.17 | 0.27 | 0.24 | 0.19 | 0.38 | 0.26 | 0.19 | 0.2 | 0.19 | 0.5 | 0.59 | 0.38 | 0.28 | 0.83 | 0.75 | 0.79 | 0.48 | 0.66 | 0.8 | 0.87 | 0.88 | 0.87 | 0.88 | 0.88 | 0.88 | 0.88 | 0.88 | 0.88 | 0.88 | 0.88 | 0.88 | 0.88 | 0.88 | 0.88 | 0.88 | 0.88 | 0.88
Counterfactual
Hydrogen daily demand & production profile 2050 (TWh)
Counterfactual
 | time axis 2050-01-01 to 2050-12-31
|  | Hydrogen Demand | 0.06 | 0.08 | 0.06 | 0.07 | 0.06 | 0.07 | 0.06 | 0.06 | 0.08 | 0.09 | 0.09 | 0.06 | 0.06 | 0.05 | 0.08 | 0.09 | 0.08 | 0.07 | 0.06 | 0.07 | 0.06 | 0.07 | 0.09 | 0.09 | 0.06 | 0.06 | 0.07 | 0.07 | 0.06 | 0.07 | 0.07 | 0.08 | 0.06 | 0.07 | 0.07 | 0.07 | 0.06 | 0.07 | 0.07 | 0.09 | 0.08 | 0.07 | 0.06 | 0.06 | 0.07 | 0.07 | 0.05 | 0.06 | 0.07 | 0.09 | 0.07 | 0.07 | 0.08 | 0.07 | 0.06 | 0.06 | 0.08 | 0.09 | 0.09 | 0.09 | 0.09 | 0.09 | 0.06 | 0.07 | 0.06 | 0.07 | 0.07 | 0.06 | 0.08 | 0.07 | 0.06 | 0.08 | 0.09 | 0.06 | 0.06 | 0.08 | 0.07 | 0.07 | 0.06 | 0.07 | 0.07 | 0.06 | 0.08 | 0.07 | 0.07 | 0.06 | 0.07 | 0.06 | 0.06 | 0.08 | 0.07 | 0.07 | 0.07 | 0.08 | 0.07 | 0.06 | 0.08 | 0.07 | 0.07 | 0.06 | 0.07 | 0.06 | 0.06 | 0.08 | 0.06 | 0.06 | 0.06 | 0.07 | 0.06 | 0.06 | 0.08 | 0.06 | 0.06 | 0.05 | 0.06 | 0.06 | 0.06 | 0.06 | 0.05 | 0.05 | 0.06 | 0.06 | 0.06 | 0.06 | 0.07 | 0.06 | 0.06 | 0.07 | 0.07 | 0.07 | 0.06 | 0.08 | 0.06 | 0.06 | 0.06 | 0.06 | 0.06 | 0.06 | 0.07 | 0.07 | 0.06 | 0.06 | 0.07 | 0.06 | 0.06 | 0.07 | 0.06 | 0.06 | 0.06 | 0.06 | 0.06 | 0.06 | 0.07 | 0.07 | 0.07 | 0.06 | 0.07 | 0.06 | 0.06 | 0.08 | 0.05 | 0.06 | 0.07 | 0.08 | 0.07 | 0.06 | 0.07 | 0.06 | 0.07 | 0.06 | 0.06 | 0.06 | 0.06 | 0.08 | 0.06 | 0.06 | 0.06 | 0.08 | 0.07 | 0.07 | 0.09 | 0.07 | 0.07 | 0.07 | 0.07 | 0.07 | 0.07 | 0.07 | 0.07 | 0.07 | 0.06 | 0.07 | 0.07 | 0.06 | 0.08 | 0.06 | 0.06 | 0.06 | 0.06 | 0.06 | 0.06 | 0.07 | 0.06 | 0.06 | 0.06 | 0.08 | 0.06 | 0.06 | 0.08 | 0.06 | 0.06 | 0.06 | 0.06 | 0.06 | 0.06 | 0.06 | 0.07 | 0.06 | 0.06 | 0.07 | 0.06 | 0.06 | 0.08 | 0.06 | 0.06 | 0.06 | 0.07 | 0.06 | 0.06 | 0.08 | 0.06 | 0.06 | 0.06 | 0.06 | 0.06 | 0.05 | 0.07 | 0.06 | 0.05 | 0.06 | 0.06 | 0.06 | 0.06 | 0.07 | 0.07 | 0.08 | 0.08 | 0.07 | 0.07 | 0.06 | 0.08 | 0.06 | 0.06 | 0.06 | 0.06 | 0.06 | 0.05 | 0.07 | 0.06 | 0.07 | 0.07 | 0.07 | 0.06 | 0.05 | 0.08 | 0.06 | 0.06 | 0.06 | 0.07 | 0.06 | 0.06 | 0.09 | 0.06 | 0.06 | 0.06 | 0.07 | 0.06 | 0.06 | 0.08 | 0.07 | 0.06 | 0.07 | 0.07 | 0.07 | 0.06 | 0.08 | 0.07 | 0.06 | 0.07 | 0.08 | 0.07 | 0.07 | 0.09 | 0.06 | 0.06 | 0.06 | 0.07 | 0.07 | 0.06 | 0.06 | 0.07 | 0.06 | 0.06 | 0.07 | 0.07 | 0.06 | 0.08 | 0.06 | 0.06 | 0.06 | 0.07 | 0.06 | 0.06 | 0.08 | 0.06 | 0.06 | 0.06 | 0.07 | 0.06 | 0.05 | 0.08 | 0.06 | 0.07 | 0.08 | 0.08 | 0.06 | 0.06 | 0.06 | 0.06 | 0.06 | 0.06 | 0.07 | 0.07 | 0.07 | 0.06 | 0.05 | 0.05 | 0.06 | 0.07 | 0.05 | 0.05 | 0.07 | 0.06 | 0.05 | 0.05 | 0.05 | 0.06 | 0.06 | 0.08 | 0.06 | 0.05 | 0.07 | 0.07 | 0.06 | 0.06 | 0.07 | 0.07 | 0.07 | 0.07 | 0.06 | 0.07 | 0.06 | 0.07 | 0.06 | 0.06
|  | Hydrogen Production | 0.09 | 0.09 | 0.09 | 0.09 | 0.07 | 0.05 | 0.03 | 0.06 | 0.02 | 0.02 | 0.02 | 0.02 | 0.02 | 0.02 | 0.02 | 0.02 | 0.03 | 0.09 | 0.05 | 0.05 | 0.06 | 0.05 | 0.02 | 0.02 | 0.03 | 0.09 | 0.09 | 0.09 | 0.09 | 0.09 | 0.09 | 0.09 | 0.09 | 0.09 | 0.09 | 0.09 | 0.09 | 0.04 | 0.02 | 0.02 | 0.08 | 0.07 | 0.02 | 0.06 | 0.05 | 0.02 | 0.02 | 0.02 | 0.02 | 0.02 | 0.05 | 0.04 | 0.02 | 0.02 | 0.02 | 0.02 | 0.02 | 0.02 | 0.02 | 0.02 | 0.02 | 0.02 | 0.02 | 0.02 | 0.02 | 0.09 | 0.09 | 0.09 | 0.09 | 0.09 | 0.06 | 0.02 | 0.02 | 0.06 | 0.05 | 0.08 | 0.07 | 0.07 | 0.05 | 0.05 | 0.09 | 0.09 | 0.09 | 0.09 | 0.06 | 0.02 | 0.02 | 0.02 | 0.02 | 0.02 | 0.07 | 0.07 | 0.06 | 0.09 | 0.07 | 0.02 | 0.02 | 0.03 | 0.07 | 0.02 | 0.02 | 0.02 | 0.05 | 0.09 | 0.09 | 0.09 | 0.09 | 0.09 | 0.08 | 0.09 | 0.09 | 0.09 | 0.09 | 0.08 | 0.02 | 0.05 | 0.06 | 0.09 | 0.09 | 0.09 | 0.09 | 0.09 | 0.09 | 0.09 | 0.09 | 0.07 | 0.05 | 0.09 | 0.09 | 0.09 | 0.09 | 0.09 | 0.09 | 0.09 | 0.09 | 0.05 | 0.09 | 0.09 | 0.05 | 0.08 | 0.09 | 0.09 | 0.09 | 0.08 | 0.02 | 0.08 | 0.09 | 0.09 | 0.09 | 0.07 | 0.05 | 0.07 | 0.06 | 0.05 | 0.07 | 0.05 | 0.06 | 0.05 | 0.07 | 0.06 | 0.02 | 0.07 | 0.09 | 0.09 | 0.09 | 0.09 | 0.06 | 0.02 | 0.02 | 0.02 | 0.02 | 0.03 | 0.09 | 0.09 | 0.09 | 0.07 | 0.09 | 0.08 | 0.09 | 0.09 | 0.09 | 0.07 | 0.07 | 0.05 | 0.09 | 0.07 | 0.09 | 0.02 | 0.07 | 0.07 | 0.08 | 0.07 | 0.05 | 0.06 | 0.06 | 0.06 | 0.02 | 0.02 | 0.02 | 0.02 | 0.04 | 0.02 | 0.02 | 0.02 | 0.02 | 0.02 | 0.02 | 0.02 | 0.09 | 0.09 | 0.09 | 0.09 | 0.09 | 0.09 | 0.09 | 0.09 | 0.08 | 0.05 | 0.02 | 0.03 | 0.06 | 0.02 | 0.08 | 0.08 | 0.06 | 0.03 | 0.09 | 0.08 | 0.09 | 0.09 | 0.08 | 0.05 | 0.07 | 0.02 | 0.06 | 0.06 | 0.07 | 0.07 | 0.02 | 0.02 | 0.02 | 0.06 | 0.09 | 0.09 | 0.09 | 0.08 | 0.07 | 0.07 | 0.09 | 0.09 | 0.07 | 0.02 | 0.09 | 0.05 | 0.02 | 0.02 | 0.04 | 0.09 | 0.09 | 0.09 | 0.09 | 0.06 | 0.04 | 0.05 | 0.08 | 0.03 | 0.02 | 0.02 | 0.02 | 0.02 | 0.08 | 0.09 | 0.09 | 0.09 | 0.09 | 0.09 | 0.09 | 0.09 | 0.09 | 0.09 | 0.09 | 0.09 | 0.09 | 0.09 | 0.09 | 0.09 | 0.07 | 0.02 | 0.04 | 0.06 | 0.06 | 0.09 | 0.09 | 0.09 | 0.09 | 0.09 | 0.07 | 0.09 | 0.09 | 0.09 | 0.09 | 0.09 | 0.09 | 0.09 | 0.09 | 0.09 | 0.09 | 0.09 | 0.09 | 0.09 | 0.09 | 0.09 | 0.09 | 0.09 | 0.09 | 0.09 | 0.09 | 0.09 | 0.04 | 0.02 | 0.02 | 0.02 | 0.07 | 0.09 | 0.05 | 0.02 | 0.02 | 0.02 | 0.04 | 0.05 | 0.08 | 0.05 | 0.09 | 0.09 | 0.07 | 0.02 | 0.03 | 0.09 | 0.09 | 0.07 | 0.05 | 0.09 | 0.09 | 0.09 | 0.09 | 0.09 | 0.09 | 0.09 | 0.09 | 0.09 | 0.09 | 0.09 | 0.09 | 0.09 | 0.09 | 0.09 | 0.09 | 0.09 | 0.09 | 0.09 | 0.09 | 0.09 | 0.09 | 0.09 | 0.09

## ES.X
ES.X: Total bioenergy annual supply in 2000-2022 (TWh)
Return to: Main Menu
Return to: Chapter contents
ES.X: Total bioenergy annual supply in 2000-2022 (TWh)
Total bioenergy annual supply in 2000-2022 (TWh)
|  |  | 2000 | 2001 | 2002 | 2003 | 2004 | 2005 | 2006 | 2007 | 2008 | 2009 | 2010 | 2011 | 2012 | 2013 | 2014 | 2015 | 2016 | 2017 | 2018 | 2019 | 2020 | 2021 | 2022
|  | Waste wood | 2.8042 | 2.4841 | 2.4841 | 2.4841 | 2.4848 | 1.1828 | 1.2314 | 1.2851 | 2.7977 | 2.8378 | 3.5442 | 3.9069 | 3.9262 | 4.0053 | 4.0524 | 4.0469 | 4.0521 | 4.0763 | 4.0244 | 4.0032 | 3.8932 | 3.8895 | 3.8889
|  | Wood | 2.5935 | 2.5935 | 2.5935 | 2.5935 | 2.5935 | 3.3731 | 3.7948 | 4.2164 | 3.3619 | 3.6269 | 4.9247 | 4.3645 | 5.3316 | 6.2356 | 5.8405 | 7.064 | 7.9331 | 8.2123 | 9.3041 | 9.9357 | 10.0338 | 11.5353 | 11.4348
|  | Plant biomass | 0 | 0 | 0 | 0 | 6.6768 | 13.3665 | 13.3968 | 10.5034 | 11.7298 | 13.389 | 17.2352 | 20.4066 | 22.2025 | 31.5054 | 44.4396 | 60.0142 | 61.1988 | 66.6043 | 78.2535 | 85.3106 | 91.7006 | 96.0801 | 85.3363
|  | Animal biomass | 0 | 0 | 0 | 0 | 2.3368 | 2.2344 | 2.2028 | 3.4332 | 3.9296 | 3.6394 | 4.0959 | 4.4103 | 5.5027 | 6.4498 | 7.9499 | 3.3786 | 3.0618 | 3.0096 | 2.8388 | 3.0941 | 3.0829 | 3.0692 | 2.9634
|  | Anaerobic digestion | 0 | 0 | 0 | 0 | 0 | 0 | 0 | 0 | 0 | 0 | 0 | 0 | 0 | 0 | 0 | 6.6241 | 9.6707 | 11.7544 | 12.5946 | 10.4184 | 10.6665 | 12.2752 | 12.851
|  | Sewage gas | 2.1422 | 2.1384 | 2.2095 | 2.0959 | 2.2437 | 2.6126 | 2.4136 | 2.6841 | 2.9154 | 3.1589 | 3.7468 | 4.045 | 3.8857 | 4.0582 | 4.3598 | 4.6477 | 4.9117 | 5.0495 | 5.1713 | 4.1149 | 4.1836 | 4.2785 | 4.184
|  | Landfill gas | 9.2854 | 10.6149 | 11.3297 | 13.8189 | 16.8493 | 18.0437 | 18.6017 | 19.6527 | 19.7324 | 20.6554 | 21.9023 | 22.3236 | 21.8674 | 21.7264 | 21.1374 | 20.4666 | 19.7613 | 18.0157 | 16.4887 | 11.2004 | 11.0374 | 10.4915 | 9.9089
|  | Renewable waste | 4.7569 | 5.2875 | 5.7649 | 6.0893 | 5.8826 | 5.8419 | 6.5117 | 6.6102 | 6.8398 | 8.3323 | 8.3628 | 8.0829 | 8.991 | 7.9939 | 9.6251 | 12.3387 | 15.193 | 16.2326 | 18.6321 | 20.604 | 21.2522 | 22.5875 | 22.3284
|  | Non-renewable waste | 4.1899 | 4.3673 | 4.805 | 4.9634 | 4.821 | 4.9461 | 5.1472 | 5.5328 | 5.8896 | 6.4662 | 6.4372 | 6.7521 | 7.9342 | 8.2893 | 10.7528 | 13.3172 | 15.9784 | 17.256 | 19.5848 | 21.4902 | 23.535 | 24.7722 | 24.4845
|  | Liquid biofuels | 0 | 0 | 0 | 0 | 0 | 0.94044 | 2.3849 | 4.5935 | 10.7253 | 13.1888 | 15.4631 | 14.3195 | 12.1636 | 13.8631 | 15.7819 | 12.6719 | 12.8212 | 12.6634 | 18.3646 | 25.2711 | 23.953 | 22.7406 | 29.8306
|  | Solid Biomass | 3.3616 | 4.4961 | 5.5801 | 7.2862 | 0 | 0 | 0 | 0 | 0 | 0 | 0 | 0 | 0 | 0 | 0 | 0 | 0 | 0 | 0 | 0 | 0 | 0 | 0
|  | Total | 29.1335 | 31.9818 | 34.7669 | 39.3313 | 43.8885 | 52.5416 | 55.6849 | 58.5114 | 67.9216 | 75.2947 | 85.7122 | 88.6113 | 91.8047 | 104.1269 | 123.9394 | 144.5698 | 154.582 | 162.8742 | 185.2569 | 195.4426 | 203.3382 | 211.7195 | 207.2108
Data taken from here: https://www.gov.uk/government/statistics/renewable-sources-of-energy-chapter-6-digest-of-united-kingdom-energy-statistics-dukes
NB: From 2004 "Solid Biomass" was split into "Plant Biomass" and "Animal Biomass"
DUKES provide data in kilo tonnes of oil equivalent (ktoe), this has been converted to TWh using:
|  | Tonne of oil equivalent | 2000: TWh
|  | 1 | 2000: 1.27e-05

## ES.Y
ES.Y: Total bioenergy annual end use in 2000-2020 (TWh)
Return to: Main Menu
Return to: Chapter contents
ES.Y: Total bioenergy annual end use in 2000-2020 (TWh)
Total bioenergy annual end use in 2000-2020 (TWh)
|  | End Use | 2000 | 2001 | 2002 | 2003 | 2004 | 2005 | 2006 | 2007 | 2008 | 2009 | 2010 | 2011 | 2012 | 2013 | 2014 | 2015 | 2016 | 2017 | 2018 | 2019 | 2020 | 2021 | 2022
|  | Major power producers | 3.0416 | 8.3033 | 3.4925 | 4.8388 | 6.8468 | 10.2818 | 9.9014 | 8.5731 | 10.2036 | 9.4433 | 12.8702 | 16.035 | 22.424 | 30.5224 | 40.0832 | 51.5654 | 53.7655 | 55.9299 | 61.7657 | 65.5626 | 68.1342 | 72.8979 | 61.4467
|  | Autogenerators | 17.7126 | 15.5311 | 22.8332 | 25.7451 | 28.288 | 32.5147 | 34.1691 | 34.829 | 34.6751 | 39.7454 | 41.8921 | 42.3892 | 40.5605 | 39.9415 | 46.214 | 54.0752 | 59.429 | 63.5926 | 70.581 | 68.6436 | 70.9329 | 72.8529 | 72.5918
|  | Heat generation | 0 | 0 | 0 | 0 | 0 | 0 | 0 | 0 | 0.62624 | 1.0037 | 0.51791 | 1.2315 | 1.2456 | 0.37668 | 0.76416 | 1.9136 | 2.3983 | 2.0804 | 2.39 | 2.3435 | 2.6643 | 2.8111 | 3.0082
|  | Industry | 3.3536 | 3.087 | 3.1754 | 3.387 | 3.3692 | 2.5498 | 2.7115 | 3.5094 | 5.2595 | 5.2653 | 5.9892 | 6.736 | 6.1921 | 7.3017 | 7.5217 | 14.1176 | 15.1494 | 15.6384 | 18.2933 | 20.2775 | 23.6979 | 23.185 | 22.8982
|  | Transport | 0 | 0 | 0 | 0 | 0 | 0.94044 | 2.3849 | 4.5935 | 10.7253 | 13.1888 | 15.4631 | 14.3195 | 12.1636 | 13.8631 | 15.7819 | 12.6719 | 12.8212 | 12.6634 | 18.0453 | 24.2223 | 23.1391 | 22.7856 | 30.5549
|  | Residential | 2.8558 | 2.8835 | 2.8837 | 2.8837 | 2.8837 | 3.6633 | 4.085 | 4.5066 | 3.565 | 3.8299 | 5.1754 | 4.5968 | 5.5634 | 6.5173 | 6.0942 | 7.2791 | 7.9331 | 8.2123 | 9.3041 | 9.9357 | 10.0338 | 11.5353 | 11.4348
|  | Public administration | 1.1171 | 1.1341 | 1.2247 | 1.3179 | 1.3179 | 1.3227 | 1.0513 | 1.1191 | 0.9412 | 1.0578 | 1.2828 | 1.1873 | 1.1205 | 1.5682 | 1.5076 | 0.53861 | 0.34722 | 0.77267 | 0.49479 | 0.44221 | 0.49759 | 0.74371 | 0.65024
|  | Commercial | 0.14033 | 0.1303 | 0.24486 | 0.24486 | 0.24486 | 0.24486 | 0.24486 | 0.24486 | 0.14402 | 0.11367 | 0.13792 | 0.11671 | 0.20307 | 0.19545 | 0.14199 | 0.86627 | 1.2437 | 2.3318 | 2.6834 | 2.3814 | 2.6448 | 3.2238 | 3.0363
|  | Agriculture | 0.91262 | 0.91262 | 0.91262 | 0.91631 | 0.93815 | 1.024 | 1.137 | 1.1358 | 1.7821 | 1.6466 | 2.3832 | 1.9994 | 2.3318 | 3.8406 | 5.8307 | 1.5422 | 1.4949 | 1.6527 | 1.6994 | 1.6336 | 1.5925 | 1.6829 | 1.5883
|  | Total | 29.1337 | 31.9819 | 34.7669 | 39.3336 | 43.8885 | 52.5416 | 55.6851 | 58.5113 | 67.9219 | 75.2945 | 85.7118 | 88.6113 | 91.8046 | 104.1269 | 123.9396 | 144.5699 | 154.5822 | 162.8742 | 185.2569 | 195.4425 | 203.3372 | 211.7181 | 207.2095
Data taken from the same source as on ES.T

## ES.Z
ES.Z: Bioenergy demand in each pathway by sector and pathway
Return to: Main Menu
Return to: Chapter contents
Bioresource use (TWh)
Power generation
| Bioenergy demand in each pathway by sector- power generation |  | 2023-01-01 | 2024-01-01 | 2025-01-01 | 2026-01-01 | 2027-01-01 | 2028-01-01 | 2029-01-01 | 2030-01-01 | 2031-01-01 | 2032-01-01 | 2033-01-01 | 2034-01-01 | 2035-01-01 | 2036-01-01 | 2037-01-01 | 2038-01-01 | 2039-01-01 | 2040-01-01 | 2041-01-01 | 2042-01-01 | 2043-01-01 | 2044-01-01 | 2045-01-01 | 2046-01-01 | 2047-01-01 | 2048-01-01 | 2049-01-01 | 2050-01-01
|  | Electric Engagement | 125.3358 | 121.7859 | 126.3405 | 118.4697 | 96.4767 | 75.7406 | 78.4166 | 78.0112 | 80.0619 | 89.2266 | 93.9743 | 105.8851 | 103.9017 | 96.2122 | 92.066 | 96.4513 | 96.8258 | 125.0383 | 125.2339 | 124.201 | 123.2767 | 123.4194 | 131.6369 | 132.5351 | 132.4291 | 131.7923 | 129.6613 | 128.0098
|  | Hydrogen Evolution | 125.3042 | 121.7459 | 127.9288 | 112.5676 | 96.7511 | 75.6676 | 78.8507 | 77.8336 | 79.6735 | 78.0166 | 76.1807 | 80.7684 | 94.0373 | 99.1263 | 96.1747 | 98.177 | 99.9435 | 102.6019 | 99.9725 | 96.2103 | 97.728 | 99.9956 | 101.1883 | 102.3334 | 103.6428 | 104.8555 | 108.142 | 110.0938
|  | Holistic Transition | 125.3472 | 122 | 122.8411 | 110.9067 | 95.2744 | 72.5347 | 75.8088 | 75.8322 | 80.3243 | 91.4782 | 100.7349 | 99.686 | 95.8535 | 95.0698 | 104.725 | 108.589 | 110.0432 | 110.1734 | 109.9441 | 108.3028 | 108.0617 | 107.0405 | 107.5822 | 105.411 | 106.6785 | 106.3233 | 104.6112 | 104.0588
|  | Counterfactual | 125.3126 | 78.0975 | 78.9336 | 74.6076 | 55.5257 | 46.4253 | 43.2032 | 41.2938 | 43.2916 | 38.7998 | 35.7762 | 33.3161 | 30.4484 | 48.7224 | 49.9815 | 48.9004 | 48.0851 | 46.64 | 43.8828 | 43.4335 | 48.1287 | 44.7476 | 47.2747 | 47.3227 | 45.6247 | 59.3351 | 53.0129 | 53.3122
| Bioenergy demand in each pathway by sector- residential heat | Residential
|  |  | 2023 | 2024 | 2025 | 2026 | 2027 | 2028 | 2029 | 2030 | 2031 | 2032 | 2033 | 2034 | 2035 | 2036 | 2037 | 2038 | 2039 | 2040 | 2041 | 2042 | 2043 | 2044 | 2045 | 2046 | 2047 | 2048 | 2049 | 2050
|  | Electric Engagement | 0.46963 | 0.65014 | 0.78811 | 1.0113 | 1.3157 | 1.7744 | 2.2187 | 2.7319 | 3.2143 | 3.6847 | 4.1533 | 4.6209 | 5.0449 | 6.3465 | 7.7233 | 8.987 | 10.1639 | 11.2898 | 12.0683 | 12.754 | 13.3444 | 13.9504 | 15.1246 | 15.8953 | 16.6633 | 17.4331 | 18.2037 | 18.9915
|  | Hydrogen Evolution | 0.39853 | 0.53875 | 0.6742 | 0.82793 | 0.94645 | 1.0461 | 1.1361 | 1.2193 | 1.2756 | 1.3259 | 1.374 | 1.4216 | 1.6212 | 1.9829 | 2.5489 | 3.0774 | 3.5825 | 4.3175 | 4.9152 | 5.549 | 6.2015 | 6.8468 | 7.6473 | 8.3883 | 9.1068 | 9.8326 | 10.5727 | 11.3291
|  | Holistic Transition | 0.46973 | 0.67045 | 0.82075 | 1.0546 | 1.3815 | 1.8605 | 2.3002 | 2.8122 | 3.3081 | 3.789 | 4.2689 | 4.7501 | 5.2312 | 6.4094 | 7.6217 | 8.7525 | 9.7663 | 11.1908 | 12.025 | 12.7825 | 13.4006 | 14.0763 | 14.8651 | 15.5977 | 16.3399 | 17.085 | 17.8237 | 18.5718
|  | Counterfactual | 0.40962 | 0.52778 | 0.63873 | 0.76154 | 0.83747 | 0.89618 | 0.94526 | 0.98748 | 1.0311 | 1.0739 | 1.1139 | 1.152 | 1.3037 | 1.3334 | 1.3552 | 1.3433 | 1.3326 | 1.4146 | 1.4791 | 1.5949 | 1.7305 | 1.8755 | 2.0625 | 2.2524 | 2.4965 | 2.7445 | 2.9968 | 3.2562
| Bioenergy demand in each pathway by sector- industrial & commercial | Industrial & Commercial
|  |  | 2023 | 2024 | 2025 | 2026 | 2027 | 2028 | 2029 | 2030 | 2031 | 2032 | 2033 | 2034 | 2035 | 2036 | 2037 | 2038 | 2039 | 2040 | 2041 | 2042 | 2043 | 2044 | 2045 | 2046 | 2047 | 2048 | 2049 | 2050
|  | Electric Engagement | 2.4761 | 2.3015 | 2.1329 | 1.9656 | 1.8585 | 1.7556 | 1.7548 | 1.8812 | 2.0017 | 2.1857 | 2.3753 | 2.6781 | 2.9613 | 4.073 | 5.2633 | 6.4007 | 7.4921 | 8.6172 | 9.6618 | 10.6435 | 11.5945 | 12.3569 | 13.1618 | 13.8442 | 14.4434 | 15.0347 | 15.6025 | 16.1151
|  | Hydrogen Evolution | 2.5228 | 2.3399 | 2.1601 | 1.9827 | 1.8056 | 1.6281 | 1.4501 | 1.272 | 1.0874 | 0.90605 | 0.72776 | 0.55128 | 0.43979 | 1.5087 | 2.8152 | 4.1915 | 5.5379 | 6.9178 | 8.1989 | 9.3923 | 10.5457 | 11.6606 | 12.7775 | 13.8088 | 14.8013 | 15.7549 | 16.6794 | 17.5772
|  | Holistic Transition | 2.5031 | 2.4262 | 2.5138 | 2.7456 | 2.892 | 2.9267 | 3.0317 | 3.2792 | 3.548 | 3.8865 | 4.2808 | 4.6923 | 5.1064 | 6.6047 | 7.5318 | 8.5076 | 9.3629 | 10.1838 | 10.6898 | 11.2681 | 11.9419 | 12.5352 | 13.0796 | 13.4991 | 13.867 | 14.1782 | 14.4743 | 14.7609
|  | Counterfactual | 2.5235 | 2.3329 | 2.1463 | 1.9959 | 1.8268 | 1.6575 | 1.4877 | 1.3185 | 1.1516 | 0.98645 | 0.82343 | 0.66529 | 0.6036 | 1.0992 | 1.2327 | 1.3145 | 1.3962 | 1.4991 | 1.5511 | 1.5992 | 1.6426 | 1.6853 | 1.7763 | 1.8251 | 1.8693 | 1.9105 | 1.9424 | 1.9183
| Bioenergy demand in each pathway by sector- road transport | Road transport
|  |  | 2023 | 2024 | 2025 | 2026 | 2027 | 2028 | 2029 | 2030 | 2031 | 2032 | 2033 | 2034 | 2035 | 2036 | 2037 | 2038 | 2039 | 2040 | 2041 | 2042 | 2043 | 2044 | 2045 | 2046 | 2047 | 2048 | 2049 | 2050
|  | Electric Engagement | 34.4799 | 38.5052 | 42.1686 | 45.3426 | 44.9495 | 44.3056 | 43.2876 | 41.9105 | 40.1188 | 37.8299 | 34.4164 | 30.7263 | 26.8319 | 23.0749 | 19.3894 | 15.7542 | 12.476 | 9.6889 | 7.3511 | 5.3756 | 3.6721 | 2.2636 | 1.2998 | 0.66719 | 0.22273 | 0.13494 | 0.098287 | 0
|  | Hydrogen Evolution | 34.456 | 38.4752 | 42.1305 | 45.2914 | 44.891 | 44.2438 | 43.2291 | 41.8561 | 40.0759 | 37.8157 | 34.4443 | 30.8179 | 27.0161 | 23.3998 | 19.8925 | 16.4404 | 13.2109 | 10.4371 | 8.1172 | 6.1469 | 4.4339 | 3.0023 | 1.7994 | 0.94261 | 0.48549 | 0.11842 | 0.087875 | 0
|  | Holistic Transition | 34.4791 | 38.5019 | 42.1607 | 45.3273 | 44.9264 | 44.2727 | 43.243 | 41.8537 | 40.0528 | 37.7648 | 34.3674 | 30.7128 | 26.881 | 23.2162 | 19.6572 | 16.1765 | 12.8807 | 10.0806 | 7.7191 | 5.7129 | 3.9681 | 2.5389 | 1.7284 | 1.0757 | 0.57593 | 0.16265 | 0.091641 | 0
|  | Counterfactual | 34.5167 | 38.6401 | 42.4662 | 45.8885 | 45.8031 | 45.5709 | 45.0879 | 44.4864 | 43.6595 | 42.4954 | 40.1493 | 37.6321 | 34.9009 | 31.8863 | 28.7664 | 25.5666 | 22.4484 | 19.2823 | 16.1831 | 13.4743 | 10.989 | 8.7102 | 6.6814 | 5.3321 | 4.2938 | 3.3391 | 2.4716 | 1.6943
Aviation
| Bioenergy demand in each pathway by sector- aviation |  | 2023 | 2024 | 2025 | 2026 | 2027 | 2028 | 2029 | 2030 | 2031 | 2032 | 2033 | 2034 | 2035 | 2036 | 2037 | 2038 | 2039 | 2040 | 2041 | 2042 | 2043 | 2044 | 2045 | 2046 | 2047 | 2048 | 2049 | 2050
|  | Electric Engagement | 0 | 0 | 0.2 | 0.88 | 1.71 | 2.18 | 3.32 | 5.46 | 7.83 | 11.34 | 13.66 | 16.13 | 18.57 | 20.72 | 22.7 | 24.66 | 26.6 | 28.41 | 30.47 | 31.64 | 32.76 | 33.99 | 35.22 | 36.44 | 37.66 | 38.88 | 40.11 | 41.34
|  | Hydrogen Evolution | 0 | 0 | 0.2 | 0.88 | 1.71 | 2.18 | 3.32 | 5.46 | 7.83 | 11.34 | 13.66 | 16.13 | 18.57 | 20.72 | 22.7 | 24.66 | 26.6 | 28.41 | 30.47 | 31.64 | 32.76 | 33.99 | 35.22 | 36.44 | 37.66 | 38.88 | 40.11 | 41.34
|  | Holistic Transition | 0 | 0 | 0.2 | 0.88 | 1.71 | 2.18 | 3.32 | 5.46 | 7.83 | 11.34 | 13.66 | 16.13 | 18.57 | 20.72 | 22.7 | 24.66 | 26.6 | 28.41 | 30.47 | 31.64 | 32.76 | 33.99 | 35.22 | 36.44 | 37.66 | 38.88 | 40.11 | 41.34
|  | Counterfactual | 0 | 0 | 0.2 | 0.88 | 1.71 | 2.18 | 3.32 | 5.46 | 6.5 | 7 | 7.5 | 8 | 8.5 | 9 | 9.5 | 10 | 10.5 | 11 | 11.5 | 12 | 12.5 | 13 | 13.5 | 14 | 14.5 | 15 | 15.5 | 16
Hydrogen production
| Bioenergy demand in each pathway by sector- hydrogen production |  | 2023 | 2024 | 2025 | 2026 | 2027 | 2028 | 2029 | 2030 | 2031 | 2032 | 2033 | 2034 | 2035 | 2036 | 2037 | 2038 | 2039 | 2040 | 2041 | 2042 | 2043 | 2044 | 2045 | 2046 | 2047 | 2048 | 2049 | 2050
|  | Electric Engagement | 0 | 0 | 0 | 0 | 0 | 0 | 0 | 0 | 0 | 0 | 0 | 0 | 0 | 0 | 0 | 0 | 0 | 0 | 0 | 0 | 0 | 0 | 0 | 0 | 0 | 0 | 0 | 0
|  | Hydrogen Evolution | 0 | 0 | 0 | 0 | 0 | 0 | 0 | 1.38 | 1.4 | 1.42 | 1.41 | 11.92 | 19.23 | 20.51 | 21.79 | 23.08 | 24.36 | 30.77 | 35.9 | 39.88 | 42.31 | 42.31 | 42.31 | 42.18 | 42.27 | 42.31 | 42.31 | 42.31
|  | Holistic Transition | 0 | 0 | 0 | 0 | 0 | 0 | 0 | 1.16 | 1.19 | 1.18 | 1.15 | 1.19 | 1.55 | 6.35 | 6.78 | 7.2 | 6.89 | 6.91 | 7.01 | 8.82 | 9.2 | 9.23 | 9.97 | 9.94 | 9.97 | 9.97 | 9.97 | 9.97
|  | Counterfactual | 0 | 0 | 0 | 0 | 0 | 0 | 0 | 0 | 0 | 0 | 0 | 0 | 0 | 0 | 0 | 0 | 0 | 0 | 0 | 0 | 0 | 0 | 0 | 0 | 0 | 0 | 0 | 0
Green Gas blending
|  |  | 2023 | 2024 | 2025 | 2026 | 2027 | 2028 | 2029 | 2030 | 2031 | 2032 | 2033 | 2034 | 2035 | 2036 | 2037 | 2038 | 2039 | 2040 | 2041 | 2042 | 2043 | 2044 | 2045 | 2046 | 2047 | 2048 | 2049 | 2050
| Bioenergy demand in each pathway by sector- Green Gas blending | Electric Engagement | 7.3054 | 7.5041 | 7.7027 | 7.9014 | 8.1 | 8.2987 | 8.4973 | 8.696 | 8.0748 | 7.4537 | 6.8326 | 6.2114 | 5.5903 | 4.9691 | 4.348 | 3.7268 | 3.1057 | 2.4846 | 1.8634 | 1.2423 | 0.62114 | 2.5487e-15 | 0 | 0 | 0 | 0 | 0 | 0
|  | Hydrogen Evolution | 7.3054 | 9.1488 | 10.9923 | 12.8357 | 14.6791 | 16.5225 | 18.3659 | 20.2093 | 19.7025 | 18.595 | 18.375 | 17.7679 | 15.2601 | 12.123 | 10.6377 | 9.6362 | 9.5724 | 9.3698 | 8.5872 | 8.2206 | 6.5403 | 5.978 | 5.6898 | 4.8051 | 4.4369 | 3.8538 | 2.7502 | 2.0761
|  | Holistic Transition | 7.3054 | 9.1488 | 10.9923 | 12.8357 | 14.6791 | 16.5225 | 18.3659 | 20.2093 | 19.2707 | 18.4125 | 15.8815 | 15.4429 | 14.0365 | 12.8016 | 11.4826 | 10.9056 | 11.4563 | 10.6104 | 9.6663 | 9.7352 | 8.8773 | 9.2847 | 8.0542 | 6.5416 | 4.49 | 4.3211 | 4.9254 | 2.5312
|  | Counterfactual | 7.3054 | 7.5041 | 7.7027 | 7.9014 | 8.1 | 8.2987 | 8.4973 | 8.696 | 8.9152 | 9.1399 | 9.3702 | 9.6064 | 9.8485 | 10.0968 | 10.3513 | 10.6122 | 10.8796 | 11.1539 | 11.435 | 11.7232 | 12.0187 | 12.3216 | 12.6322 | 12.9506 | 13.277 | 13.6116 | 13.9547 | 14.3065

## ES.AA
ES.AA: Hydrogen supply by technology in 2030
Return to: Main Menu
Return to: Chapter contents
2030 hydrogen supply
| ES.AA: Hydrogen supply by technology in 2030 | TWh | Holistic Transition | Electric Engagement | Hydrogen Evolution | Counterfactual
| Scaled | Methane reformation with CCUS | 25.69 | 4.35 | 41.86 | 0.01
|  | Networked electrolysis | 11.79 | 4.95 | 13.85 | 1.28
|  | Non-networked electrolysis | 0.3 | 0.01 | 0.26 | 0.01
|  | Biomass gasification | 0.78 | 0 | 0.93 | 0
|  | Nuclear electrolysis | 0 | 0 | 0 | 0.02
|  | Imports | 0 | 0 | 0 | 0
|  | Total | 38.56 | 9.31 | 56.9 | 1.32

## Data Tables ->
Data Tables
Chapter Section | Subsection | Figure Title | Figure Number
Data Tables |  | FLX1: Flexibility data table | FLX1
|  | ES1: Electricity supply data table | ES1
|  | ES2: European electricity supply data table | ES2
|  | ED1: Electricity demand summary | ED1
|  | ED2: Electricity definitions | ED2
|  | ED3: Gas and heat demand summary | ED3
|  | ED4: Natural Gas demand definitions | ED4
|  | ED5: Road transport summary | ED5
|  | ED6: Road transport notes | ED6
|  | WS1: Whole System & Gas Supply | WS1
|  | WS2: Whole System & Gas Supply - Emissions | WS2
| Building Blocks -> | Building Block Data | BB1
|  | Building Block Definitions | BB2
|  | BB3: Building Blocks - Area Name Lookup | BB3

## DT_Ref (hidden)
Sheet Name | Table Start Column Number | Table Start Row Number | Max Rows | Max Cols | TopLeft | Actual Height | Actual Width | Range Reference Name | Range Reference Formula
ES1 | 1 | 13 | 10000 | 100 | 'ES1'!$A$13 | 0 | 34 | ES1_tbl_range | =offset(INDIRECT('DT_Ref'!$G$2),0,0,'DT_Ref'!$H$2,'DT_Ref'!$I$2)
FLX1 | 1 | 10 | 10000 | 100 | 'FLX1'!$A$10 | 0 | 37 | FLX1_tbl_range | =offset(INDIRECT('DT_Ref'!$G$3),0,0,'DT_Ref'!$H$3,'DT_Ref'!$I$3)
ES2 | 1 | 13 | 10000 | 100 | 'ES2'!$A$13 | 0 | 35 | ES2_tbl_range | =offset(INDIRECT('DT_Ref'!$G$4),0,0,'DT_Ref'!$H$4,'DT_Ref'!$I$4)
ED1 | 1 | 5 | 10000 | 100 | 'ED1'!$A$5 | 0 | 37 | ED1_tbl_range | =offset(INDIRECT('DT_Ref'!$G$5),0,0,'DT_Ref'!$H$5,'DT_Ref'!$I$5)
ED3 | 2 | 5 | 10000 | 100 | 'ED3'!$B$5 | 0 | 37 | ED3_tbl_range | =offset(INDIRECT('DT_Ref'!$G$6),0,0,'DT_Ref'!$H$6,'DT_Ref'!$I$6)
ED5 | 1 | 5 | 10000 | 100 | 'ED5'!$A$5 | 0 | 36 | ED5_tbl_range | =offset(INDIRECT('DT_Ref'!$G$7),0,0,'DT_Ref'!$H$7,'DT_Ref'!$I$7)
WS1 | 1 | 8 | 10000 | 100 | 'WS1'!$A$8 | 538 | 39 | WS1_tbl_range | =offset(INDIRECT('DT_Ref'!$G$8),0,0,'DT_Ref'!$H$8,'DT_Ref'!$I$8)
WS2 | 1 | 8 | 10000 | 100 | 'WS2'!$A$8 | 0 | 32 | WS2_tbl_range | =offset(INDIRECT('DT_Ref'!$G$9),0,0,'DT_Ref'!$H$9,'DT_Ref'!$I$9)
BB1 | 1 | 1 | 100000 | 100 | 'BB1'!$A$1 | 56528 | 35 | BB1_tbl_range | =offset(INDIRECT('DT_Ref'!$G$10),0,0,'DT_Ref'!$H$10,'DT_Ref'!$I$10)
BB2 | 1 | 3 | 150 | 25 | 'BB2'!$A$3 | 67 | 10 | BB2_tbl_range | =offset(INDIRECT('DT_Ref'!$G$11),0,0,'DT_Ref'!$H$11,'DT_Ref'!$I$11)

## FLX1
FLX1: Flexibility data table
Return to: Main Menu
Return to: Chapter contents
Notes: |  | Electricity system flexibility data only
'Peak' refers to 5-6pm
| Flexibility type | Flexibility sub-type | Data item | Unit | Pathway | Fuel | Detail | 2021-01-01 | 2022-01-01 | 2023-01-01 | 2024-01-01 | 2025-01-01 | 2026-01-01 | 2027-01-01 | 2028-01-01 | 2029-01-01 | 2030-01-01 | 2031-01-01 | 2032-01-01 | 2033-01-01 | 2034-01-01 | 2035-01-01 | 2036-01-01 | 2037-01-01 | 2038-01-01 | 2039-01-01 | 2040-01-01 | 2041-01-01 | 2042-01-01 | 2043-01-01 | 2044-01-01 | 2045-01-01 | 2046-01-01 | 2047-01-01 | 2048-01-01 | 2049-01-01 | 2050-01-01
| Electricity system flexibility | Supply side flexibility | Interconnectors | GW | Electric Engagement | Electricity | Capacity | 6.06 | 7.4 | 8.4 | 10.3 | 10.3 | 10.3 | 10.3 | 11.7 | 11.7 | 11.7 | 11.7 | 16.15 | 16.9 | 18.3 | 19 | 20.25 | 22.05 | 22.05 | 22.05 | 22.05 | 22.05 | 22.05 | 22.05 | 22.05 | 22.05 | 22.05 | 22.05 | 22.05 | 22.05 | 22.05
| Electricity system flexibility | Supply side flexibility | Interconnectors | GW | Hydrogen Evolution | Electricity | Capacity | 6.06 | 7.4 | 8.4 | 10.3 | 10.3 | 10.3 | 10.3 | 10.3 | 11.7 | 11.7 | 11.7 | 11.7 | 14.35 | 15.75 | 16.5 | 16.5 | 16.5 | 16.5 | 16.5 | 16.5 | 16.5 | 16.5 | 16.5 | 16.5 | 16.5 | 16.5 | 16.5 | 16.5 | 16.5 | 16.5
| Electricity system flexibility | Supply side flexibility | Interconnectors | GW | Holistic Transition | Electricity | Capacity | 6.06 | 7.4 | 8.4 | 10.3 | 10.3 | 10.3 | 10.3 | 11.7 | 11.7 | 12.45 | 17.3 | 18.7 | 21.85 | 23.65 | 23.65 | 25.05 | 25.05 | 25.05 | 25.05 | 25.05 | 25.05 | 25.05 | 25.05 | 25.05 | 25.05 | 25.05 | 25.05 | 25.05 | 25.05 | 25.05
| Electricity system flexibility | Supply side flexibility | Interconnectors | GW | Counterfactual | Electricity | Capacity | 6.06 | 7.4 | 8.4 | 10.3 | 10.3 | 10.3 | 10.3 | 10.3 | 10.3 | 11.7 | 11.7 | 11.7 | 11.7 | 12.95 | 14.35 | 15.75 | 15.75 | 15.75 | 15.75 | 15.75 | 15.75 | 15.75 | 15.75 | 15.75 | 15.75 | 15.75 | 15.75 | 15.75 | 15.75 | 15.75
| Electricity system flexibility | Supply side flexibility | Interconnectors | GW | Five Year Forecast | Electricity | Capacity | 2021-01-01: 6.06; 2022-01-01: 7.4; 2023-01-01: 8.4; 2024-01-01: 10.3; 2025-01-01: 10.3; 2026-01-01: 10.3; 2027-01-01: 10.3; 2028-01-01: 10.3; 2029-01-01: 11.7
| Electricity system flexibility | Supply side flexibility | Electricity storage connection capacity | GW | Electric Engagement | Electricity | Total (excluding vehicle-to-grid) | 3.9728 | 5.26 | 7.4288 | 9.5428 | 13.4712 | 18.2647 | 22.3645 | 24.874 | 27.3324 | 28.7574 | 29.1173 | 30.022 | 30.8179 | 32.3018 | 32.7292 | 34.1742 | 34.9371 | 36.5141 | 38.3072 | 39.1814 | 40.5133 | 41.8921 | 42.7585 | 43.1409 | 44.0401 | 44.4561 | 44.8889 | 45.3385 | 45.8048 | 46.288
| Electricity system flexibility | Supply side flexibility | Electricity storage connection capacity | GW | Hydrogen Evolution | Electricity | Total (excluding vehicle-to-grid) | 3.9728 | 5.26 | 7.4287 | 8.5351 | 11.2051 | 14.6743 | 20.1602 | 23.806 | 24.7743 | 26.3494 | 27.3232 | 27.755 | 28.4414 | 28.9099 | 29.5243 | 31.2287 | 31.7469 | 32.1276 | 34.9435 | 35.5233 | 36.107 | 38.5947 | 38.6862 | 38.7816 | 39.3809 | 39.9842 | 40.0913 | 40.2023 | 40.3172 | 40.436
| Electricity system flexibility | Supply side flexibility | Electricity storage connection capacity | GW | Holistic Transition | Electricity | Total (excluding vehicle-to-grid) | 3.9728 | 5.26 | 7.4287 | 10.5306 | 17.786 | 22.3071 | 25.8032 | 28.1574 | 30.624 | 33.2414 | 34.4289 | 35.7376 | 36.3083 | 38.0548 | 39.4212 | 41.5065 | 42.3107 | 43.7338 | 44.5758 | 45.5402 | 46.4275 | 46.8349 | 47.2615 | 47.7081 | 48.2738 | 48.7599 | 49.2657 | 49.7902 | 50.3351 | 50.8998
| Electricity system flexibility | Supply side flexibility | Electricity storage connection capacity | GW | Counterfactual | Electricity | Total (excluding vehicle-to-grid) | 3.9728 | 5.26 | 7.4287 | 7.6219 | 8.7931 | 10.8044 | 13.1622 | 16.8442 | 19.9912 | 22.4339 | 23.1086 | 24.3249 | 25.2683 | 25.7666 | 26.4657 | 27.2271 | 27.46 | 27.5295 | 27.5659 | 27.704 | 28.243 | 28.3639 | 28.4064 | 28.4511 | 28.496 | 30.0425 | 30.0913 | 30.1408 | 30.1917 | 30.2442
| Electricity system flexibility | Supply side flexibility | Electricity storage connection capacity | GW | Five Year Forecast | Electricity | Total (excluding vehicle-to-grid) | 2021-01-01: 3.9728; 2022-01-01: 3.38; 2023-01-01: 7.4287; 2024-01-01: 8.5351; 2025-01-01: 11.2051; 2026-01-01: 14.6743; 2027-01-01: 20.1602; 2028-01-01: 23.806; 2029-01-01: 24.7743
| Electricity system flexibility | Supply side flexibility | Electricity storage energy storage potential | GWh | Electric Engagement | Electricity | Total (excluding vehicle-to-grid) | 27.4563 | 29.5 | 33.8278 | 36.6663 | 44.3637 | 54.0953 | 62.8672 | 67.6095 | 87.243 | 91.5465 | 92.2166 | 96.7604 | 102.0523 | 111.3263 | 112.282 | 122.9718 | 133.4953 | 156.7492 | 179.3355 | 190.0247 | 210.6887 | 231.4463 | 242.1778 | 242.9426 | 253.741 | 254.573 | 255.4386 | 256.3378 | 257.2706 | 258.2369
| Electricity system flexibility | Supply side flexibility | Electricity storage energy storage potential | GWh | Hydrogen Evolution | Electricity | Total (excluding vehicle-to-grid) | 27.4563 | 29.5 | 33.8278 | 34.7148 | 40.7167 | 47.0018 | 58.1156 | 66.2078 | 67.8911 | 85.8449 | 92.5487 | 93.5637 | 96.0441 | 98.4405 | 104.5589 | 116.1035 | 119.0966 | 119.5494 | 133.5412 | 143.7009 | 153.8683 | 186.6435 | 186.8266 | 187.0174 | 197.2161 | 207.4225 | 207.6368 | 207.8588 | 208.0886 | 208.3263
| Electricity system flexibility | Supply side flexibility | Electricity storage energy storage potential | GWh | Holistic Transition | Electricity | Total (excluding vehicle-to-grid) | 27.4563 | 29.5 | 33.8278 | 38.4138 | 52.6393 | 62.5109 | 69.2246 | 74.0202 | 93.8632 | 129.9188 | 139.094 | 146.4114 | 149.0686 | 162.2626 | 171.6954 | 196.366 | 206.9744 | 227.7206 | 238.4046 | 249.2334 | 260.008 | 260.8226 | 261.6757 | 262.5687 | 263.6001 | 264.5712 | 265.5819 | 266.631 | 267.7196 | 268.8508
| Electricity system flexibility | Supply side flexibility | Electricity storage energy storage potential | GWh | Counterfactual | Electricity | Total (excluding vehicle-to-grid) | 27.4563 | 29.5 | 33.8278 | 33.1958 | 35.9797 | 39.6852 | 43.9953 | 51.3607 | 57.4878 | 63.3427 | 64.598 | 80.3393 | 83.4191 | 84.2975 | 86.5039 | 97.3954 | 98.2283 | 98.3327 | 98.3694 | 99.1066 | 109.1845 | 109.4261 | 109.513 | 109.601 | 109.6909 | 131.7838 | 131.8806 | 131.9795 | 132.0814 | 132.1863
| Electricity system flexibility | Supply side flexibility | Electricity storage energy storage potential | GWh | Five Year Forecast | Electricity | Total (excluding vehicle-to-grid) | 2021-01-01: 27.4563; 2022-01-01: 27.43; 2023-01-01: 33.8278; 2024-01-01: 34.7148; 2025-01-01: 40.7167; 2026-01-01: 47.0018; 2027-01-01: 58.1156; 2028-01-01: 66.2078; 2029-01-01: 67.8911
| Electricity system flexibility | Supply side flexibility | Electricity storage connection capacity | GW | Electric Engagement | Electricity | Liquid Air | 0.005 | 0.01 | 0.005 | 0.005 | 0.0549 | 0.1547 | 0.1547 | 0.1547 | 0.2547 | 0.5547 | 0.5547 | 0.6547 | 1.2547 | 2.2547 | 2.3547 | 3.2547 | 3.2547 | 3.5547 | 4.0547 | 4.0547 | 4.0547 | 4.0547 | 4.0547 | 4.0547 | 4.0547 | 4.0547 | 4.0547 | 4.0547 | 4.0547 | 4.0547
| Electricity system flexibility | Supply side flexibility | Electricity storage connection capacity | GW | Hydrogen Evolution | Electricity | Liquid Air | 0.005 | 0.01 | 0.005 | 0.005 | 0.0549 | 0.0549 | 0.1547 | 0.1547 | 0.1547 | 0.1547 | 0.8547 | 0.9547 | 1.0547 | 1.3547 | 1.5047 | 1.6047 | 1.6047 | 1.6047 | 1.7047 | 1.7047 | 1.7047 | 3.1047 | 3.1047 | 3.1047 | 3.1047 | 3.1047 | 3.1047 | 3.1047 | 3.1047 | 3.1047
| Electricity system flexibility | Supply side flexibility | Electricity storage connection capacity | GW | Holistic Transition | Electricity | Liquid Air | 0.005 | 0.01 | 0.005 | 0.005 | 0.1547 | 0.1547 | 0.1547 | 0.1547 | 0.3547 | 0.4547 | 0.9547 | 1.0547 | 1.3547 | 2.7547 | 3.8547 | 4.3547 | 4.3547 | 4.3547 | 4.3547 | 4.3547 | 4.3547 | 4.3547 | 4.3547 | 4.3547 | 4.3547 | 4.3547 | 4.3547 | 4.3547 | 4.3547 | 4.3547
| Electricity system flexibility | Supply side flexibility | Electricity storage connection capacity | GW | Counterfactual | Electricity | Liquid Air | 0.005 | 0.01 | 0.005 | 0.005 | 0.005 | 0.0549 | 0.0549 | 0.1547 | 0.1547 | 0.1547 | 0.1547 | 0.1547 | 0.1547 | 0.1547 | 0.6547 | 0.8547 | 1.0547 | 1.0547 | 1.0547 | 1.0547 | 1.0547 | 1.0547 | 1.0547 | 1.0547 | 1.0547 | 1.5547 | 1.5547 | 1.5547 | 1.5547 | 1.5547
| Electricity system flexibility | Supply side flexibility | Electricity storage connection capacity | GW | Five Year Forecast | Electricity | Liquid Air | 2021-01-01: 0.005; 2022-01-01: 0.01; 2023-01-01: 0.005; 2024-01-01: 0.005; 2025-01-01: 0.0549; 2026-01-01: 0.0549; 2027-01-01: 0.1547; 2028-01-01: 0.1547; 2029-01-01: 0.1547
| Electricity system flexibility | Supply side flexibility | Electricity storage connection capacity | GW | Electric Engagement | Electricity | Compressed Air | 0.0033 | 0 | 0.003294 | 0.003294 | 0.003294 | 0.003294 | 0.003294 | 0.003294 | 0.003294 | 0.003294 | 0.003294 | 0.003294 | 0.003294 | 0.003294 | 0.003294 | 0.003294 | 0.50329 | 1.5033 | 2.5033 | 3.0033 | 4.0033 | 5.0033 | 5.5033 | 5.5033 | 6.0033 | 6.0033 | 6.0033 | 6.0033 | 6.0033 | 6.0033
| Electricity system flexibility | Supply side flexibility | Electricity storage connection capacity | GW | Hydrogen Evolution | Electricity | Compressed Air | 0.0033 | 0 | 0.003294 | 0.003294 | 0.003294 | 0.003294 | 0.003294 | 0.003294 | 0.003294 | 0.003294 | 0.003294 | 0.003294 | 0.003294 | 0.003294 | 0.003294 | 0.50329 | 0.50329 | 0.50329 | 1.0033 | 1.5033 | 2.0033 | 3.0033 | 3.0033 | 3.0033 | 3.5033 | 4.0033 | 4.0033 | 4.0033 | 4.0033 | 4.0033
| Electricity system flexibility | Supply side flexibility | Electricity storage connection capacity | GW | Holistic Transition | Electricity | Compressed Air | 0.0033 | 0 | 0.003294 | 0.003294 | 0.003294 | 0.003294 | 0.003294 | 0.003294 | 0.003294 | 0.003294 | 0.003294 | 0.003294 | 0.003294 | 0.003294 | 0.003294 | 1.0033 | 1.5033 | 2.5033 | 3.0033 | 3.5033 | 4.0033 | 4.0033 | 4.0033 | 4.0033 | 4.0033 | 4.0033 | 4.0033 | 4.0033 | 4.0033 | 4.0033
| Electricity system flexibility | Supply side flexibility | Electricity storage connection capacity | GW | Counterfactual | Electricity | Compressed Air | 0.0033 | 0 | 0.003294 | 0.003294 | 0.003294 | 0.003294 | 0.003294 | 0.003294 | 0.003294 | 0.003294 | 0.003294 | 0.003294 | 0.003294 | 0.003294 | 0.003294 | 0.50329 | 0.50329 | 0.50329 | 0.50329 | 0.50329 | 1.0033 | 1.0033 | 1.0033 | 1.0033 | 1.0033 | 2.0033 | 2.0033 | 2.0033 | 2.0033 | 2.0033
| Electricity system flexibility | Supply side flexibility | Electricity storage connection capacity | GW | Five Year Forecast | Electricity | Compressed Air | 2021-01-01: 0.0033; 2022-01-01: 0; 2023-01-01: 0.003294; 2024-01-01: 0.003294; 2025-01-01: 0.003294; 2026-01-01: 0.003294; 2027-01-01: 0.003294; 2028-01-01: 0.003294; 2029-01-01: 0.003294
| Electricity system flexibility | Supply side flexibility | Electricity storage connection capacity | GW | Electric Engagement | Electricity | Battery | 1.5845 | 2.78 | 4.6765 | 6.9706 | 10.669 | 15.3627 | 19.4625 | 21.972 | 23.5084 | 24.6334 | 24.9933 | 25.2481 | 25.444 | 25.9279 | 26.2553 | 26.5003 | 26.7632 | 27.0402 | 27.3333 | 27.7075 | 28.0394 | 28.4182 | 28.7846 | 29.167 | 29.5662 | 29.9822 | 30.415 | 30.8646 | 31.3309 | 31.8141
| Electricity system flexibility | Supply side flexibility | Electricity storage connection capacity | GW | Hydrogen Evolution | Electricity | Battery | 1.5845 | 2.78 | 4.6764 | 5.9628 | 8.4029 | 11.8721 | 17.2582 | 20.904 | 21.8723 | 22.6254 | 22.8992 | 23.231 | 23.7175 | 23.886 | 24.0504 | 25.1548 | 25.223 | 25.6037 | 27.8196 | 27.8994 | 27.9831 | 28.0708 | 28.1623 | 28.2577 | 28.357 | 28.4603 | 28.5674 | 28.6784 | 28.7933 | 28.9121
| Electricity system flexibility | Supply side flexibility | Electricity storage connection capacity | GW | Holistic Transition | Electricity | Battery | 1.5845 | 2.78 | 4.6764 | 7.9583 | 14.884 | 19.4051 | 22.9012 | 25.2554 | 26.7 | 27.3835 | 27.771 | 28.0797 | 28.3504 | 28.6969 | 28.9633 | 29.2486 | 29.5528 | 29.9759 | 30.3179 | 30.7823 | 31.1696 | 31.577 | 32.0036 | 32.4502 | 33.0159 | 33.502 | 34.0078 | 34.5323 | 35.0772 | 35.6419
| Electricity system flexibility | Supply side flexibility | Electricity storage connection capacity | GW | Counterfactual | Electricity | Battery | 1.5845 | 2.78 | 4.6764 | 5.0496 | 6.0408 | 8.0022 | 10.36 | 13.9422 | 17.0892 | 19.532 | 20.2067 | 20.811 | 21.5444 | 22.0427 | 22.2418 | 22.3032 | 22.3361 | 22.4056 | 22.442 | 22.4802 | 22.5192 | 22.6401 | 22.6826 | 22.7273 | 22.7722 | 22.8187 | 22.8675 | 22.917 | 22.9679 | 23.0204
| Electricity system flexibility | Supply side flexibility | Electricity storage connection capacity | GW | Five Year Forecast | Electricity | Battery | 2021-01-01: 1.5845; 2022-01-01: 2.78; 2023-01-01: 4.6764; 2024-01-01: 5.9628; 2025-01-01: 8.4029; 2026-01-01: 11.8721; 2027-01-01: 17.2582; 2028-01-01: 20.904; 2029-01-01: 21.8723
| Electricity system flexibility | Supply side flexibility | Electricity storage connection capacity | GW | Electric Engagement | Electricity | Pumped Hydro | 2.38 | 2.47 | 2.744 | 2.564 | 2.744 | 2.744 | 2.744 | 2.744 | 3.566 | 3.566 | 3.566 | 4.1159 | 4.1159 | 4.1159 | 4.1159 | 4.4159 | 4.4159 | 4.4159 | 4.4159 | 4.4159 | 4.4159 | 4.4159 | 4.4159 | 4.4159 | 4.4159 | 4.4159 | 4.4159 | 4.4159 | 4.4159 | 4.4159
| Electricity system flexibility | Supply side flexibility | Electricity storage connection capacity | GW | Hydrogen Evolution | Electricity | Pumped Hydro | 2.38 | 2.47 | 2.744 | 2.564 | 2.744 | 2.744 | 2.744 | 2.744 | 2.744 | 3.566 | 3.566 | 3.566 | 3.6659 | 3.6659 | 3.9659 | 3.9659 | 4.4159 | 4.4159 | 4.4159 | 4.4159 | 4.4159 | 4.4159 | 4.4159 | 4.4159 | 4.4159 | 4.4159 | 4.4159 | 4.4159 | 4.4159 | 4.4159
| Electricity system flexibility | Supply side flexibility | Electricity storage connection capacity | GW | Holistic Transition | Electricity | Pumped Hydro | 2.38 | 2.47 | 2.744 | 2.564 | 2.744 | 2.744 | 2.744 | 2.744 | 3.566 | 5.3999 | 5.6999 | 6.5999 | 6.5999 | 6.5999 | 6.5999 | 6.8999 | 6.8999 | 6.8999 | 6.8999 | 6.8999 | 6.8999 | 6.8999 | 6.8999 | 6.8999 | 6.8999 | 6.8999 | 6.8999 | 6.8999 | 6.8999 | 6.8999
| Electricity system flexibility | Supply side flexibility | Electricity storage connection capacity | GW | Counterfactual | Electricity | Pumped Hydro | 2.38 | 2.47 | 2.744 | 2.564 | 2.744 | 2.744 | 2.744 | 2.744 | 2.744 | 2.744 | 2.744 | 3.356 | 3.566 | 3.566 | 3.566 | 3.566 | 3.566 | 3.566 | 3.566 | 3.6659 | 3.6659 | 3.6659 | 3.6659 | 3.6659 | 3.6659 | 3.6659 | 3.6659 | 3.6659 | 3.6659 | 3.6659
| Electricity system flexibility | Supply side flexibility | Electricity storage connection capacity | GW | Five Year Forecast | Electricity | Pumped Hydro | 2021-01-01: 2.38; 2022-01-01: 2.47; 2023-01-01: 2.744; 2024-01-01: 2.564; 2025-01-01: 2.744; 2026-01-01: 2.744; 2027-01-01: 2.744; 2028-01-01: 2.744; 2029-01-01: 2.744
| Electricity system flexibility | Supply side flexibility | Electricity storage energy storage potential | GWh | Electric Engagement | Electricity | Liquid Air | 0.015 | 0.02 | 0.02 | 0.02 | 0.3194 | 0.9182 | 0.9182 | 0.9182 | 1.3182 | 3.5182 | 3.5182 | 3.9182 | 8.8182 | 17.3182 | 17.7182 | 25.8182 | 25.8182 | 28.5182 | 30.5182 | 30.5182 | 30.5182 | 30.5182 | 30.5182 | 30.5182 | 30.5182 | 30.5182 | 30.5182 | 30.5182 | 30.5182 | 30.5182
| Electricity system flexibility | Supply side flexibility | Electricity storage energy storage potential | GWh | Hydrogen Evolution | Electricity | Liquid Air | 0.015 | 0.02 | 0.02 | 0.02 | 0.3194 | 0.3194 | 0.9182 | 0.9182 | 0.9182 | 0.9182 | 7.2182 | 7.6182 | 8.5182 | 10.7182 | 12.0682 | 12.4682 | 12.4682 | 12.4682 | 13.3682 | 13.3682 | 13.3682 | 25.9682 | 25.9682 | 25.9682 | 25.9682 | 25.9682 | 25.9682 | 25.9682 | 25.9682 | 25.9682
| Electricity system flexibility | Supply side flexibility | Electricity storage energy storage potential | GWh | Holistic Transition | Electricity | Liquid Air | 0.015 | 0.02 | 0.02 | 0.02 | 0.9182 | 0.9182 | 0.9182 | 0.9182 | 1.7182 | 2.1182 | 6.1182 | 6.5182 | 8.7182 | 21.3182 | 30.2182 | 32.2182 | 32.2182 | 32.2182 | 32.2182 | 32.2182 | 32.2182 | 32.2182 | 32.2182 | 32.2182 | 32.2182 | 32.2182 | 32.2182 | 32.2182 | 32.2182 | 32.2182
| Electricity system flexibility | Supply side flexibility | Electricity storage energy storage potential | GWh | Counterfactual | Electricity | Liquid Air | 0.015 | 0.02 | 0.02 | 0.02 | 0.02 | 0.3194 | 0.3194 | 0.9182 | 0.9182 | 0.9182 | 0.9182 | 0.9182 | 0.9182 | 0.9182 | 2.9182 | 3.7182 | 4.5182 | 4.5182 | 4.5182 | 4.5182 | 4.5182 | 4.5182 | 4.5182 | 4.5182 | 4.5182 | 6.5182 | 6.5182 | 6.5182 | 6.5182 | 6.5182
| Electricity system flexibility | Supply side flexibility | Electricity storage energy storage potential | GWh | Five Year Forecast | Electricity | Liquid Air | 2021-01-01: 0.015; 2022-01-01: 0.02; 2023-01-01: 0.02; 2024-01-01: 0.02; 2025-01-01: 0.3194; 2026-01-01: 0.3194; 2027-01-01: 0.9182; 2028-01-01: 0.9182; 2029-01-01: 0.9182
| Electricity system flexibility | Supply side flexibility | Electricity storage energy storage potential | GWh | Electric Engagement | Electricity | Compressed Air | 0.0132 | 0.01 | 0.01647 | 0.01647 | 0.01647 | 0.01647 | 0.01647 | 0.01647 | 0.01647 | 0.01647 | 0.01647 | 0.01647 | 0.01647 | 0.01647 | 0.01647 | 0.01647 | 10.0165 | 30.0165 | 50.0165 | 60.0165 | 80.0165 | 100.0165 | 110.0165 | 110.0165 | 120.0165 | 120.0165 | 120.0165 | 120.0165 | 120.0165 | 120.0165
| Electricity system flexibility | Supply side flexibility | Electricity storage energy storage potential | GWh | Hydrogen Evolution | Electricity | Compressed Air | 0.0132 | 0.01 | 0.01647 | 0.01647 | 0.01647 | 0.01647 | 0.01647 | 0.01647 | 0.01647 | 0.01647 | 0.01647 | 0.01647 | 0.01647 | 0.01647 | 0.01647 | 10.0165 | 10.0165 | 10.0165 | 20.0165 | 30.0165 | 40.0165 | 60.0165 | 60.0165 | 60.0165 | 70.0165 | 80.0165 | 80.0165 | 80.0165 | 80.0165 | 80.0165
| Electricity system flexibility | Supply side flexibility | Electricity storage energy storage potential | GWh | Holistic Transition | Electricity | Compressed Air | 0.0132 | 0.01 | 0.01647 | 0.01647 | 0.01647 | 0.01647 | 0.01647 | 0.01647 | 0.01647 | 0.01647 | 0.01647 | 0.01647 | 0.01647 | 0.01647 | 0.01647 | 20.0165 | 30.0165 | 50.0165 | 60.0165 | 70.0165 | 80.0165 | 80.0165 | 80.0165 | 80.0165 | 80.0165 | 80.0165 | 80.0165 | 80.0165 | 80.0165 | 80.0165
| Electricity system flexibility | Supply side flexibility | Electricity storage energy storage potential | GWh | Counterfactual | Electricity | Compressed Air | 0.0132 | 0.01 | 0.01647 | 0.01647 | 0.01647 | 0.01647 | 0.01647 | 0.01647 | 0.01647 | 0.01647 | 0.01647 | 0.01647 | 0.01647 | 0.01647 | 0.01647 | 10.0165 | 10.0165 | 10.0165 | 10.0165 | 10.0165 | 20.0165 | 20.0165 | 20.0165 | 20.0165 | 20.0165 | 40.0165 | 40.0165 | 40.0165 | 40.0165 | 40.0165
| Electricity system flexibility | Supply side flexibility | Electricity storage energy storage potential | GWh | Five Year Forecast | Electricity | Compressed Air | 2021-01-01: 0.0132; 2022-01-01: 0.01; 2023-01-01: 0.01647; 2024-01-01: 0.01647; 2025-01-01: 0.01647; 2026-01-01: 0.01647; 2027-01-01: 0.01647; 2028-01-01: 0.01647; 2029-01-01: 0.01647
| Electricity system flexibility | Supply side flexibility | Electricity storage energy storage potential | GWh | Electric Engagement | Electricity | Battery | 1.6081 | 3.1 | 5.7874 | 9.7058 | 16.0239 | 25.1567 | 33.9286 | 38.6709 | 41.5363 | 43.6398 | 44.3099 | 44.8294 | 45.2213 | 45.9953 | 46.551 | 47.0408 | 47.5643 | 48.1182 | 48.7045 | 49.3937 | 50.0577 | 50.8153 | 51.5469 | 52.3117 | 53.11 | 53.942 | 54.8076 | 55.7068 | 56.6396 | 57.606
| Electricity system flexibility | Supply side flexibility | Electricity storage energy storage potential | GWh | Hydrogen Evolution | Electricity | Battery | 1.6081 | 3.1 | 5.7874 | 7.7544 | 12.3768 | 18.6619 | 29.1769 | 37.2691 | 38.9524 | 40.5383 | 40.942 | 41.5571 | 42.4381 | 42.6345 | 42.9029 | 44.0475 | 44.1157 | 44.5684 | 47.6602 | 47.8199 | 47.9873 | 48.1626 | 48.3456 | 48.5365 | 48.7351 | 48.9415 | 49.1558 | 49.3778 | 49.6077 | 49.8453
| Electricity system flexibility | Supply side flexibility | Electricity storage energy storage potential | GWh | Holistic Transition | Electricity | Battery | 1.6081 | 3.1 | 5.7874 | 11.4534 | 23.7007 | 33.5722 | 40.2859 | 45.0815 | 47.7565 | 48.9718 | 49.647 | 50.2644 | 50.7216 | 51.3156 | 51.8484 | 52.419 | 53.0274 | 53.7736 | 54.4576 | 55.2864 | 56.0611 | 56.8757 | 57.7287 | 58.6217 | 59.6532 | 60.6242 | 61.6349 | 62.684 | 63.7726 | 64.9038
| Electricity system flexibility | Supply side flexibility | Electricity storage energy storage potential | GWh | Counterfactual | Electricity | Battery | 1.6081 | 3.1 | 5.7874 | 6.2353 | 7.9392 | 11.3453 | 15.6555 | 22.422 | 28.5492 | 34.404 | 35.6594 | 36.7126 | 38.1124 | 38.9908 | 39.1972 | 39.2887 | 39.3216 | 39.4261 | 39.4628 | 39.5006 | 39.5785 | 39.8201 | 39.907 | 39.995 | 40.0849 | 40.1778 | 40.2746 | 40.3735 | 40.4754 | 40.5803
| Electricity system flexibility | Supply side flexibility | Electricity storage energy storage potential | GWh | Five Year Forecast | Electricity | Battery | 2021-01-01: 1.6081; 2022-01-01: 3.1; 2023-01-01: 5.7874; 2024-01-01: 7.7544; 2025-01-01: 12.3768; 2026-01-01: 18.6619; 2027-01-01: 29.1769; 2028-01-01: 37.2691; 2029-01-01: 38.9524
| Electricity system flexibility | Supply side flexibility | Electricity storage energy storage potential | GWh | Electric Engagement | Electricity | Pumped Hydro | 25.82 | 26.36 | 28.004 | 26.924 | 28.004 | 28.004 | 28.004 | 28.004 | 44.372 | 44.372 | 44.372 | 47.9963 | 47.9963 | 47.9963 | 47.9963 | 50.0963 | 50.0963 | 50.0963 | 50.0963 | 50.0963 | 50.0963 | 50.0963 | 50.0963 | 50.0963 | 50.0963 | 50.0963 | 50.0963 | 50.0963 | 50.0963 | 50.0963
| Electricity system flexibility | Supply side flexibility | Electricity storage energy storage potential | GWh | Hydrogen Evolution | Electricity | Pumped Hydro | 25.82 | 26.36 | 28.004 | 26.924 | 28.004 | 28.004 | 28.004 | 28.004 | 28.004 | 44.372 | 44.372 | 44.372 | 45.0713 | 45.0713 | 49.5713 | 49.5713 | 52.4963 | 52.4963 | 52.4963 | 52.4963 | 52.4963 | 52.4963 | 52.4963 | 52.4963 | 52.4963 | 52.4963 | 52.4963 | 52.4963 | 52.4963 | 52.4963
| Electricity system flexibility | Supply side flexibility | Electricity storage energy storage potential | GWh | Holistic Transition | Electricity | Pumped Hydro | 25.82 | 26.36 | 28.004 | 26.924 | 28.004 | 28.004 | 28.004 | 28.004 | 44.372 | 78.8123 | 83.3123 | 89.6123 | 89.6123 | 89.6123 | 89.6123 | 91.7123 | 91.7123 | 91.7123 | 91.7123 | 91.7123 | 91.7123 | 91.7123 | 91.7123 | 91.7123 | 91.7123 | 91.7123 | 91.7123 | 91.7123 | 91.7123 | 91.7123
| Electricity system flexibility | Supply side flexibility | Electricity storage energy storage potential | GWh | Counterfactual | Electricity | Pumped Hydro | 25.82 | 26.36 | 28.004 | 26.924 | 28.004 | 28.004 | 28.004 | 28.004 | 28.004 | 28.004 | 28.004 | 42.692 | 44.372 | 44.372 | 44.372 | 44.372 | 44.372 | 44.372 | 44.372 | 45.0713 | 45.0713 | 45.0713 | 45.0713 | 45.0713 | 45.0713 | 45.0713 | 45.0713 | 45.0713 | 45.0713 | 45.0713
| Electricity system flexibility | Supply side flexibility | Electricity storage energy storage potential | GWh | Five Year Forecast | Electricity | Pumped Hydro | 2021-01-01: 25.82; 2022-01-01: 26.36; 2023-01-01: 28.004; 2024-01-01: 26.924; 2025-01-01: 28.004; 2026-01-01: 28.004; 2027-01-01: 28.004; 2028-01-01: 28.004; 2029-01-01: 28.004
| Electricity system flexibility | Supply side flexibility | Interconnectors | TWh | Electric Engagement | Electricity | Netflows | 35.5961 | -4.45 | 6.1259 | 11.2701 | 3.0583 | -9.2812 | -1.1839 | -2.347 | -19.2549 | -38.1831 | -42.2201 | -54.4143 | -59.2014 | -71.5611 | -79.1498 | -84.3189 | -94.4008 | -94.7434 | -96.9569 | -99.5628 | -97.3852 | -92.0345 | -85.466 | -75.3335 | -75.284 | -79.7074 | -78.5496 | -79.5615 | -79.3439 | -72.5054
| Electricity system flexibility | Supply side flexibility | Interconnectors | TWh | Hydrogen Evolution | Electricity | Netflows | 35.5961 | -4.45 | 6.1259 | 15.9281 | 11.4315 | -6.9332 | 5.9207 | 5.822 | -11.4928 | -24.7415 | -36.1625 | -30.4602 | -36.0778 | -41.9944 | -47.9626 | -47.1691 | -57.4192 | -68.7635 | -66.6413 | -67.0569 | -62.068 | -64.5024 | -62.5042 | -53.5133 | -55.1216 | -46.1463 | -44.5065 | -43.0645 | -28.2949 | -14.8771
| Electricity system flexibility | Supply side flexibility | Interconnectors | TWh | Holistic Transition | Electricity | Netflows | 35.5961 | -4.45 | 6.1259 | 5.4999 | -10.6677 | -25.9407 | -12.5587 | -26.5725 | -40.1606 | -53.6078 | -63.4793 | -68.8338 | -89.9026 | -93.4996 | -103.0503 | -99.3653 | -96.3634 | -89.1327 | -91.8723 | -93.3993 | -91.2231 | -90.769 | -84.7833 | -73.5349 | -72.6289 | -76.8209 | -74.6635 | -70.0301 | -68.4333 | -57.8435
| Electricity system flexibility | Supply side flexibility | Interconnectors | TWh | Counterfactual | Electricity | Netflows | 35.5961 | -4.45 | 6.1259 | 22.5803 | 26.3585 | 20.4755 | 23.6404 | 15.1541 | 12.3269 | -9.2196 | -5.0258 | -16.0762 | -19.7966 | -28.5778 | -52.5784 | -60.2585 | -71.181 | -83.2659 | -87.2187 | -96.1194 | -96.8285 | -103.2735 | -103.3395 | -99.732 | -101.8518 | -104.3605 | -103.5378 | -101.894 | -98.7997 | -96.8577
| Electricity system flexibility | Supply side flexibility | Interconnectors | TWh | Five Year Forecast | Electricity | Netflows | 2021-01-01: 35.5961; 2022-01-01: -4.45; 2023-01-01: 6.1259; 2024-01-01: 17.5423; 2025-01-01: 12.9834; 2026-01-01: -7.1554; 2027-01-01: 6.7599; 2028-01-01: 7.3878; 2029-01-01: -9.3761
| Electricity system flexibility | Supply side flexibility | Interconnectors | TWh | Electric Engagement | Electricity | Import | 39.1472 | 23.07 | 20.6523 | 29.5772 | 26.7794 | 20.1094 | 26.1058 | 29.6472 | 22.7012 | 16.5233 | 16.0892 | 22.0907 | 21.999 | 22.8463 | 20.2539 | 22.2033 | 23.4344 | 22.9478 | 23.5528 | 23.078 | 24.1423 | 27.1509 | 30.1797 | 34.4433 | 34.1103 | 33.2376 | 33.6256 | 34.0893 | 33.7807 | 35.296
| Electricity system flexibility | Supply side flexibility | Interconnectors | TWh | Hydrogen Evolution | Electricity | Import | 39.1472 | 23.07 | 20.6523 | 31.8057 | 30.836 | 22.0229 | 29.8384 | 31.3134 | 25.5587 | 20.9879 | 17.5354 | 20.7156 | 24.0364 | 26.5001 | 24.806 | 26.6842 | 22.2896 | 17.0903 | 18.9911 | 18.6207 | 20.633 | 21.8598 | 23.2956 | 27.2338 | 27.0337 | 33.5857 | 33.6557 | 34.8083 | 42.6834 | 48.9672
| Electricity system flexibility | Supply side flexibility | Interconnectors | TWh | Holistic Transition | Electricity | Import | 39.1472 | 23.07 | 20.6523 | 24.8795 | 19.0197 | 13.0799 | 21.3635 | 21.0821 | 15.8886 | 12.9847 | 20.0429 | 23.0102 | 21.6198 | 26.788 | 23.5835 | 30.5114 | 30.8853 | 33.7039 | 33.9533 | 33.919 | 34.8253 | 35.5208 | 37.5342 | 42.1333 | 43.0821 | 41.9932 | 42.4807 | 45.196 | 46.1762 | 49.8914
| Electricity system flexibility | Supply side flexibility | Interconnectors | TWh | Counterfactual | Electricity | Import | 39.1472 | 23.07 | 20.6523 | 35.5728 | 39.9678 | 37.8853 | 40.9541 | 35.3756 | 35.3605 | 25.3712 | 28.9814 | 25.6989 | 23.1452 | 22.6278 | 17.1376 | 17.3799 | 13.599 | 10.2463 | 9.2323 | 7.7603 | 7.8237 | 7.5269 | 8.0992 | 9.0222 | 8.4514 | 8.9033 | 9.5279 | 10.2705 | 11.2063 | 11.6698
| Electricity system flexibility | Supply side flexibility | Interconnectors | TWh | Five Year Forecast | Electricity | Import | 2021-01-01: 39.1472; 2022-01-01: 23.07; 2023-01-01: 20.6523; 2024-01-01: 32.5434; 2025-01-01: 31.7098; 2026-01-01: 21.6212; 2027-01-01: 30.2524; 2028-01-01: 32.5108; 2029-01-01: 26.2044
| Electricity system flexibility | Supply side flexibility | Interconnectors | TWh | Electric Engagement | Electricity | Export | -3.5511 | -27.51 | -14.5264 | -18.3071 | -23.7211 | -29.3906 | -27.2897 | -31.9942 | -41.9562 | -54.7064 | -58.3093 | -76.505 | -81.2004 | -94.4074 | -99.4037 | -106.5222 | -117.8352 | -117.6912 | -120.5097 | -122.6408 | -121.5275 | -119.1854 | -115.6457 | -109.7768 | -109.3944 | -112.9451 | -112.1752 | -113.6507 | -113.1245 | -107.8014
| Electricity system flexibility | Supply side flexibility | Interconnectors | TWh | Hydrogen Evolution | Electricity | Export | -3.5511 | -27.51 | -14.5264 | -15.8776 | -19.4045 | -28.9561 | -23.9176 | -25.4914 | -37.0515 | -45.7294 | -53.6979 | -51.1757 | -60.1142 | -68.4945 | -72.7686 | -73.8533 | -79.7088 | -85.8538 | -85.6325 | -85.6776 | -82.701 | -86.3621 | -85.7998 | -80.7472 | -82.1554 | -79.732 | -78.1623 | -77.8728 | -70.9782 | -63.8443
| Electricity system flexibility | Supply side flexibility | Interconnectors | TWh | Holistic Transition | Electricity | Export | -3.5511 | -27.51 | -14.5264 | -19.3796 | -29.6873 | -39.0206 | -33.9222 | -47.6546 | -56.0493 | -66.5925 | -83.5222 | -91.844 | -111.5225 | -120.2876 | -126.6338 | -129.8767 | -127.2487 | -122.8365 | -125.8256 | -127.3183 | -126.0483 | -126.2899 | -122.3175 | -115.6682 | -115.711 | -118.8141 | -117.1442 | -115.2261 | -114.6095 | -107.735
| Electricity system flexibility | Supply side flexibility | Interconnectors | TWh | Counterfactual | Electricity | Export | -3.5511 | -27.51 | -14.5264 | -12.9925 | -13.6094 | -17.4097 | -17.3137 | -20.2215 | -23.0336 | -34.5908 | -34.0071 | -41.7751 | -42.9418 | -51.2056 | -69.716 | -77.6384 | -84.78 | -93.5123 | -96.451 | -103.8797 | -104.6522 | -110.8003 | -111.4387 | -108.7542 | -110.3032 | -113.2638 | -113.0656 | -112.1645 | -110.006 | -108.5275
| Electricity system flexibility | Supply side flexibility | Interconnectors | TWh | Five Year Forecast | Electricity | Export | 2021-01-01: -3.5511; 2022-01-01: -27.51; 2023-01-01: -14.5264; 2024-01-01: -15.0011; 2025-01-01: -18.7264; 2026-01-01: -28.7766; 2027-01-01: -23.4924; 2028-01-01: -25.123; 2029-01-01: -35.5806
| Electricity system flexibility | Supply side flexibility | Dispatchable electricity supply capacity | GW | Electric Engagement | Hydrogen | Hydrogen generation | 0 | 0 | 0 | 0 | 0 | 0 | 0 | 0 | 0.0022 | 0.0046 | 0.0132 | 0.0227 | 0.3039 | 1.1289 | 6.1387 | 7.765 | 8.9468 | 11.7074 | 12.0888 | 13.5935 | 14.0258 | 15.0899 | 18.4928 | 19.5409 | 20.1434 | 20.8131 | 21.0131 | 21.0131 | 21.0131 | 21.0131
| Electricity system flexibility | Supply side flexibility | Dispatchable electricity supply capacity | GW | Hydrogen Evolution | Hydrogen | Hydrogen generation | 0 | 0 | 0 | 0 | 0 | 0 | 0 | 0.025 | 0.1232 | 1.26 | 2.6921 | 4.4448 | 6.8495 | 11.9421 | 17.7169 | 21.5088 | 24.0364 | 26.0826 | 28.4812 | 30.5181 | 32.0649 | 33.3149 | 35.9891 | 36.6092 | 36.9684 | 38.3053 | 38.5851 | 38.8348 | 44.3083 | 44.5295
| Electricity system flexibility | Supply side flexibility | Dispatchable electricity supply capacity | GW | Holistic Transition | Hydrogen | Hydrogen generation | 0 | 0 | 0 | 0 | 0 | 0 | 0 | 0 | 0.053931 | 0.27842 | 0.54984 | 0.88522 | 1.412 | 2.2494 | 3.9192 | 6.4491 | 8.8803 | 10.6329 | 11.9704 | 12.3567 | 13.4705 | 13.8833 | 14.9664 | 15.3441 | 16.593 | 17.3346 | 18.2723 | 18.4255 | 18.5432 | 19.379
| Electricity system flexibility | Supply side flexibility | Dispatchable electricity supply capacity | GW | Counterfactual | Hydrogen | Hydrogen generation | 0 | 0 | 0 | 0 | 0 | 0 | 0 | 0 | 0 | 0 | 0 | 0 | 0 | 0 | 0 | 0 | 1.8 | 1.8 | 1.8 | 1.8 | 1.8 | 1.8 | 1.8 | 3.6 | 3.6 | 3.6 | 3.6 | 3.6 | 5.45 | 5.45
| Electricity system flexibility | Supply side flexibility | Dispatchable electricity supply capacity | GW | Five Year Forecast | Hydrogen | Hydrogen generation | 2021-01-01: 0; 2022-01-01: 0; 2023-01-01: 0; 2024-01-01: 0; 2025-01-01: 0; 2026-01-01: 0; 2027-01-01: 0; 2028-01-01: 0.025; 2029-01-01: 0.1232
| Electricity system flexibility | Supply side flexibility | Dispatchable electricity supply capacity | GW | Electric Engagement | Gas | CCS Gas | 0 | 0 | 0 | 0 | 0 | 0 | 0 | 0 | 0 | 0 | 0 | 0 | 3.35 | 5.35 | 8.11 | 8.11 | 9.11 | 11.37 | 11.97 | 13.07 | 14.07 | 14.67 | 15.22 | 15.22 | 15.22 | 15.22 | 15.22 | 15.22 | 15.22 | 16.02
| Electricity system flexibility | Supply side flexibility | Dispatchable electricity supply capacity | GW | Hydrogen Evolution | Gas | CCS Gas | 0 | 0 | 0 | 0 | 0 | 0 | 0 | 0 | 0 | 0 | 0 | 0 | 0.75 | 1.66 | 1.66 | 1.66 | 2.26 | 3.26 | 3.26 | 4.17 | 5.63 | 6.43 | 6.43 | 6.43 | 7.73 | 7.73 | 7.73 | 7.73 | 11.13 | 11.13
| Electricity system flexibility | Supply side flexibility | Dispatchable electricity supply capacity | GW | Holistic Transition | Gas | CCS Gas | 0 | 0 | 0 | 0 | 0 | 0 | 0 | 0 | 0 | 0 | 0 | 0 | 0 | 0.91 | 3.31 | 5.47 | 5.47 | 5.47 | 5.47 | 6.47 | 8.17 | 8.17 | 8.17 | 8.17 | 8.17 | 8.87 | 9.67 | 9.67 | 9.67 | 9.67
| Electricity system flexibility | Supply side flexibility | Dispatchable electricity supply capacity | GW | Counterfactual | Gas | CCS Gas | 0 | 0 | 0 | 0 | 0 | 0 | 0 | 0 | 0 | 0 | 0 | 0 | 0 | 0 | 1.81 | 1.81 | 2.71 | 4.48 | 4.48 | 7.78 | 7.78 | 8.68 | 11.38 | 11.38 | 11.38 | 14.16 | 15.06 | 15.06 | 16.86 | 16.86
| Electricity system flexibility | Supply side flexibility | Dispatchable electricity supply capacity | GW | Five Year Forecast | Gas | CCS Gas | 2021-01-01: 0; 2022-01-01: 0; 2023-01-01: 0; 2024-01-01: 0; 2025-01-01: 0; 2026-01-01: 0; 2027-01-01: 0; 2028-01-01: 0; 2029-01-01: 0
| Electricity system flexibility | Supply side flexibility | Dispatchable electricity supply capacity | GW | Electric Engagement | Gas | Gas generation | 34.8477 | 36.29 | 35.8395 | 39.3669 | 40.4493 | 43.1369 | 43.3619 | 43.7962 | 44.5033 | 44.0873 | 30.3214 | 29.7116 | 25.5427 | 22.5261 | 18.3894 | 15.3695 | 13.8501 | 10.9119 | 10.5056 | 9.1609 | 6.5043 | 4.4085 | 0.6189 | 0.5438 | 0.4664 | 0.0389 | 0.0292 | 0.0195 | 0.0098 | 0.0001
| Electricity system flexibility | Supply side flexibility | Dispatchable electricity supply capacity | GW | Hydrogen Evolution | Gas | Gas generation | 34.8477 | 36.29 | 35.8395 | 39.3776 | 40.4708 | 43.1691 | 43.4048 | 43.1077 | 42.8257 | 43.4137 | 34.696 | 31.2821 | 29.8024 | 23.3844 | 21.8487 | 20.7428 | 20.2256 | 18.503 | 17.6429 | 15.5355 | 14.1309 | 13.6023 | 13.3238 | 13.311 | 13.2983 | 10.9865 | 10.9738 | 10.051 | 0.9063 | 0.0005
| Electricity system flexibility | Supply side flexibility | Dispatchable electricity supply capacity | GW | Holistic Transition | Gas | Gas generation | 34.8477 | 36.29 | 35.8395 | 39.1903 | 40.1516 | 42.6864 | 42.712 | 42.7388 | 42.8968 | 35.0997 | 21.4083 | 19.8505 | 16.4094 | 12.2034 | 5.3972 | 0 | 0 | 0 | 0 | 0 | 0 | 0 | 0 | 0 | 0 | 0 | 0 | 0 | 0 | 0
| Electricity system flexibility | Supply side flexibility | Dispatchable electricity supply capacity | GW | Counterfactual | Gas | Gas generation | 34.8477 | 36.29 | 35.8395 | 39.2914 | 39.9373 | 42.9746 | 45.3306 | 45.6727 | 45.997 | 44.9083 | 35.4525 | 34.9454 | 36.7122 | 36.4335 | 35.0074 | 34.8625 | 33.454 | 33.403 | 34.2408 | 34.1692 | 34.0415 | 34.833 | 34.6964 | 34.5891 | 34.4537 | 34.3306 | 34.2114 | 34.0622 | 33.9222 | 33.7533
| Electricity system flexibility | Supply side flexibility | Dispatchable electricity supply capacity | GW | Five Year Forecast | Gas | Gas generation | 2021-01-01: 34.8477; 2022-01-01: 31.05; 2023-01-01: 35.8395; 2024-01-01: 39.3775; 2025-01-01: 40.4708; 2026-01-01: 43.1691; 2027-01-01: 43.4048; 2028-01-01: 43.1077; 2029-01-01: 42.8257
| Electricity system flexibility | Supply side flexibility | Dispatchable electricity supply capacity | GW | Electric Engagement | Bioresources | Biomass | 4.0477 | 4.42 | 4.3285 | 4.3323 | 4.3362 | 4.3401 | 4.3439 | 4.2625 | 4.2662 | 4.22 | 3.9387 | 3.3075 | 2.7836 | 2.7874 | 2.7151 | 1.8569 | 1.8156 | 0.53436 | 0.49311 | 0.49686 | 0.45589 | 0.45994 | 0.419 | 0.42308 | 0.38248 | 0.32283 | 0.39139 | 0.39623 | 0.40113 | 0.40609
| Electricity system flexibility | Supply side flexibility | Dispatchable electricity supply capacity | GW | Hydrogen Evolution | Bioresources | Biomass | 4.0477 | 4.42 | 4.3285 | 4.3304 | 4.3324 | 4.3343 | 4.3362 | 4.2629 | 4.2648 | 4.2266 | 4.2285 | 4.2303 | 4.1505 | 3.5173 | 3.4481 | 0.57682 | 0.53857 | 0.54031 | 0.50204 | 0.50363 | 0.46522 | 0.46679 | 0.42811 | 0.42942 | 0.43071 | 0.43186 | 0.433 | 0.43404 | 0.43508 | 0.43613
| Electricity system flexibility | Supply side flexibility | Dispatchable electricity supply capacity | GW | Holistic Transition | Bioresources | Biomass | 4.0477 | 4.42 | 4.3284 | 4.3326 | 4.3368 | 4.341 | 4.3451 | 4.264 | 4.2681 | 4.1791 | 3.1522 | 2.7682 | 2.6857 | 2.6747 | 2.5618 | 2.4808 | 0.5349 | 0.53896 | 0.49802 | 0.50208 | 0.46141 | 0.46577 | 0.42514 | 0.42953 | 0.38924 | 0.39398 | 0.39876 | 0.40391 | 0.40912 | 0.41439
| Electricity system flexibility | Supply side flexibility | Dispatchable electricity supply capacity | GW | Counterfactual | Bioresources | Biomass | 4.0477 | 4.42 | 4.3284 | 4.3406 | 4.352 | 4.3616 | 4.3693 | 4.3752 | 4.3791 | 4.3831 | 4.3871 | 4.391 | 3.76 | 3.764 | 3.1329 | 1.5799 | 1.5838 | 1.5878 | 1.3068 | 1.3107 | 1.3147 | 1.3187 | 0.92662 | 0.93058 | 0.93455 | 0.93851 | 0.94247 | 0.94643 | 0.9504 | 0.95436
| Electricity system flexibility | Supply side flexibility | Dispatchable electricity supply capacity | GW | Five Year Forecast | Bioresources | Biomass | 2021-01-01: 4.0477; 2022-01-01: 3.54; 2023-01-01: 4.3284; 2024-01-01: 4.3304; 2025-01-01: 4.3324; 2026-01-01: 4.3343; 2027-01-01: 4.3362; 2028-01-01: 4.2629; 2029-01-01: 4.2648
| Electricity system flexibility | Supply side flexibility | Dispatchable electricity supply capacity | GW | Electric Engagement | Bioresources | CCS Biomass | 0 | 0 | 0 | 0 | 0 | 0 | 0 | 0 | 0 | 0 | 0.6 | 1.2 | 1.8 | 2.4 | 2.4 | 2.4 | 2.4 | 3 | 3 | 4.2 | 4.2 | 4.2 | 4.2 | 4.2 | 4.65 | 4.65 | 4.65 | 4.65 | 4.65 | 4.65
| Electricity system flexibility | Supply side flexibility | Dispatchable electricity supply capacity | GW | Hydrogen Evolution | Bioresources | CCS Biomass | 0 | 0 | 0 | 0 | 0 | 0 | 0 | 0 | 0 | 0 | 0.6 | 0.6 | 0.6 | 1.2 | 1.8 | 3 | 3.6 | 3.6 | 3.6 | 3.6 | 3.977 | 3.977 | 3.977 | 3.977 | 3.977 | 3.977 | 3.977 | 3.977 | 4.477 | 4.477
| Electricity system flexibility | Supply side flexibility | Dispatchable electricity supply capacity | GW | Holistic Transition | Bioresources | CCS Biomass | 0 | 0 | 0 | 0 | 0 | 0 | 0 | 0 | 0 | 0.6 | 1.2 | 1.8 | 2.4 | 2.4 | 2.4 | 2.4 | 3.4 | 3.4 | 3.4 | 3.4 | 3.4 | 3.4 | 3.4 | 3.4 | 3.4 | 3.4 | 3.4 | 3.4 | 3.4 | 3.4
| Electricity system flexibility | Supply side flexibility | Dispatchable electricity supply capacity | GW | Counterfactual | Bioresources | CCS Biomass | 0 | 0 | 0 | 0 | 0 | 0 | 0 | 0 | 0 | 0 | 0 | 0 | 0 | 0 | 0 | 2.4 | 2.4 | 2.4 | 2.4 | 2.4 | 2.4 | 2.4 | 2.4 | 2.4 | 3 | 3 | 3 | 4.6 | 4.6 | 4.6
| Electricity system flexibility | Supply side flexibility | Dispatchable electricity supply capacity | GW | Five Year Forecast | Bioresources | CCS Biomass | 2021-01-01: 0; 2022-01-01: 0; 2023-01-01: 0; 2024-01-01: 0; 2025-01-01: 0; 2026-01-01: 0; 2027-01-01: 0; 2028-01-01: 0; 2029-01-01: 0
| Electricity system flexibility | Supply side flexibility | Dispatchable electricity supply capacity | GW | Electric Engagement | Coal | Coal generation | 4.24 | 4.24 | 1.988 | 1.988 | 0 | 0 | 0 | 0 | 0 | 0 | 0 | 0 | 0 | 0 | 0 | 0 | 0 | 0 | 0 | 0 | 0 | 0 | 0 | 0 | 0 | 0 | 0 | 0 | 0 | 0
| Electricity system flexibility | Supply side flexibility | Dispatchable electricity supply capacity | GW | Hydrogen Evolution | Coal | Coal generation | 4.24 | 4.24 | 1.988 | 1.988 | 0 | 0 | 0 | 0 | 0 | 0 | 0 | 0 | 0 | 0 | 0 | 0 | 0 | 0 | 0 | 0 | 0 | 0 | 0 | 0 | 0 | 0 | 0 | 0 | 0 | 0
| Electricity system flexibility | Supply side flexibility | Dispatchable electricity supply capacity | GW | Holistic Transition | Coal | Coal generation | 4.24 | 4.24 | 1.988 | 1.988 | 0 | 0 | 0 | 0 | 0 | 0 | 0 | 0 | 0 | 0 | 0 | 0 | 0 | 0 | 0 | 0 | 0 | 0 | 0 | 0 | 0 | 0 | 0 | 0 | 0 | 0
| Electricity system flexibility | Supply side flexibility | Dispatchable electricity supply capacity | GW | Counterfactual | Coal | Coal generation | 4.24 | 4.24 | 1.988 | 1.988 | 0 | 0 | 0 | 0 | 0 | 0 | 0 | 0 | 0 | 0 | 0 | 0 | 0 | 0 | 0 | 0 | 0 | 0 | 0 | 0 | 0 | 0 | 0 | 0 | 0 | 0
| Electricity system flexibility | Supply side flexibility | Dispatchable electricity supply capacity | GW | Five Year Forecast | Coal | Coal generation | 2021-01-01: 4.24; 2022-01-01: 4.24; 2023-01-01: 1.988; 2024-01-01: 1.988; 2025-01-01: 0; 2026-01-01: 0; 2027-01-01: 0; 2028-01-01: 0; 2029-01-01: 0
| Electricity system flexibility | Demand side flexibility | Demand side response | GW | Electric Engagement | Electricity | Residential DSR impact at peak | 0 | -0.32629 | -0.44495 | -0.3 | -0.59314 | -0.74431 | -0.97789 | -1.3088 | -1.7661 | -2.0249 | -2.3274 | -2.5013 | -2.6332 | -2.787 | -2.9427 | -3.3118 | -3.4693 | -3.7122 | -3.9563 | -4.2377 | -4.4643 | -4.7877 | -5.1484 | -5.337 | -5.2682 | -5.3199 | -5.3321 | -5.3327 | -5.3229 | -5.272
| Electricity system flexibility | Demand side flexibility | Demand side response | GW | Hydrogen Evolution | Electricity | Residential DSR impact at peak | 0 | -0.32629 | -0.44495 | -0.3 | -0.34217 | -0.35378 | -0.43071 | -0.57281 | -0.67665 | -0.77889 | -0.81234 | -0.78899 | -0.77221 | -0.76176 | -0.76464 | -0.77764 | -0.79631 | -0.81443 | -0.83545 | -0.85478 | -0.88063 | -0.91527 | -0.95231 | -0.98391 | -1.0104 | -1.0338 | -1.0619 | -1.0889 | -1.1157 | -1.1375
| Electricity system flexibility | Demand side flexibility | Demand side response | GW | Holistic Transition | Electricity | Residential DSR impact at peak | 0 | -0.32629 | -0.44495 | -0.3 | -0.3965 | -0.50115 | -0.88429 | -1.1896 | -1.6029 | -1.9761 | -2.1927 | -2.3283 | -2.419 | -2.5434 | -2.6866 | -3.0124 | -3.1835 | -3.4045 | -3.5974 | -3.8945 | -4.0708 | -4.3152 | -4.658 | -4.936 | -5.1728 | -5.5182 | -5.6391 | -5.8827 | -6.1034 | -6.3738
| Electricity system flexibility | Demand side flexibility | Demand side response | GW | Counterfactual | Electricity | Residential DSR impact at peak | 0 | -0.32629 | -0.44495 | -0.3 | -0.084994 | -0.094043 | -0.11084 | -0.13629 | -0.16945 | -0.22009 | -0.26277 | -0.32751 | -0.42148 | -0.43096 | -0.40592 | -0.39753 | -0.39905 | -0.4017 | -0.40455 | -0.38738 | -0.3904 | -0.39477 | -0.40159 | -0.40922 | -0.40025 | -0.40357 | -0.40614 | -0.41064 | -0.41586 | -0.42129
| Electricity system flexibility | Demand side flexibility | Demand side response | GW | Five Year Forecast | Electricity | Residential DSR impact at peak | 2021-01-01: 0; 2022-01-01: -0.32629; 2023-01-01: -0.44495; 2024-01-01: -0.3; 2025-01-01: -0.3444; 2026-01-01: -0.38777; 2027-01-01: -0.5053; 2028-01-01: -0.80207; 2029-01-01: -1.057
| Electricity system flexibility | Demand side flexibility | Demand side response | GW | Electric Engagement | Electricity | I&C DSR impact at peak | -1.66 | -1.244 | -0.8 | -0.8 | -1.04 | -1.261 | -1.459 | -1.501 | -1.434 | -1.552 | -1.593 | -1.703 | -1.85 | -1.995 | -2.129 | -2.12 | -2.385 | -2.587 | -2.76 | -2.953 | -3.179 | -3.275 | -3.249 | -3.366 | -3.67 | -3.801 | -3.919 | -4.027 | -4.099 | -4.207
| Electricity system flexibility | Demand side flexibility | Demand side response | GW | Hydrogen Evolution | Electricity | I&C DSR impact at peak | -1.66 | -1.244 | -0.8 | -0.8 | -1.004 | -1.122 | -1.223 | -1.208 | -1.251 | -1.287 | -1.381 | -1.504 | -1.635 | -1.722 | -1.801 | -1.869 | -1.941 | -2.006 | -2.095 | -2.196 | -2.254 | -2.294 | -2.314 | -2.325 | -2.326 | -2.349 | -2.357 | -2.362 | -2.354 | -2.349
| Electricity system flexibility | Demand side flexibility | Demand side response | GW | Holistic Transition | Electricity | I&C DSR impact at peak | -1.66 | -1.244 | -0.8 | -0.8 | -1.06 | -1.331 | -1.331 | -1.422 | -1.411 | -1.392 | -1.495 | -1.624 | -1.772 | -1.913 | -2.03 | -2.037 | -2.25 | -2.435 | -2.614 | -2.724 | -2.933 | -3.068 | -3.079 | -3.205 | -3.345 | -3.381 | -3.628 | -3.748 | -3.688 | -3.613
| Electricity system flexibility | Demand side flexibility | Demand side response | GW | Counterfactual | Electricity | I&C DSR impact at peak | -1.66 | -1.244 | -0.8 | -0.8 | -0.941 | -1.04 | -1.098 | -1.183 | -1.279 | -1.333 | -1.426 | -1.486 | -1.543 | -1.631 | -1.733 | -1.785 | -1.816 | -1.785 | -1.785 | -1.814 | -1.788 | -1.769 | -1.804 | -1.84 | -1.906 | -2.005 | -2.096 | -2.173 | -2.217 | -2.252
| Electricity system flexibility | Demand side flexibility | Demand side response | GW | Five Year Forecast | Electricity | I&C DSR impact at peak | 2021-01-01: -1.66; 2022-01-01: -1.244; 2023-01-01: -0.8; 2024-01-01: -0.8; 2025-01-01: -0.956; 2026-01-01: -1.112; 2027-01-01: -1.295; 2028-01-01: -1.598; 2029-01-01: -1.743
| Electricity system flexibility | Demand side flexibility | Demand side response | GW | Electric Engagement | Electricity | Total consumer DSR impact at peak (residential and I&C) | -1.66 | -1.5703 | -1.2449 | -1.1 | -1.6331 | -2.0053 | -2.4369 | -2.8098 | -3.2001 | -3.5769 | -3.9204 | -4.2043 | -4.4832 | -4.782 | -5.0717 | -5.4318 | -5.8543 | -6.2992 | -6.7163 | -7.1907 | -7.6433 | -8.0627 | -8.3974 | -8.703 | -8.9382 | -9.1209 | -9.2511 | -9.3597 | -9.4219 | -9.479
| Electricity system flexibility | Demand side flexibility | Demand side response | GW | Hydrogen Evolution | Electricity | Total consumer DSR impact at peak (residential and I&C) | -1.66 | -1.5703 | -1.2449 | -1.1 | -1.3462 | -1.4758 | -1.6537 | -1.7808 | -1.9276 | -2.0659 | -2.1933 | -2.293 | -2.4072 | -2.4838 | -2.5656 | -2.6466 | -2.7373 | -2.8204 | -2.9305 | -3.0508 | -3.1346 | -3.2093 | -3.2663 | -3.3089 | -3.3364 | -3.3828 | -3.4189 | -3.4509 | -3.4697 | -3.4865
| Electricity system flexibility | Demand side flexibility | Demand side response | GW | Holistic Transition | Electricity | Total consumer DSR impact at peak (residential and I&C) | -1.66 | -1.5703 | -1.2449 | -1.1 | -1.4565 | -1.8322 | -2.2153 | -2.6116 | -3.0139 | -3.3681 | -3.6877 | -3.9523 | -4.191 | -4.4564 | -4.7166 | -5.0494 | -5.4335 | -5.8395 | -6.2114 | -6.6185 | -7.0038 | -7.3832 | -7.737 | -8.141 | -8.5178 | -8.8992 | -9.2671 | -9.6307 | -9.7914 | -9.9868
| Electricity system flexibility | Demand side flexibility | Demand side response | GW | Counterfactual | Electricity | Total consumer DSR impact at peak (residential and I&C) | -1.66 | -1.5703 | -1.2449 | -1.1 | -1.026 | -1.134 | -1.2088 | -1.3193 | -1.4485 | -1.5531 | -1.6888 | -1.8135 | -1.9645 | -2.062 | -2.1389 | -2.1825 | -2.2151 | -2.1867 | -2.1895 | -2.2014 | -2.1784 | -2.1638 | -2.2056 | -2.2492 | -2.3063 | -2.4086 | -2.5021 | -2.5836 | -2.6329 | -2.6733
| Electricity system flexibility | Demand side flexibility | Demand side response | GW | Five Year Forecast | Electricity | Total consumer DSR impact at peak (residential and I&C) | 2021-01-01: -1.66; 2022-01-01: -1.5703; 2023-01-01: -1.2449; 2024-01-01: -1.1; 2025-01-01: -1.3004; 2026-01-01: -1.4998; 2027-01-01: -1.8003; 2028-01-01: -2.4001; 2029-01-01: 0
| Electricity system flexibility | Demand side flexibility | Demand side response | GW | Electric Engagement | Electricity | Smart charging impact at peak | -0.15867 | -0.30908 | -0.45626 | -0.59284 | -0.83031 | -1.0891 | -1.3711 | -1.898 | -2.3715 | -3.1496 | -3.8976 | -4.8061 | -5.6396 | -6.6243 | -7.6835 | -8.4445 | -9.2461 | -9.8957 | -10.5103 | -10.9713 | -11.2848 | -11.6571 | -11.9744 | -12.3265 | -12.4397 | -12.5798 | -12.6492 | -12.5993 | -12.5321 | -12.4569
| Electricity system flexibility | Demand side flexibility | Demand side response | GW | Hydrogen Evolution | Electricity | Smart charging impact at peak | -0.15867 | -0.30908 | -0.45849 | -0.39782 | -0.62505 | -0.781 | -0.95634 | -1.2703 | -1.721 | -1.969 | -2.5711 | -3.2093 | -3.8502 | -4.6071 | -5.308 | -6.0583 | -6.7706 | -7.3566 | -7.8432 | -8.1912 | -8.3017 | -8.3175 | -8.2877 | -8.3352 | -8.392 | -8.5199 | -8.5093 | -8.4957 | -8.4788 | -8.5628
| Electricity system flexibility | Demand side flexibility | Demand side response | GW | Holistic Transition | Electricity | Smart charging impact at peak | -0.15867 | -0.30908 | -0.45554 | -0.79639 | -1.1353 | -1.4963 | -2.1808 | -2.81 | -3.4848 | -4.4617 | -5.5042 | -6.3986 | -7.5092 | -8.5585 | -9.6556 | -10.6533 | -11.6712 | -12.6161 | -13.5673 | -14.2727 | -14.98 | -15.4816 | -16.0253 | -16.2813 | -16.3687 | -16.4817 | -16.5258 | -16.4979 | -16.2626 | -16.1747
| Electricity system flexibility | Demand side flexibility | Demand side response | GW | Counterfactual | Electricity | Smart charging impact at peak | -0.15867 | -0.30908 | -0.45906 | -0.28109 | -0.4138 | -0.44361 | -0.65516 | -0.66445 | -0.8656 | -0.96313 | -1.1533 | -1.4404 | -1.8229 | -2.1797 | -2.6972 | -3.0834 | -3.6428 | -4.2004 | -4.9132 | -5.5112 | -6.1328 | -6.4914 | -6.8295 | -7.0431 | -7.323 | -7.4413 | -7.6051 | -7.7404 | -7.8531 | -7.9466
| Electricity system flexibility | Demand side flexibility | Demand side response | GW | Five Year Forecast | Electricity | Smart charging impact at peak | 2021-01-01: -0.15867; 2022-01-01: -0.30908; 2023-01-01: -0.45675; 2024-01-01: -0.59549; 2025-01-01: -0.83011; 2026-01-01: -1.089; 2027-01-01: -1.4691; 2028-01-01: -1.9928; 2029-01-01: -2.5595
| Electricity system flexibility | Demand side flexibility | Vehicle to Grid | GW | Electric Engagement | Electricity | V2G potential at peak | 0 | 0 | 0 | 0 | -0.017462 | -0.042566 | -0.093085 | -0.17559 | -0.31791 | -0.5576 | -0.93307 | -1.4937 | -2.2964 | -3.4196 | -4.8598 | -6.7094 | -8.8518 | -11.1541 | -13.4431 | -15.5288 | -17.3438 | -18.8091 | -19.9091 | -19.9812 | -19.9812 | -19.9812 | -19.9812 | -19.9812 | -19.9812 | -19.9812
| Electricity system flexibility | Demand side flexibility | Vehicle to Grid | GW | Hydrogen Evolution | Electricity | V2G potential at peak | 0 | 0 | 0 | 0 | 0 | 0 | 0 | -0.0086307 | -0.014668 | -0.030362 | -0.053644 | -0.091423 | -0.14871 | -0.23462 | -0.3583 | -0.53199 | -0.76805 | -1.0826 | -1.4888 | -2.0013 | -2.6405 | -3.4032 | -4.2843 | -5.2525 | -6.2182 | -7.1646 | -7.9654 | -8.6626 | -9.2426 | -9.6923
| Electricity system flexibility | Demand side flexibility | Vehicle to Grid | GW | Holistic Transition | Electricity | V2G potential at peak | 0 | 0 | 0 | 0 | -0.030114 | -0.070307 | -0.14949 | -0.29414 | -0.53172 | -0.93588 | -1.5794 | -2.5585 | -4.0299 | -6.1459 | -8.9352 | -12.401 | -16.2966 | -20.381 | -24.2829 | -27.7153 | -30.5209 | -32.471 | -32.471 | -32.471 | -32.471 | -32.471 | -32.471 | -32.471 | -32.471 | -32.471
| Electricity system flexibility | Demand side flexibility | Vehicle to Grid | GW | Counterfactual | Electricity | V2G potential at peak | 0 | 0 | 0 | 0 | 0 | 0 | 0 | 0 | 0 | 0 | 0 | 0 | -0.016401 | -0.02546 | -0.047641 | -0.077945 | -0.12266 | -0.18131 | -0.26204 | -0.37357 | -0.51984 | -0.70653 | -0.94336 | -1.2382 | -1.5994 | -1.9962 | -2.4449 | -2.9624 | -3.5465 | -4.1858
| Electricity system flexibility | Demand side flexibility | Vehicle to Grid | GW | Five Year Forecast | Electricity | V2G potential at peak | 2021-01-01: 0; 2022-01-01: 0; 2023-01-01: 0; 2024-01-01: 0; 2025-01-01: -0.015973; 2026-01-01: -0.037837; 2027-01-01: -0.081232; 2028-01-01: -0.16002; 2029-01-01: -0.28893
| Electricity system flexibility | Demand side flexibility | Vehicle to Grid | GW | Electric Engagement | Electricity | V2G maximum potential | 0 | 0 | 0 | 0 | -0.034932 | -0.08515 | -0.18621 | -0.35126 | -0.63596 | -1.1154 | -1.8665 | -2.9881 | -4.5938 | -6.8406 | -9.7217 | -13.4218 | -17.7075 | -22.313 | -26.892 | -31.0642 | -34.6951 | -37.6264 | -39.8267 | -39.9711 | -39.9711 | -39.9711 | -39.9711 | -39.9711 | -39.9711 | -39.9711
| Electricity system flexibility | Demand side flexibility | Vehicle to Grid | GW | Hydrogen Evolution | Electricity | V2G maximum potential | 0 | 0 | 0 | 0 | 0 | 0 | 0 | -0.017265 | -0.029342 | -0.060738 | -0.10731 | -0.18289 | -0.29749 | -0.46934 | -0.71675 | -1.0642 | -1.5364 | -2.1657 | -2.9782 | -4.0035 | -5.2821 | -6.8079 | -8.5704 | -10.5072 | -12.439 | -14.3324 | -15.9342 | -17.329 | -18.4891 | -19.3887
| Electricity system flexibility | Demand side flexibility | Vehicle to Grid | GW | Holistic Transition | Electricity | V2G maximum potential | 0 | 0 | 0 | 0 | -0.060241 | -0.14064 | -0.29904 | -0.58841 | -1.0637 | -1.8722 | -3.1595 | -5.1181 | -8.0615 | -12.2945 | -17.8743 | -24.8074 | -32.6003 | -40.7708 | -48.5763 | -55.4426 | -61.055 | -64.956 | -64.956 | -64.956 | -64.956 | -64.956 | -64.956 | -64.956 | -64.956 | -64.956
| Electricity system flexibility | Demand side flexibility | Vehicle to Grid | GW | Counterfactual | Electricity | V2G maximum potential | 0 | 0 | 0 | 0 | 0 | 0 | 0 | 0 | 0 | 0 | 0 | 0 | -0.03281 | -0.050932 | -0.095302 | -0.15592 | -0.24538 | -0.36271 | -0.52419 | -0.74731 | -1.0399 | -1.4134 | -1.8871 | -2.477 | -3.1995 | -3.9933 | -4.8908 | -5.926 | -7.0945 | -8.3734
| Electricity system flexibility | Demand side flexibility | Vehicle to Grid | GW | Five Year Forecast | Electricity | V2G maximum potential | 2021-01-01: 0; 2022-01-01: 0; 2023-01-01: 0; 2024-01-01: 0; 2025-01-01: -0.031953; 2026-01-01: -0.075691; 2027-01-01: -0.1625; 2028-01-01: -0.32012; 2029-01-01: -0.57799
| Electricity system flexibility | Demand side flexibility | Demand side response | GW | Electric Engagement | Electricity | Residential peak reduction - storage heater flex | -6.099 | -5.376 | -4.755 | -5.219 | -4.997 | -4.795 | -4.607 | -4.394 | -4.215 | -4.03 | -3.902 | -3.761 | -3.604 | -3.454 | -3.311 | -3.346 | -3.381 | -3.498 | -3.618 | -3.822 | -3.994 | -4.198 | -4.376 | -4.53 | -4.715 | -4.819 | -4.953 | -5.088 | -5.194 | -5.331
| Electricity system flexibility | Demand side flexibility | Demand side response | GW | Hydrogen Evolution | Electricity | Residential peak reduction - storage heater flex | -6.099 | -5.376 | -4.755 | -5.232 | -5.39 | -5.197 | -4.997 | -4.812 | -4.621 | -4.466 | -4.312 | -4.121 | -3.912 | -3.656 | -3.374 | -3.373 | -3.399 | -3.505 | -3.613 | -3.778 | -3.921 | -4.094 | -4.243 | -4.394 | -4.548 | -4.673 | -4.827 | -5.011 | -5.224 | -5.467
| Electricity system flexibility | Demand side flexibility | Demand side response | GW | Holistic Transition | Electricity | Residential peak reduction - storage heater flex | -6.099 | -5.376 | -4.755 | -5.243 | -5.041 | -4.842 | -4.656 | -4.466 | -4.269 | -4.108 | -3.997 | -3.852 | -3.716 | -3.565 | -3.397 | -3.431 | -3.466 | -3.583 | -3.701 | -3.877 | -4.023 | -4.227 | -4.38 | -4.563 | -4.693 | -4.829 | -4.937 | -5.046 | -5.185 | -5.326
| Electricity system flexibility | Demand side flexibility | Demand side response | GW | Counterfactual | Electricity | Residential peak reduction - storage heater flex | -6.099 | -5.376 | -4.755 | -5.261 | -5.706 | -5.547 | -5.335 | -5.144 | -4.973 | -4.824 | -4.741 | -4.653 | -4.589 | -4.522 | -4.452 | -4.481 | -4.511 | -4.599 | -4.716 | -4.863 | -4.984 | -5.136 | -5.291 | -5.447 | -5.576 | -5.653 | -5.7 | -5.747 | -5.795 | -5.813
| Electricity system flexibility | Demand side flexibility | Demand side response | GW | Five Year Forecast | Electricity | Residential peak reduction - storage heater flex | 2021-01-01: -6.099; 2022-01-01: -5.376; 2023-01-01: -4.755; 2024-01-01: -5.249; 2025-01-01: -5.526; 2026-01-01: -5.371; 2027-01-01: -5.145; 2028-01-01: -4.935; 2029-01-01: -4.718
| Electricity system flexibility | Demand side flexibility | Demand side response | GW | Electric Engagement | Electricity | Residential peak reduction - hybrid heat pump flex | -0.001 | -0.001 | -0.004 | -0.008 | -0.012 | -0.015 | -0.02 | -0.026 | -0.036 | -0.05 | -0.062 | -0.075 | -0.088 | -0.101 | -0.113 | -0.12 | -0.126 | -0.131 | -0.135 | -0.14 | -0.149 | -0.157 | -0.161 | -0.162 | -0.158 | -0.153 | -0.149 | -0.144 | -0.139 | -0.135
| Electricity system flexibility | Demand side flexibility | Demand side response | GW | Hydrogen Evolution | Electricity | Residential peak reduction - hybrid heat pump flex | -0.001 | -0.001 | -0.004 | -0.009 | -0.014 | -0.017 | -0.022 | -0.026 | -0.032 | -0.041 | -0.056 | -0.073 | -0.092 | -0.117 | -0.149 | -0.227 | -0.316 | -0.414 | -0.512 | -0.61 | -0.709 | -0.807 | -0.906 | -0.993 | -1.077 | -1.152 | -1.225 | -1.294 | -1.357 | -1.409
| Electricity system flexibility | Demand side flexibility | Demand side response | GW | Holistic Transition | Electricity | Residential peak reduction - hybrid heat pump flex | -0.001 | -0.001 | -0.004 | -0.008 | -0.013 | -0.017 | -0.023 | -0.033 | -0.046 | -0.061 | -0.076 | -0.093 | -0.112 | -0.132 | -0.156 | -0.178 | -0.2 | -0.219 | -0.236 | -0.255 | -0.275 | -0.29 | -0.3 | -0.306 | -0.309 | -0.309 | -0.308 | -0.305 | -0.302 | -0.296
| Electricity system flexibility | Demand side flexibility | Demand side response | GW | Counterfactual | Electricity | Residential peak reduction - hybrid heat pump flex | -0.001 | -0.001 | -0.004 | -0.007 | -0.011 | -0.014 | -0.018 | -0.022 | -0.025 | -0.028 | -0.029 | -0.03 | -0.032 | -0.033 | -0.033 | -0.034 | -0.035 | -0.033 | -0.03 | -0.028 | -0.026 | -0.022 | -0.019 | -0.017 | -0.015 | -0.014 | -0.014 | -0.014 | -0.014 | -0.015
| Electricity system flexibility | Demand side flexibility | Demand side response | GW | Five Year Forecast | Electricity | Residential peak reduction - hybrid heat pump flex | 2021-01-01: -0.001; 2022-01-01: -0.001; 2023-01-01: -0.004; 2024-01-01: -0.009; 2025-01-01: -0.013; 2026-01-01: -0.016; 2027-01-01: -0.021; 2028-01-01: -0.026; 2029-01-01: -0.034
| Electricity system flexibility | Demand side flexibility | Demand side response | GW | Electric Engagement | Electricity | Residential peak reduction - thermal storage and district heating flex | -0.521 | -0.576 | -0.651 | -0.762 | -0.859 | -0.869 | -0.882 | -0.9 | -0.921 | -0.946 | -0.994 | -1.046 | -1.106 | -1.172 | -1.245 | -1.579 | -1.9 | -2.212 | -2.519 | -2.825 | -3.062 | -3.294 | -3.52 | -3.741 | -3.958 | -4.216 | -4.482 | -4.757 | -5.041 | -5.335
| Electricity system flexibility | Demand side flexibility | Demand side response | GW | Hydrogen Evolution | Electricity | Residential peak reduction - thermal storage and district heating flex | -0.521 | -0.576 | -0.651 | -0.782 | -0.887 | -0.91 | -0.933 | -0.959 | -0.984 | -1.011 | -1.041 | -1.076 | -1.115 | -1.158 | -1.206 | -1.385 | -1.546 | -1.696 | -1.836 | -1.969 | -2.125 | -2.279 | -2.431 | -2.583 | -2.733 | -2.868 | -3.01 | -3.156 | -3.307 | -3.465
| Electricity system flexibility | Demand side flexibility | Demand side response | GW | Holistic Transition | Electricity | Residential peak reduction - thermal storage and district heating flex | -0.521 | -0.576 | -0.651 | -0.805 | -0.919 | -0.942 | -0.973 | -1.01 | -1.054 | -1.105 | -1.177 | -1.261 | -1.353 | -1.456 | -1.568 | -1.869 | -2.152 | -2.423 | -2.686 | -2.946 | -3.171 | -3.395 | -3.618 | -3.841 | -4.064 | -4.268 | -4.482 | -4.704 | -4.935 | -5.177
| Electricity system flexibility | Demand side flexibility | Demand side response | GW | Counterfactual | Electricity | Residential peak reduction - thermal storage and district heating flex | -0.521 | -0.576 | -0.651 | -0.73 | -0.813 | -0.828 | -0.841 | -0.854 | -0.868 | -0.881 | -0.898 | -0.914 | -0.928 | -0.943 | -0.955 | -0.946 | -0.948 | -0.958 | -0.98 | -1.01 | -1.09 | -1.176 | -1.268 | -1.368 | -1.474 | -1.599 | -1.728 | -1.86 | -1.997 | -2.137
| Electricity system flexibility | Demand side flexibility | Demand side response | GW | Five Year Forecast | Electricity | Residential peak reduction - thermal storage and district heating flex | 2021-01-01: -0.521; 2022-01-01: -0.576; 2023-01-01: -0.651; 2024-01-01: -0.765; 2025-01-01: -0.86; 2026-01-01: -0.881; 2027-01-01: -0.902; 2028-01-01: -0.923; 2029-01-01: -0.945
| Electricity system flexibility | Demand side flexibility | Demand | GW | Electric Engagement | Electricity | Unconstrained peak electricity demand for heat | 10.12 | 9.253 | 8.911 | 9.79 | 9.868 | 9.879 | 9.91 | 10.119 | 10.471 | 11.025 | 12.058 | 13.182 | 14.498 | 15.926 | 17.069 | 19.045 | 21.209 | 23.441 | 25.773 | 27.688 | 29.406 | 31.448 | 33.457 | 35.233 | 36.231 | 36.689 | 37.584 | 38.287 | 38.873 | 39.5
| Electricity system flexibility | Demand side flexibility | Demand | GW | Hydrogen Evolution | Electricity | Unconstrained peak electricity demand for heat | 10.12 | 9.253 | 8.911 | 9.824 | 10.29 | 10.424 | 10.452 | 10.498 | 10.739 | 10.817 | 11.509 | 12.169 | 12.92 | 13.631 | 14.629 | 16.084 | 17.962 | 19.816 | 21.962 | 23.856 | 25.356 | 27.382 | 29.379 | 31.169 | 32.559 | 32.995 | 34.061 | 35.06 | 36.089 | 36.841
| Electricity system flexibility | Demand side flexibility | Demand | GW | Holistic Transition | Electricity | Unconstrained peak electricity demand for heat | 10.12 | 9.253 | 8.911 | 9.857 | 9.973 | 10.001 | 9.952 | 10.109 | 10.37 | 10.773 | 11.451 | 12.405 | 13.583 | 14.753 | 16.119 | 17.878 | 19.919 | 22.024 | 24.223 | 26.277 | 27.769 | 29.812 | 31.598 | 33.31 | 34.565 | 35.306 | 36.227 | 36.854 | 37.622 | 38.197
| Electricity system flexibility | Demand side flexibility | Demand | GW | Counterfactual | Electricity | Unconstrained peak electricity demand for heat | 10.12 | 9.253 | 8.911 | 9.699 | 10.431 | 10.389 | 10.294 | 10.319 | 10.267 | 10.234 | 10.269 | 10.297 | 10.449 | 10.597 | 10.739 | 11.362 | 11.993 | 12.79 | 13.725 | 14.501 | 15.9 | 17.335 | 18.777 | 20.133 | 21.565 | 23.166 | 24.643 | 26.221 | 27.707 | 29.266
| Electricity system flexibility | Demand side flexibility | Demand | GW | Five Year Forecast | Electricity | Unconstrained peak electricity demand for heat | 2021-01-01: 10.12; 2022-01-01: 9.253; 2023-01-01: 8.911; 2024-01-01: 9.821; 2025-01-01: 10.398; 2026-01-01: 10.469; 2027-01-01: 10.468; 2028-01-01: 10.584; 2029-01-01: 10.697
| Electricity system flexibility | Demand side flexibility | Demand side response | GW | Electric Engagement | Electricity | Residential peak reduction - thermal storage flex | -0.006 | -0.009 | -0.014 | -0.045 | -0.059 | -0.085 | -0.114 | -0.146 | -0.182 | -0.222 | -0.288 | -0.359 | -0.436 | -0.519 | -0.608 | -0.751 | -0.912 | -1.093 | -1.296 | -1.52 | -1.66 | -1.804 | -1.953 | -2.105 | -2.262 | -2.348 | -2.436 | -2.524 | -2.614 | -2.705
| Electricity system flexibility | Demand side flexibility | Demand side response | GW | Hydrogen Evolution | Electricity | Residential peak reduction - thermal storage flex | -0.006 | -0.009 | -0.014 | -0.02 | -0.026 | -0.04 | -0.056 | -0.075 | -0.096 | -0.119 | -0.166 | -0.217 | -0.272 | -0.332 | -0.396 | -0.458 | -0.527 | -0.605 | -0.691 | -0.786 | -0.848 | -0.912 | -0.979 | -1.048 | -1.12 | -1.133 | -1.149 | -1.166 | -1.184 | -1.205
| Electricity system flexibility | Demand side flexibility | Demand side response | GW | Holistic Transition | Electricity | Residential peak reduction - thermal storage flex | -0.006 | -0.009 | -0.014 | -0.05 | -0.068 | -0.103 | -0.144 | -0.192 | -0.246 | -0.307 | -0.405 | -0.512 | -0.629 | -0.754 | -0.888 | -1.032 | -1.193 | -1.372 | -1.568 | -1.782 | -1.897 | -2.013 | -2.133 | -2.255 | -2.381 | -2.41 | -2.441 | -2.472 | -2.504 | -2.537
| Electricity system flexibility | Demand side flexibility | Demand side response | GW | Counterfactual | Electricity | Residential peak reduction - thermal storage flex | -0.006 | -0.009 | -0.014 | -0.018 | -0.023 | -0.029 | -0.036 | -0.044 | -0.053 | -0.061 | -0.07 | -0.079 | -0.088 | -0.097 | -0.107 | -0.152 | -0.204 | -0.263 | -0.329 | -0.401 | -0.491 | -0.588 | -0.691 | -0.801 | -0.917 | -1.037 | -1.16 | -1.287 | -1.418 | -1.552
| Electricity system flexibility | Demand side flexibility | Demand side response | GW | Five Year Forecast | Electricity | Residential peak reduction - thermal storage flex | 2021-01-01: -0.006; 2022-01-01: -0.009; 2023-01-01: -0.014; 2024-01-01: -0.018; 2025-01-01: -0.023; 2026-01-01: -0.035; 2027-01-01: -0.049; 2028-01-01: -0.064; 2029-01-01: -0.081
| Electricity system flexibility | Demand side flexibility | Demand side response | GW | Electric Engagement | Electricity | Non-residential peak reduction - storage heater flex | -0.038 | -0.038 | -0.038 | -0.019 | -0.019 | -0.018 | 0 | 0 | 0 | -0.016 | -0.016 | -0.032 | -0.031 | -0.046 | -0.045 | -0.121 | -0.168 | -0.231 | -0.279 | -0.312 | -0.359 | -0.39 | -0.437 | -0.484 | -0.5 | -0.531 | -0.547 | -0.547 | -0.579 | -0.579
| Electricity system flexibility | Demand side flexibility | Demand side response | GW | Hydrogen Evolution | Electricity | Non-residential peak reduction - storage heater flex | -0.038 | -0.038 | -0.038 | -0.038 | -0.019 | -0.019 | -0.019 | -0.019 | 0 | 0 | 0 | 0 | 0 | 0 | 0 | -0.051 | -0.107 | -0.184 | -0.255 | -0.352 | -0.415 | -0.479 | -0.542 | -0.589 | -0.653 | -0.7 | -0.748 | -0.796 | -0.828 | -0.875
| Electricity system flexibility | Demand side flexibility | Demand side response | GW | Holistic Transition | Electricity | Non-residential peak reduction - storage heater flex | -0.038 | -0.038 | -0.038 | -0.036 | -0.036 | -0.035 | -0.034 | -0.017 | 0 | -0.016 | -0.016 | -0.031 | -0.031 | -0.03 | -0.03 | -0.091 | -0.137 | -0.184 | -0.2 | -0.233 | -0.264 | -0.28 | -0.295 | -0.326 | -0.342 | -0.342 | -0.342 | -0.342 | -0.342 | -0.357
| Electricity system flexibility | Demand side flexibility | Demand side response | GW | Counterfactual | Electricity | Non-residential peak reduction - storage heater flex | -0.038 | -0.038 | -0.038 | -0.019 | -0.019 | 0 | 0 | 0 | 0 | 0 | 0 | 0 | 0 | 0 | 0 | 0 | 0 | 0 | 0 | 0 | 0 | 0 | 0 | 0 | 0 | 0 | 0 | 0 | 0 | 0
| Electricity system flexibility | Demand side flexibility | Demand side response | GW | Five Year Forecast | Electricity | Non-residential peak reduction - storage heater flex | 2021-01-01: -0.038; 2022-01-01: -0.038; 2023-01-01: -0.038; 2024-01-01: -0.019; 2025-01-01: -0.019; 2026-01-01: -0.019; 2027-01-01: -0.019; 2028-01-01: 0; 2029-01-01: 0
| Electricity system flexibility | Demand side flexibility | Demand side response | GW | Electric Engagement | Electricity | Non-residential peak reduction - hybrid heat pump flex |  | -0.002 | -0.006 | -0.007 | -0.009 | -0.012 | -0.014 | -0.015 | -0.017 | -0.018 | -0.02 | -0.022 | -0.023 | -0.026 | -0.028 | -0.029 | -0.03 | -0.032 | -0.033 | -0.034 | -0.035 | -0.036 | -0.037 | -0.039 | -0.041 | -0.042 | -0.044 | -0.045 | -0.046 | -0.046
| Electricity system flexibility | Demand side flexibility | Demand side response | GW | Hydrogen Evolution | Electricity | Non-residential peak reduction - hybrid heat pump flex |  | -0.002 | -0.006 | -0.006 | -0.008 | -0.01 | -0.012 | -0.014 | -0.016 | -0.018 | -0.026 | -0.035 | -0.046 | -0.058 | -0.071 | -0.085 | -0.1 | -0.116 | -0.132 | -0.149 | -0.166 | -0.184 | -0.203 | -0.222 | -0.242 | -0.255 | -0.268 | -0.278 | -0.288 | -0.297
| Electricity system flexibility | Demand side flexibility | Demand side response | GW | Holistic Transition | Electricity | Non-residential peak reduction - hybrid heat pump flex |  | -0.002 | -0.006 | -0.008 | -0.009 | -0.011 | -0.013 | -0.014 | -0.016 | -0.018 | -0.022 | -0.026 | -0.03 | -0.034 | -0.038 | -0.042 | -0.046 | -0.05 | -0.054 | -0.058 | -0.063 | -0.067 | -0.072 | -0.076 | -0.08 | -0.082 | -0.084 | -0.086 | -0.088 | -0.09
| Electricity system flexibility | Demand side flexibility | Demand side response | GW | Counterfactual | Electricity | Non-residential peak reduction - hybrid heat pump flex |  | -0.002 | -0.006 | -0.007 | -0.009 | -0.01 | -0.012 | -0.013 | -0.015 | -0.017 | -0.019 | -0.021 | -0.023 | -0.027 | -0.03 | -0.032 | -0.035 | -0.038 | -0.042 | -0.045 | -0.049 | -0.053 | -0.056 | -0.059 | -0.063 | -0.066 | -0.068 | -0.07 | -0.072 | -0.073
| Electricity system flexibility | Demand side flexibility | Demand side response | GW | Five Year Forecast | Electricity | Non-residential peak reduction - hybrid heat pump flex | 2022-01-01: -0.002; 2023-01-01: -0.006; 2024-01-01: -0.008; 2025-01-01: -0.01; 2026-01-01: -0.012; 2027-01-01: -0.014; 2028-01-01: -0.016; 2029-01-01: -0.018
| Electricity system flexibility | Demand side flexibility | Demand side response | GW | Electric Engagement | Electricity | Non-residential peak reduction - thermal storage flex | -0.002 | -0.006 | -0.015 | -0.033 | -0.057 | -0.069 | -0.087 | -0.108 | -0.13 | -0.155 | -0.182 | -0.21 | -0.238 | -0.268 | -0.298 | -0.332 | -0.365 | -0.398 | -0.432 | -0.466 | -0.498 | -0.522 | -0.543 | -0.563 | -0.579 | -0.592 | -0.603 | -0.614 | -0.623 | -0.631
| Electricity system flexibility | Demand side flexibility | Demand side response | GW | Hydrogen Evolution | Electricity | Non-residential peak reduction - thermal storage flex | -0.002 | -0.006 | -0.015 | -0.026 | -0.045 | -0.055 | -0.071 | -0.087 | -0.103 | -0.118 | -0.132 | -0.148 | -0.164 | -0.181 | -0.198 | -0.213 | -0.226 | -0.241 | -0.256 | -0.271 | -0.285 | -0.293 | -0.302 | -0.312 | -0.322 | -0.334 | -0.345 | -0.355 | -0.365 | -0.375
| Electricity system flexibility | Demand side flexibility | Demand side response | GW | Holistic Transition | Electricity | Non-residential peak reduction - thermal storage flex | -0.002 | -0.006 | -0.015 | -0.027 | -0.046 | -0.054 | -0.069 | -0.086 | -0.104 | -0.125 | -0.148 | -0.171 | -0.193 | -0.215 | -0.238 | -0.261 | -0.285 | -0.309 | -0.332 | -0.355 | -0.376 | -0.391 | -0.405 | -0.416 | -0.424 | -0.432 | -0.439 | -0.445 | -0.452 | -0.458
| Electricity system flexibility | Demand side flexibility | Demand side response | GW | Counterfactual | Electricity | Non-residential peak reduction - thermal storage flex | -0.002 | -0.006 | -0.015 | -0.03 | -0.05 | -0.059 | -0.07 | -0.082 | -0.094 | -0.106 | -0.118 | -0.134 | -0.151 | -0.169 | -0.187 | -0.201 | -0.216 | -0.232 | -0.249 | -0.267 | -0.284 | -0.298 | -0.313 | -0.328 | -0.344 | -0.359 | -0.369 | -0.379 | -0.387 | -0.395
| Electricity system flexibility | Demand side flexibility | Demand side response | GW | Five Year Forecast | Electricity | Non-residential peak reduction - thermal storage flex | 2021-01-01: -0.002; 2022-01-01: -0.006; 2023-01-01: -0.015; 2024-01-01: -0.029; 2025-01-01: -0.05; 2026-01-01: -0.06; 2027-01-01: -0.075; 2028-01-01: -0.091; 2029-01-01: -0.106
| Electricity system flexibility | Demand side flexibility | Demand side response | GW | Electric Engagement | Electricity | Non-residential peak reduction - thermal storage and district heating flex | -0.026 | -0.055 | -0.097 | -0.144 | -0.206 | -0.242 | -0.283 | -0.324 | -0.364 | -0.407 | -0.452 | -0.495 | -0.539 | -0.582 | -0.625 | -0.675 | -0.72 | -0.761 | -0.8 | -0.836 | -0.888 | -0.931 | -0.969 | -1.003 | -1.032 | -1.098 | -1.164 | -1.232 | -1.301 | -1.373
| Electricity system flexibility | Demand side flexibility | Demand side response | GW | Hydrogen Evolution | Electricity | Non-residential peak reduction - thermal storage and district heating flex | -0.026 | -0.055 | -0.097 | -0.148 | -0.21 | -0.25 | -0.294 | -0.336 | -0.377 | -0.415 | -0.442 | -0.468 | -0.495 | -0.522 | -0.546 | -0.574 | -0.596 | -0.615 | -0.633 | -0.645 | -0.677 | -0.701 | -0.726 | -0.75 | -0.774 | -0.814 | -0.854 | -0.894 | -0.935 | -0.977
| Electricity system flexibility | Demand side flexibility | Demand side response | GW | Holistic Transition | Electricity | Non-residential peak reduction - thermal storage and district heating flex | -0.026 | -0.055 | -0.097 | -0.142 | -0.201 | -0.239 | -0.279 | -0.32 | -0.36 | -0.401 | -0.447 | -0.491 | -0.532 | -0.572 | -0.609 | -0.655 | -0.695 | -0.726 | -0.755 | -0.777 | -0.84 | -0.897 | -0.95 | -1 | -1.046 | -1.113 | -1.183 | -1.255 | -1.331 | -1.409
| Electricity system flexibility | Demand side flexibility | Demand side response | GW | Counterfactual | Electricity | Non-residential peak reduction - thermal storage and district heating flex | -0.026 | -0.055 | -0.097 | -0.106 | -0.149 | -0.177 | -0.205 | -0.233 | -0.259 | -0.287 | -0.321 | -0.359 | -0.396 | -0.432 | -0.467 | -0.503 | -0.536 | -0.564 | -0.592 | -0.618 | -0.655 | -0.689 | -0.723 | -0.757 | -0.789 | -0.831 | -0.868 | -0.904 | -0.94 | -0.975
| Electricity system flexibility | Demand side flexibility | Demand side response | GW | Five Year Forecast | Electricity | Non-residential peak reduction - thermal storage and district heating flex | 2021-01-01: -0.026; 2022-01-01: -0.055; 2023-01-01: -0.097; 2024-01-01: -0.142; 2025-01-01: -0.201; 2026-01-01: -0.238; 2027-01-01: -0.278; 2028-01-01: -0.317; 2029-01-01: -0.353
| Electricity system flexibility | Demand side flexibility | Electrolysis (installed electric capacity) | GW | Electric Engagement | Electricity | Grid-connected electrolysis capacity (installed electric capacity) | 0 | 0.01 | 0.012677 | 0.015766 | 0.16797 | 0.38438 | 0.39316 | 0.49458 | 0.496 | 1.7713 | 2.5533 | 2.5548 | 3.8414 | 4.5016 | 4.7607 | 5.8829 | 7.1939 | 7.9175 | 8.944 | 10.3316 | 13.6062 | 16.73 | 20.485 | 23.4822 | 24.8526 | 25.8745 | 27.0948 | 27.926 | 28.6097 | 28.9461
| Electricity system flexibility | Demand side flexibility | Electrolysis (installed electric capacity) | GW | Hydrogen Evolution | Electricity | Grid-connected electrolysis capacity (installed electric capacity) | 0 | 0.01 | 0.012573 | 0.015637 | 0.18744 | 0.27494 | 0.61978 | 1.4953 | 1.8398 | 4.3842 | 5.4 | 6.4834 | 11.0743 | 14.1773 | 16.0647 | 16.0493 | 18.8101 | 18.7838 | 21.3636 | 22.3026 | 24.8184 | 27.5097 | 31.1151 | 31.5172 | 34.9588 | 39.9529 | 43.0838 | 43.0944 | 45.8469 | 47.2683
| Electricity system flexibility | Demand side flexibility | Electrolysis (installed electric capacity) | GW | Holistic Transition | Electricity | Grid-connected electrolysis capacity (installed electric capacity) | 0 | 0.01 | 0.013042 | 0.01622 | 0.23528 | 0.31004 | 0.59546 | 1.1949 | 1.1903 | 3.6531 | 4.4176 | 5.2937 | 5.4686 | 6.5363 | 7.426 | 7.9005 | 8.8014 | 9.4536 | 11.377 | 12.4323 | 15.5101 | 16.6576 | 20.0927 | 23.4871 | 25.2755 | 28.193 | 29.8337 | 30.7381 | 32.7724 | 33.5346
| Electricity system flexibility | Demand side flexibility | Electrolysis (installed electric capacity) | GW | Counterfactual | Electricity | Grid-connected electrolysis capacity (installed electric capacity) | 0 | 0.01 | 0.012573 | 0.015637 | 0.015683 | 0.017588 | 0.017711 | 0.10967 | 0.22918 | 0.38161 | 0.52852 | 0.62862 | 0.73726 | 0.89344 | 1.0622 | 1.2319 | 1.5772 | 1.7189 | 1.7708 | 2.0582 | 2.3447 | 2.4525 | 2.5623 | 2.9934 | 3.3153 | 3.3698 | 3.4259 | 3.6872 | 4.3214 | 4.4536
| Electricity system flexibility | Demand side flexibility | Electrolysis (installed electric capacity) | GW | Five Year Forecast | Electricity | Grid-connected electrolysis capacity (installed electric capacity) | 2021-01-01: 0; 2022-01-01: 0.01; 2023-01-01: 0.01; 2024-01-01: 0.02; 2025-01-01: 0.17; 2026-01-01: 0.17; 2027-01-01: 0.38; 2028-01-01: 0.44; 2029-01-01: 0.53
| Electricity system flexibility | Demand side flexibility | Electrolysis (installed electric capacity) | GW | Electric Engagement | Electricity | Nuclear-connected electrolysis capacity (installed electric capacity) | 0 | 0 | 0 | 0 | 0 | 0 | 0 | 0 | 0 | 0 | 0 | 0 | 0 | 0 | 0 | 0 | 0 | 0 | 0 | 0 | 0 | 0 | 0 | 0 | 0.5 | 1 | 1 | 1 | 1 | 1
| Electricity system flexibility | Demand side flexibility | Electrolysis (installed electric capacity) | GW | Hydrogen Evolution | Electricity | Nuclear-connected electrolysis capacity (installed electric capacity) | 0 | 0 | 0 | 0 | 0 | 0 | 0 | 0 | 0 | 0 | 0 | 0 | 0 | 0 | 0 | 0 | 0 | 0 | 0 | 0.4 | 0.6 | 1 | 1.2 | 2 | 2 | 2 | 2 | 3 | 3 | 3
| Electricity system flexibility | Demand side flexibility | Electrolysis (installed electric capacity) | GW | Holistic Transition | Electricity | Nuclear-connected electrolysis capacity (installed electric capacity) | 0 | 0 | 0 | 0 | 0 | 0 | 0 | 0 | 0 | 0 | 0 | 0 | 0 | 0 | 0 | 0 | 0 | 0 | 0 | 0 | 0 | 0 | 0 | 0 | 0 | 0 | 0 | 0 | 0 | 0
| Electricity system flexibility | Demand side flexibility | Electrolysis (installed electric capacity) | GW | Counterfactual | Electricity | Nuclear-connected electrolysis capacity (installed electric capacity) | 0 | 0 | 0 | 0 | 0 | 0 | 0 | 0 | 0 | 0 | 0 | 0 | 0 | 0 | 0 | 0 | 0 | 0 | 0 | 0 | 0 | 0 | 0 | 0 | 0 | 0 | 0 | 0 | 0 | 0
| Electricity system flexibility | Demand side flexibility | Electrolysis (installed electric capacity) | GW | Five Year Forecast | Electricity | Nuclear-connected electrolysis capacity (installed electric capacity) | 2021-01-01: 0; 2022-01-01: 0; 2023-01-01: 0; 2024-01-01: 0; 2025-01-01: 0; 2026-01-01: 0; 2027-01-01: 0; 2028-01-01: 0; 2029-01-01: 0

## ES1
ES1: Electricity supply data table
Return to: Main Menu
Return to: Chapter contents
| Notes: | Data table includes multiple variables as indicated in "Variable" column.
The 2023 values are from estimates or backcasting.
Demand max (MW) excludes electrolysis demand
Carbon intensity represent the case where no generation output is adjusted to overcome network or operability constraints. The real world values will be higher.
If a row is zero for any scenario it has been ommitted.
Transmission Gas CHPs have been included under the category Gas CCGT
|  | Connection | Pathway | Variable | Category | Type | SubType | 2023 | 2024 | 2025 | 2026 | 2027 | 2028 | 2029 | 2030 | 2031 | 2032 | 2033 | 2034 | 2035 | 2036 | 2037 | 2038 | 2039 | 2040 | 2041 | 2042 | 2043 | 2044 | 2045 | 2046 | 2047 | 2048 | 2049 | 2050
|  | Distributed | Electric Engagement | Capacity (MW) | Renewable | Biomass | Biomass | 735 | 735 | 735 | 735 | 735 | 649.8 | 649.8 | 599.8 | 599.8 | 599.8 | 513.2 | 513.2 | 437.2 | 437.2 | 392.2 | 392.2 | 347.2 | 347.2 | 302.2 | 302.2 | 257.2 | 257.2 | 212.2 | 212.2 | 212.2 | 212.2 | 212.2 | 212.2
|  | Distributed | Electric Engagement | Capacity (MW) | Renewable | Hydro | Hydro | 322.86 | 331.9 | 341.1 | 352.3 | 363.8 | 375.7 | 387.9 | 400.4 | 411.4 | 422.6 | 434.1 | 445.8 | 457.9 | 468 | 478.2 | 488.7 | 499.4 | 510.3 | 518.8 | 527.5 | 536.3 | 545.2 | 554.3 | 563.5 | 572.8 | 582.3 | 591.8 | 601.6
|  | Distributed | Electric Engagement | Capacity (MW) | Renewable | Marine | Marine | 33.9 | 43.9 | 58.9 | 87.4 | 121.4 | 141.4 | 166.4 | 186.4 | 196.4 | 206.4 | 241.4 | 261.4 | 271.4 | 281.4 | 291.4 | 301.4 | 311.4 | 321.4 | 331.4 | 341.4 | 351.4 | 351.4 | 351.4 | 351.4 | 351.4 | 351.4 | 351.4 | 351.4
|  | Distributed | Electric Engagement | Capacity (MW) | Renewable | Offshore Wind | Offshore Wind | 681.2 | 681.2 | 739.7 | 739.7 | 739.7 | 739.7 | 739.7 | 739.7 | 739.7 | 739.7 | 739.7 | 739.7 | 739.7 | 739.7 | 739.7 | 739.7 | 739.7 | 739.7 | 739.7 | 739.7 | 739.7 | 739.7 | 739.7 | 739.7 | 739.7 | 739.7 | 739.7 | 739.7
|  | Distributed | Electric Engagement | Capacity (MW) | Renewable | Onshore Wind | Onshore Wind | 5171.39 | 5445.51 | 5734.13 | 6066.74 | 6418.46 | 6836.77 | 7279.29 | 7793.4 | 8337.42 | 8912.93 | 9521.85 | 10165.96 | 10893.48 | 11663.29 | 12477.71 | 13339.32 | 14250.94 | 15215.35 | 16159.67 | 17113.68 | 18073 | 18895.41 | 19707.93 | 20082.34 | 20174.25 | 20266.17 | 20348.88 | 20348.9
|  | Distributed | Electric Engagement | Capacity (MW) | Renewable | Other Renewables | Other Renewables | 1071.9859 | 1123.9972 | 1146.4608 | 1177.4902 | 1210.8941 | 1236.9123 | 1262.6649 | 1271.3481 | 1279.117 | 1281.8648 | 1283.4262 | 1289.8763 | 1306.9662 | 1293.2122 | 1276.293 | 1273.6408 | 1278.0963 | 1283.7423 | 1285.9244 | 1287.5582 | 1290.0034 | 1297.3836 | 1305.5636 | 1314.8808 | 1325.6885 | 1337.9129 | 1350.6362 | 1364.2819
|  | Distributed | Electric Engagement | Capacity (MW) | Renewable | Solar | Solar PV | 8965.4 | 10135.1 | 11304.8 | 12474.6 | 13644.3 | 14814 | 15983.7 | 17153.5 | 18323.2 | 19492.9 | 20662.7 | 21832.4 | 23002.1 | 24171.8 | 25341.6 | 26511.3 | 27681 | 28850.7 | 30020.5 | 31190.2 | 32359.9 | 33529.6 | 34699.4 | 35869.1 | 37038.8 | 38208.5 | 39378.3 | 40548
|  | Distributed | Electric Engagement | Capacity (MW) | Renewable | Waste | Waste | 1576.579 | 1585.6225 | 1594.666 | 1603.7094 | 1612.7529 | 1621.7964 | 1630.8399 | 1626.5633 | 1599.9233 | 1546.6433 | 1515.9233 | 1493.6433 | 1473.3233 | 1448.4833 | 1414.3793 | 1371.1313 | 1341.0353 | 1314.3873 | 1277.9393 | 1228.0913 | 1176.1553 | 1119.0993 | 1072.4193 | 983.7114 | 852.7036 | 683.6127 | 575.3579 | 521.1585
|  | Distributed | Electric Engagement | Capacity (MW) | Storage | Storage | Battery | 2852.28 | 3574.78 | 4527.93 | 5236.73 | 5894.85 | 6610.84 | 7232.44 | 7711.64 | 7890.54 | 7965.54 | 7965.54 | 8195.23 | 8294.23 | 8294.23 | 8294.23 | 8294.23 | 8294.23 | 8355.03 | 8355.03 | 8385.03 | 8385.03 | 8385.03 | 8385.03 | 8385.03 | 8385.03 | 8385.03 | 8385.03 | 8385.03
|  | Distributed | Electric Engagement | Capacity (MW) | Storage | Storage | Compressed Air | 3.294 | 3.294 | 3.294 | 3.294 | 3.294 | 3.294 | 3.294 | 3.294 | 3.294 | 3.294 | 3.294 | 3.294 | 3.294 | 3.294 | 3.294 | 3.294 | 3.294 | 3.294 | 3.294 | 3.294 | 3.294 | 3.294 | 3.294 | 3.294 | 3.294 | 3.294 | 3.294 | 3.294
|  | Distributed | Electric Engagement | Capacity (MW) | Storage | Storage | Liquid Air | 5 | 5 | 5 | 5 | 5 | 5 | 105 | 205 | 205 | 305 | 405 | 505 | 605 | 605 | 605 | 605 | 605 | 605 | 605 | 605 | 605 | 605 | 605 | 605 | 605 | 605 | 605 | 605
|  | Distributed | Electric Engagement | Capacity (MW) | Storage | Storage | Pumped Hydro | 0 | 0 | 0 | 0 | 0 | 0 | 0 | 0 | 0 | 99.9 | 99.9 | 99.9 | 99.9 | 99.9 | 99.9 | 99.9 | 99.9 | 99.9 | 99.9 | 99.9 | 99.9 | 99.9 | 99.9 | 99.9 | 99.9 | 99.9 | 99.9 | 99.9
|  | Distributed | Electric Engagement | Capacity (MW) | Thermal | Gas | CCGT | 688.3 | 688.3 | 688.3 | 688.3 | 688.3 | 0 | 0 | 0 | 0 | 0 | 0 | 0 | 0 | 0 | 0 | 0 | 0 | 0 | 0 | 0 | 0 | 0 | 0 | 0 | 0 | 0 | 0 | 0
|  | Distributed | Electric Engagement | Capacity (MW) | Thermal | Gas | Gas CHP | 1614.1 | 1758.6 | 1748.9 | 1739.2 | 1729.5 | 1719.8 | 1686.9 | 1652.4 | 1551.6 | 1442.5 | 1324.8 | 1197.9 | 1064.5 | 922.6 | 800.6 | 686.6 | 584.6 | 497.7 | 420.1 | 351.4 | 277.9 | 202.8 | 125.4 | 38.9 | 29.2 | 19.5 | 9.8 | 0.1
|  | Distributed | Electric Engagement | Capacity (MW) | Thermal | Gas | Gas Reciprocating Engines | 2024.4309 | 2810.2982 | 3103.5763 | 3351.8624 | 3586.4928 | 3801.6824 | 3991.7665 | 4030.2666 | 4004.1167 | 3923.4398 | 3657.2197 | 3230.5398 | 2732.1844 | 2235.885 | 1838.5115 | 1519.306 | 1214.996 | 862.2028 | 482.1793 | 103.1405 | 0 | 0 | 0 | 0 | 0 | 0 | 0 | 0
|  | Distributed | Electric Engagement | Capacity (MW) | Thermal | Hydrogen | Hydrogen | 0 | 0 | 0 | 0 | 0 | 0 | 0 | 0 | 0 | 0 | 271 | 554.8 | 852.9 | 1166.6 | 1497.8 | 1848.5 | 2221.1 | 2618.5 | 3044.3 | 3502.8 | 3999.6 | 4541.5 | 5137.6 | 5800 | 6000 | 6000 | 6000 | 6000
|  | Distributed | Electric Engagement | Capacity (MW) | Thermal | Hydrogen | Hydrogen CHP | 0 | 0 | 0 | 0 | 0 | 0 | 2.2 | 4.6 | 13.2 | 22.7 | 32.9 | 44.1 | 55.8 | 68.4 | 79 | 88.9 | 97.7 | 105 | 111.5 | 117.1 | 123.2 | 129.4 | 135.8 | 143.1 | 143.1 | 143.1 | 143.1 | 143.1
|  | Distributed | Electric Engagement | Capacity (MW) | Thermal | Other Thermal | Diesel | 1295.3 | 1218.6 | 1123.1 | 1021.3 | 885.6 | 594.5 | 343.8 | 197.5 | 111.27 | 0 | 0 | 0 | 0 | 0 | 0 | 0 | 0 | 0 | 0 | 0 | 0 | 0 | 0 | 0 | 0 | 0 | 0 | 0
|  | Distributed | Counterfactual | Capacity (MW) | Renewable | Biomass | Biomass | 734.991 | 742.3409 | 749.7643 | 755.3876 | 759.1645 | 761.0624 | 761.0624 | 761.0624 | 761.0624 | 761.0624 | 761.0624 | 761.0624 | 761.0624 | 761.0624 | 761.0624 | 761.0624 | 761.0624 | 761.0624 | 761.0624 | 761.0624 | 761.0624 | 761.0624 | 761.0624 | 761.0624 | 761.0624 | 761.0624 | 761.0624 | 761.0624
|  | Distributed | Counterfactual | Capacity (MW) | Renewable | Hydro | Hydro | 322.86 | 323.82 | 324.74 | 325.64 | 326.5 | 327.34 | 328.15 | 328.93 | 329.7 | 330.44 | 331.16 | 331.86 | 332.54 | 333.21 | 333.86 | 334.5 | 335.12 | 335.72 | 336.31 | 336.89 | 337.46 | 338.01 | 338.55 | 339.09 | 339.61 | 340.12 | 340.62 | 341.11
|  | Distributed | Counterfactual | Capacity (MW) | Renewable | Marine | Marine | 33.858 | 33.858 | 33.858 | 33.858 | 33.858 | 33.858 | 33.858 | 33.858 | 33.858 | 33.858 | 33.858 | 33.858 | 33.858 | 33.858 | 33.858 | 33.858 | 33.858 | 33.858 | 33.858 | 33.858 | 33.858 | 33.858 | 33.858 | 33.858 | 33.858 | 33.858 | 33.858 | 33.858
|  | Distributed | Counterfactual | Capacity (MW) | Renewable | Offshore Wind | Offshore Wind | 681.2 | 681.2 | 681.2 | 681.2 | 681.2 | 681.2 | 681.2 | 681.2 | 681.2 | 681.2 | 681.2 | 681.2 | 681.2 | 681.2 | 681.2 | 681.2 | 681.2 | 681.2 | 681.2 | 681.2 | 681.2 | 681.2 | 681.2 | 681.2 | 681.2 | 681.2 | 681.2 | 681.2
|  | Distributed | Counterfactual | Capacity (MW) | Renewable | Onshore Wind | Onshore Wind | 5171.39 | 5197.25 | 5223.24 | 5249.35 | 5275.6 | 5301.98 | 5328.49 | 5402.07 | 5546.19 | 5713.92 | 5881.78 | 6002.83 | 6124.03 | 6245.36 | 6366.82 | 6488.43 | 6610.17 | 6732.06 | 6854.08 | 6976.24 | 7098.55 | 7220.99 | 7343.58 | 7466.32 | 7589.2 | 7712.22 | 7835.39 | 7958.7
|  | Distributed | Counterfactual | Capacity (MW) | Renewable | Other Renewables | Other Renewables | 1071.9859 | 1044.5553 | 1020.4077 | 994.4184 | 969.0911 | 944.9581 | 911.4136 | 870.1697 | 820.2964 | 751.4188 | 677.7423 | 626.4772 | 601.1121 | 542.9967 | 473.9073 | 441.7267 | 427.462 | 413.3214 | 403.3712 | 378.6516 | 352.9598 | 347.4962 | 343.5653 | 340.8857 | 339.2402 | 338.4624 | 338.4237 | 339.7234
|  | Distributed | Counterfactual | Capacity (MW) | Renewable | Solar | Solar PV | 8965.39 | 9046.94 | 9240.39 | 9390.39 | 9640.39 | 9940.39 | 10340.39 | 10890.39 | 11590.39 | 12440.39 | 13269.21 | 14381.85 | 15123.61 | 15523.61 | 15523.61 | 15523.61 | 15823.61 | 16523.61 | 17223.61 | 17823.61 | 18423.61 | 19123.61 | 19923.61 | 20723.61 | 21623.61 | 22523.61 | 23173.61 | 23773.61
|  | Distributed | Counterfactual | Capacity (MW) | Renewable | Waste | Waste | 1576.579 | 1630.1658 | 1676.0973 | 1716.2874 | 1752.0119 | 1784.1639 | 1813.3931 | 1834.7752 | 1854.0963 | 1871.6508 | 1880.6055 | 1887.8955 | 1893.0285 | 1886.5158 | 1878.1432 | 1873.3607 | 1845.4984 | 1819.6577 | 1797.9184 | 1768.4117 | 1737.5952 | 1706.3107 | 1672.3547 | 1623.9541 | 1562.339 | 1501.0424 | 1425.3407 | 1338.0191
|  | Distributed | Counterfactual | Capacity (MW) | Storage | Storage | Battery | 2852.27 | 2902.28 | 3308.88 | 4000.03 | 4708.83 | 5356.97 | 6038.24 | 6415.44 | 6515.34 | 6654.34 | 6973.14 | 7078.04 | 7205.04 | 7235.04 | 7235.04 | 7270.04 | 7270.04 | 7270.04 | 7270.04 | 7350.04 | 7350.04 | 7350.04 | 7350.04 | 7350.04 | 7350.04 | 7350.04 | 7350.04 | 7350.04
|  | Distributed | Counterfactual | Capacity (MW) | Storage | Storage | Compressed Air | 3.294 | 3.294 | 3.294 | 3.294 | 3.294 | 3.294 | 3.294 | 3.294 | 3.294 | 3.294 | 3.294 | 3.294 | 3.294 | 3.294 | 3.294 | 3.294 | 3.294 | 3.294 | 3.294 | 3.294 | 3.294 | 3.294 | 3.294 | 3.294 | 3.294 | 3.294 | 3.294 | 3.294
|  | Distributed | Counterfactual | Capacity (MW) | Storage | Storage | Liquid Air | 5 | 5 | 5 | 5 | 5 | 5 | 5 | 5 | 5 | 5 | 5 | 5 | 5 | 5 | 5 | 5 | 5 | 5 | 5 | 5 | 5 | 5 | 5 | 5 | 5 | 5 | 5 | 5
|  | Distributed | Counterfactual | Capacity (MW) | Storage | Storage | Pumped Hydro | 0 | 0 | 0 | 0 | 0 | 0 | 0 | 0 | 0 | 0 | 0 | 0 | 0 | 0 | 0 | 0 | 0 | 99.9 | 99.9 | 99.9 | 99.9 | 99.9 | 99.9 | 99.9 | 99.9 | 99.9 | 99.9 | 99.9
|  | Distributed | Counterfactual | Capacity (MW) | Thermal | Gas | CCGT | 688.33 | 255.6 | 213 | 170.4 | 127.8 | 85.2 | 42.6 | 0 | 0 | 0 | 0 | 0 | 0 | 0 | 0 | 0 | 0 | 0 | 0 | 0 | 0 | 0 | 0 | 0 | 0 | 0 | 0 | 0
|  | Distributed | Counterfactual | Capacity (MW) | Thermal | Gas | Gas CHP | 1614.05 | 1798.3203 | 1808.3407 | 1818.361 | 1828.3813 | 1828.4016 | 1822.6792 | 1816.6833 | 1810.3866 | 1803.7574 | 1796.7588 | 1789.3474 | 1781.4714 | 1773.069 | 1764.065 | 1754.3668 | 1743.8587 | 1732.3936 | 1719.7798 | 1705.7623 | 1689.99 | 1671.9617 | 1650.9252 | 1625.6774 | 1594.1126 | 1552.0193 | 1488.8693 | 1362.5489
|  | Distributed | Counterfactual | Capacity (MW) | Thermal | Gas | Gas Reciprocating Engines | 2024.4309 | 3105.3 | 3484.8 | 3885.6602 | 4274.2 | 4658.9 | 5031.6 | 5371.4 | 5667.9 | 5902.5 | 5976.3 | 5992 | 5938.8 | 5824.8 | 5763.3 | 5722 | 5660.3 | 5600.1 | 5501.1 | 5396.6 | 5275.7 | 5186.5 | 5072.1 | 4974.3 | 4886.6 | 4779.5 | 4702.7 | 4660.1
|  | Distributed | Counterfactual | Capacity (MW) | Thermal | Hydrogen | Hydrogen CHP | 0 | 0 | 0 | 0 | 0 | 0 | 0 | 0 | 0 | 0 | 0 | 0 | 0 | 0 | 0 | 0 | 0 | 0 | 0 | 0 | 0 | 0 | 0 | 0 | 0 | 0 | 0 | 0
|  | Distributed | Counterfactual | Capacity (MW) | Thermal | Other Thermal | Diesel | 1295.3 | 1295.3 | 1258.7 | 1189.4 | 1069.27 | 885.32 | 628.14 | 514.5 | 514.5 | 499.8 | 377.2 | 115.9 | 4.9 | 0 | 0 | 0 | 0 | 0 | 0 | 0 | 0 | 0 | 0 | 0 | 0 | 0 | 0 | 0
|  | Distributed | Five Year Forecast | Capacity (MW) | Renewable | Other Renewables | Other Renewables | 2023: 1071.9859; 2024: 1066.3314; 2025: 1057.9356; 2026: 1048.6717; 2027: 1041.4985; 2028: 1035.7647; 2029: 1028.6142
|  | Distributed | Five Year Forecast | Capacity (MW) | Renewable | Solar | Solar PV | 2023: 8965.4; 2024: 9469.91; 2025: 10115.41; 2026: 10715.42; 2027: 11315.43; 2028: 12065.44; 2029: 12965.44
|  | Distributed | Five Year Forecast | Capacity (MW) | Storage | Storage | Battery | 2023: 2852.27; 2024: 3298.98; 2025: 4164.83; 2026: 4832.33; 2027: 5644.68; 2028: 6375.54; 2029: 6695.44
|  | Distributed | Five Year Forecast | Capacity (MW) | Storage | Storage | Compressed Air | 2023: 3.294; 2024: 3.294; 2025: 3.294; 2026: 3.294; 2027: 3.294; 2028: 3.294; 2029: 3.294
|  | Distributed | Five Year Forecast | Capacity (MW) | Storage | Storage | Liquid Air | 2023: 5; 2024: 5; 2025: 5; 2026: 5; 2027: 5; 2028: 5; 2029: 5
|  | Distributed | Holistic Transition | Capacity (MW) | Renewable | Biomass | Biomass | 734.991 | 734.991 | 734.991 | 734.991 | 734.991 | 649.771 | 649.771 | 599.771 | 599.771 | 599.771 | 513.171 | 513.171 | 437.171 | 437.171 | 392.171 | 392.171 | 347.171 | 347.171 | 302.171 | 302.171 | 257.171 | 257.171 | 212.171 | 212.171 | 212.171 | 212.171 | 212.171 | 212.171
|  | Distributed | Holistic Transition | Capacity (MW) | Renewable | Hydro | Hydro | 322.86 | 326.24 | 329.62 | 333 | 336.38 | 339.76 | 343.15 | 346.55 | 349.95 | 353.36 | 356.78 | 360.22 | 363.66 | 367.12 | 370.59 | 374.07 | 377.57 | 381.08 | 384.61 | 388.16 | 391.72 | 395.3 | 398.9 | 402.52 | 406.16 | 409.82 | 413.49 | 417.19
|  | Distributed | Holistic Transition | Capacity (MW) | Renewable | Marine | Marine | 33.858 | 43.858 | 58.858 | 87.358 | 121.358 | 141.358 | 166.358 | 186.358 | 196.358 | 206.358 | 241.358 | 261.358 | 271.358 | 281.358 | 291.358 | 301.358 | 311.358 | 321.358 | 331.358 | 341.358 | 351.358 | 351.358 | 351.358 | 351.358 | 351.358 | 351.358 | 351.358 | 351.358
|  | Distributed | Holistic Transition | Capacity (MW) | Renewable | Offshore Wind | Offshore Wind | 681.2 | 681.2 | 739.7 | 739.7 | 739.7 | 739.7 | 739.7 | 739.7 | 739.7 | 739.7 | 739.7 | 739.7 | 739.7 | 739.7 | 739.7 | 739.7 | 739.7 | 739.7 | 739.7 | 739.7 | 739.7 | 739.7 | 739.7 | 739.7 | 739.7 | 739.7 | 739.7 | 739.7
|  | Distributed | Holistic Transition | Capacity (MW) | Renewable | Other Renewables | Other Renewables | 1071.986 | 1125.098 | 1148.2 | 1179.966 | 1214.177 | 1241.088 | 1267.833 | 1277.619 | 1286.611 | 1290.719 | 1293.788 | 1300.92 | 1318.316 | 1305.294 | 1289.14 | 1286.827 | 1291.629 | 1297.645 | 1300.702 | 1303.747 | 1307.388 | 1315.996 | 1325.436 | 1336.045 | 1347.898 | 1361.191 | 1375.004 | 1389.76
|  | Distributed | Holistic Transition | Capacity (MW) | Renewable | Solar | Solar PV | 8965.39 | 10564.65 | 12265.39 | 13915.39 | 15565.39 | 17215.39 | 18865.39 | 20515.39 | 22515.39 | 24715.39 | 26744.21 | 28856.85 | 29948.61 | 30948.61 | 31548.61 | 32048.61 | 33291.05 | 34862.38 | 36347.02 | 37947.02 | 39547.02 | 41147.02 | 41947.02 | 41447.02 | 41247.02 | 41347.02 | 41447.02 | 41547.02
|  | Distributed | Holistic Transition | Capacity (MW) | Renewable | Waste | Waste | 1576.579 | 1585.6225 | 1594.666 | 1603.7094 | 1612.7529 | 1621.7964 | 1630.8399 | 1626.5633 | 1599.9233 | 1546.6433 | 1515.9233 | 1493.6433 | 1473.3233 | 1448.4833 | 1414.3793 | 1371.1313 | 1341.0353 | 1314.3873 | 1277.9393 | 1228.0913 | 1176.1553 | 1119.0993 | 1072.4193 | 983.7114 | 852.7036 | 683.6127 | 575.3579 | 521.1585
|  | Distributed | Holistic Transition | Capacity (MW) | Storage | Storage | Battery | 2852.27 | 4032.24 | 4889.33 | 5947.15 | 6576.15 | 7261.94 | 7861.14 | 8216.14 | 8415.89 | 8514.89 | 8514.89 | 8613.89 | 8613.89 | 8613.89 | 8613.89 | 8713.89 | 8713.89 | 8813.89 | 8813.89 | 8813.89 | 8813.39 | 8813.39 | 8913.39 | 8913.39 | 8913.39 | 8913.39 | 8913.39 | 8913.39
|  | Distributed | Holistic Transition | Capacity (MW) | Storage | Storage | Compressed Air | 3.294 | 3.294 | 3.294 | 3.294 | 3.294 | 3.294 | 3.294 | 3.294 | 3.294 | 3.294 | 3.294 | 3.294 | 3.294 | 3.294 | 3.294 | 3.294 | 3.294 | 3.294 | 3.294 | 3.294 | 3.294 | 3.294 | 3.294 | 3.294 | 3.294 | 3.294 | 3.294 | 3.294
|  | Distributed | Holistic Transition | Capacity (MW) | Storage | Storage | Liquid Air | 5 | 5 | 5 | 5 | 5 | 5 | 205 | 305 | 405 | 505 | 605 | 605 | 605 | 605 | 605 | 605 | 605 | 605 | 605 | 605 | 605 | 605 | 605 | 605 | 605 | 605 | 605 | 605
|  | Distributed | Holistic Transition | Capacity (MW) | Storage | Storage | Pumped Hydro | 0 | 0 | 0 | 0 | 0 | 0 | 0 | 99.9 | 99.9 | 99.9 | 99.9 | 99.9 | 99.9 | 99.9 | 99.9 | 99.9 | 99.9 | 99.9 | 99.9 | 99.9 | 99.9 | 99.9 | 99.9 | 99.9 | 99.9 | 99.9 | 99.9 | 99.9
|  | Distributed | Holistic Transition | Capacity (MW) | Thermal | Gas | CCGT | 688.33 | 688.33 | 688.33 | 688.33 | 688.33 | 688.33 | 688.33 | 0 | 0 | 0 | 0 | 0 | 0 | 0 | 0 | 0 | 0 | 0 | 0 | 0 | 0 | 0 | 0 | 0 | 0 | 0 | 0 | 0
|  | Distributed | Holistic Transition | Capacity (MW) | Thermal | Gas | Gas CHP | 1614.05 | 1709.1241 | 1679.9483 | 1650.7724 | 1616.5965 | 1582.4207 | 1548.2448 | 1447.824 | 1329.1543 | 1183.1111 | 991.4454 | 708.5349 | 0 | 0 | 0 | 0 | 0 | 0 | 0 | 0 | 0 | 0 | 0 | 0 | 0 | 0 | 0 | 0
|  | Distributed | Holistic Transition | Capacity (MW) | Thermal | Gas | Gas Reciprocating Engines | 2024.4309 | 2633.2607 | 2874.7839 | 2989.7 | 3049.5 | 3110.5 | 3172.7 | 3142.3 | 3043.5477 | 2771.8344 | 2164.4075 | 829.2694 | 0 | 0 | 0 | 0 | 0 | 0 | 0 | 0 | 0 | 0 | 0 | 0 | 0 | 0 | 0 | 0
|  | Distributed | Holistic Transition | Capacity (MW) | Thermal | Hydrogen | Hydrogen | 0 | 0 | 0 | 0 | 0 | 0 | 0 | 131.9463 | 292.3225 | 488.8947 | 830.5549 | 1290.3313 | 1822.3033 | 2352.2043 | 2782.4616 | 3133.9836 | 3470.5019 | 3855.8554 | 4268.6368 | 4680.4263 | 4987.4838 | 5264.2192 | 5512.139 | 5730.6959 | 5917.4108 | 6069.5713 | 6186.2916 | 6271.1378
|  | Distributed | Holistic Transition | Capacity (MW) | Thermal | Hydrogen | Hydrogen CHP | 0 | 0 | 0 | 0 | 0 | 0 | 53.9311 | 146.4712 | 257.5193 | 396.3294 | 581.4096 | 859.0298 | 996.8803 | 996.8803 | 997.8803 | 998.8803 | 999.8803 | 1000.8803 | 1001.8803 | 1002.8803 | 1003.8803 | 1004.8803 | 1005.8803 | 1006.8803 | 1007.8803 | 1008.8803 | 1009.8803 | 1010.8803
|  | Distributed | Holistic Transition | Capacity (MW) | Thermal | Other Thermal | Diesel | 1295.3 | 742.9 | 391.4 | 0 | 0 | 0 | 0 | 0 | 0 | 0 | 0 | 0 | 0 | 0 | 0 | 0 | 0 | 0 | 0 | 0 | 0 | 0 | 0 | 0 | 0 | 0 | 0 | 0
|  | Distributed | Hydrogen Evolution | Capacity (MW) | Renewable | Biomass | Biomass | 735 | 735 | 735 | 735 | 735 | 659.8 | 659.8 | 619.8 | 619.8 | 619.8 | 538.2 | 538.2 | 467.2 | 467.2 | 427.2 | 427.2 | 387.2 | 387.2 | 347.2 | 347.2 | 307.2 | 307.2 | 307.2 | 307.2 | 307.2 | 307.2 | 307.2 | 307.2
|  | Distributed | Hydrogen Evolution | Capacity (MW) | Renewable | Hydro | Hydro | 322.86 | 326.2 | 329.6 | 333 | 336.4 | 339.8 | 343.2 | 346.5 | 349.9 | 353.4 | 356.8 | 360.2 | 363.7 | 367.1 | 370.6 | 374.1 | 377.6 | 381.1 | 384.6 | 388.2 | 391.7 | 395.3 | 398.9 | 402.5 | 406.2 | 409.8 | 413.5 | 417.2
|  | Distributed | Hydrogen Evolution | Capacity (MW) | Renewable | Marine | Marine | 33.9 | 33.9 | 46.1 | 46.1 | 56.1 | 57.1 | 72.1 | 72.1 | 77.1 | 101.1 | 111.1 | 111.1 | 111.1 | 111.1 | 111.1 | 111.1 | 111.1 | 111.1 | 111.1 | 111.1 | 111.1 | 111.1 | 111.1 | 111.1 | 111.1 | 111.1 | 111.1 | 111.1
|  | Distributed | Hydrogen Evolution | Capacity (MW) | Renewable | Offshore Wind | Offshore Wind | 681.2 | 681.2 | 681.2 | 681.2 | 681.2 | 681.2 | 681.2 | 681.2 | 681.2 | 681.2 | 681.2 | 681.2 | 681.2 | 681.2 | 681.2 | 681.2 | 681.2 | 681.2 | 681.2 | 681.2 | 681.2 | 681.2 | 681.2 | 681.2 | 681.2 | 681.2 | 681.2 | 681.2
|  | Distributed | Holistic Transition | Capacity (MW) | Renewable | Onshore Wind | Onshore Wind | 5171.39 | 5378.76 | 5596.46 | 5849.05 | 6119.39 | 6436.56 | 6771.07 | 7192.37 | 7635.21 | 8100.82 | 8590.49 | 9105.6 | 9679.76 | 10284.2 | 10920.65 | 11590.94 | 12296.99 | 13040.85 | 13771.43 | 14509.61 | 15252.4 | 15900.13 | 16541.87 | 16877.87 | 17017.04 | 17157.15 | 17291.78 | 17369.46
|  | Distributed | Hydrogen Evolution | Capacity (MW) | Renewable | Onshore Wind | Onshore Wind | 5171.4 | 5223.15 | 5275.26 | 5341.26 | 5421.37 | 5502.66 | 5585.34 | 5789.93 | 5996.81 | 6206 | 6417.48 | 6631.27 | 6847.55 | 7066.41 | 7287.58 | 7511.44 | 7737.9 | 7966.96 | 8198.8 | 8433.54 | 8670.88 | 8911.32 | 9154.46 | 9400.77 | 9650.19 | 9902.7 | 10158.42 | 10417.34
|  | Distributed | Hydrogen Evolution | Capacity (MW) | Renewable | Other Renewables | Other Renewables | 1071.9859 | 1066.3314 | 1057.9356 | 1048.6717 | 1041.4985 | 1035.7647 | 1028.6142 | 1013.5011 | 995.5012 | 964.7927 | 929.3532 | 905.2398 | 907.0215 | 866.8214 | 814.8766 | 795.4808 | 791.242 | 786.7718 | 782.7491 | 767.7238 | 752.5158 | 750.8444 | 750.7951 | 750.434 | 750.0036 | 749.3955 | 750.6675 | 756.3219
|  | Distributed | Hydrogen Evolution | Capacity (MW) | Renewable | Solar | Solar PV | 8965.4 | 9469.91 | 10115.41 | 10715.42 | 11315.43 | 12065.44 | 12965.44 | 14165.35 | 15565.36 | 17065.37 | 18394.17 | 20056.78 | 21098.59 | 21898.6 | 22198.6 | 22498.61 | 22898.62 | 23948.63 | 25148.63 | 26348.64 | 27548.65 | 28548.56 | 29548.56 | 30548.57 | 31548.58 | 32548.59 | 33548.59 | 34548.6
|  | Distributed | Hydrogen Evolution | Capacity (MW) | Renewable | Waste | Waste | 1576.579 | 1595.9579 | 1615.3368 | 1634.7156 | 1654.0945 | 1673.4734 | 1692.8523 | 1698.9112 | 1672.2712 | 1638.9712 | 1608.2512 | 1579.3112 | 1551.7912 | 1528.1512 | 1495.6072 | 1460.8992 | 1430.9992 | 1397.6112 | 1358.4712 | 1316.2792 | 1269.4592 | 1215.0232 | 1163.0512 | 1099.7744 | 974.2448 | 847.1662 | 735.4258 | 645.363
|  | Distributed | Hydrogen Evolution | Capacity (MW) | Storage | Storage | Battery | 2852.27 | 3298.98 | 4164.83 | 4832.33 | 5644.68 | 6375.54 | 6695.44 | 7038.54 | 7248.34 | 7531.54 | 7665.54 | 7735.54 | 7839.59 | 7879.59 | 7879.59 | 8088.29 | 8088.29 | 8088.29 | 8088.29 | 8088.29 | 8088.29 | 8088.29 | 8088.29 | 8088.29 | 8088.29 | 8088.29 | 8088.29 | 8088.29
|  | Distributed | Hydrogen Evolution | Capacity (MW) | Storage | Storage | Compressed Air | 3.294 | 3.294 | 3.294 | 3.294 | 3.294 | 3.294 | 3.294 | 3.294 | 3.294 | 3.294 | 3.294 | 3.294 | 3.294 | 3.294 | 3.294 | 3.294 | 3.294 | 3.294 | 3.294 | 3.294 | 3.294 | 3.294 | 3.294 | 3.294 | 3.294 | 3.294 | 3.294 | 3.294
|  | Distributed | Hydrogen Evolution | Capacity (MW) | Storage | Storage | Liquid Air | 5 | 5 | 5 | 5 | 5 | 5 | 5 | 5 | 5 | 105 | 105 | 205 | 205 | 305 | 305 | 305 | 305 | 305 | 305 | 305 | 305 | 305 | 305 | 305 | 305 | 305 | 305 | 305
|  | Distributed | Hydrogen Evolution | Capacity (MW) | Storage | Storage | Pumped Hydro | 0 | 0 | 0 | 0 | 0 | 0 | 0 | 0 | 0 | 0 | 99.9 | 99.9 | 99.9 | 99.9 | 99.9 | 99.9 | 99.9 | 99.9 | 99.9 | 99.9 | 99.9 | 99.9 | 99.9 | 99.9 | 99.9 | 99.9 | 99.9 | 99.9
|  | Distributed | Hydrogen Evolution | Capacity (MW) | Thermal | Gas | CCGT | 688.3 | 688.3 | 688.3 | 688.3 | 688.3 | 0 | 0 | 0 | 0 | 0 | 0 | 0 | 0 | 0 | 0 | 0 | 0 | 0 | 0 | 0 | 0 | 0 | 0 | 0 | 0 | 0 | 0 | 0
|  | Distributed | Hydrogen Evolution | Capacity (MW) | Thermal | Gas | Gas CHP | 1614.1 | 1769.3 | 1770.4 | 1771.4 | 1772.5 | 1773.5 | 1751.4 | 1713.8 | 1622.2 | 1518 | 1405.5 | 1290.2 | 1172.8 | 1048.9 | 929.1 | 809.7 | 693.9 | 559.3 | 414.7 | 265.2 | 89.8 | 77 | 64.3 | 51.5 | 38.8 | 26 | 13.3 | 0.5
|  | Distributed | Hydrogen Evolution | Capacity (MW) | Thermal | Gas | Gas Reciprocating Engines | 2024.4309 | 2810.3 | 3103.5 | 3351.8 | 3586.4 | 3801.6 | 3991.7 | 4030.2 | 4004.1 | 3923.4 | 3657.2197 | 3230.5398 | 2732.1844 | 2235.885 | 1838.5115 | 1519.306 | 1214.996 | 862.2028 | 482.1793 | 103.1405 | 0 | 0 | 0 | 0 | 0 | 0 | 0 | 0
|  | Distributed | Hydrogen Evolution | Capacity (MW) | Thermal | Hydrogen | Hydrogen | 0 | 0 | 0 | 0 | 0 | 25 | 100 | 212 | 553 | 1200 | 2490 | 3215 | 5430 | 5695 | 5700 | 5750 | 5830 | 6330 | 7130 | 8030 | 9030 | 9430 | 9780 | 10110 | 10385 | 10630 | 10850 | 11050
|  | Distributed | Hydrogen Evolution | Capacity (MW) | Thermal | Hydrogen | Hydrogen CHP | 0 | 0 | 0 | 0 | 0 | 0 | 23.2 | 48 | 139.1 | 244.8 | 359.5 | 477.1 | 596.9 | 723.8 | 846.4 | 968.6 | 1087.2 | 1224.1 | 1370.9 | 1520.9 | 1695.1 | 1705.2 | 1714.4 | 1721.3 | 1726.1 | 1730.8 | 1734.3 | 1755.5
|  | Distributed | Hydrogen Evolution | Capacity (MW) | Thermal | Other Thermal | Diesel | 1295.3 | 1218.6 | 1123.1 | 1021.3 | 885.6 | 594.5027 | 343.8643 | 197.5208 | 111.2763 | 0 | 0 | 0 | 0 | 0 | 0 | 0 | 0 | 0 | 0 | 0 | 0 | 0 | 0 | 0 | 0 | 0 | 0 | 0
|  | Transmission | Electric Engagement | Capacity (MW) | Interconnectors | Interconnectors | Interconnectors | 8400 | 10300 | 10300 | 10300 | 10300 | 11700 | 11700 | 11700 | 11700 | 16150 | 16900 | 18300 | 19000 | 20250 | 22050 | 22050 | 22050 | 22050 | 22050 | 22050 | 22050 | 22050 | 22050 | 22050 | 22050 | 22050 | 22050 | 22050
|  | Transmission | Electric Engagement | Capacity (MW) | Low Carbon | CCS | CCS Biomass | 0 | 0 | 0 | 0 | 0 | 0 | 0 | 0 | 600 | 1200 | 1800 | 2400 | 2400 | 2400 | 2400 | 3000 | 3000 | 4200 | 4200 | 4200 | 4200 | 4200 | 4650 | 4650 | 4650 | 4650 | 4650 | 4650
|  | Transmission | Electric Engagement | Capacity (MW) | Low Carbon | CCS | CCS Gas | 0 | 0 | 0 | 0 | 0 | 0 | 0 | 0 | 0 | 0 | 3350 | 5350 | 8110 | 8110 | 9110 | 11370 | 11970 | 13070 | 14070 | 14670 | 15220 | 15220 | 15220 | 15220 | 15220 | 15220 | 15220 | 16020
|  | Transmission | Electric Engagement | Capacity (MW) | Low Carbon | Nuclear | Nuclear - Large | 6075 | 6075 | 6075 | 6075 | 3710 | 3710 | 2470 | 2900 | 4570 | 4570 | 4570 | 4570 | 4570 | 6240 | 7910 | 7910 | 7910 | 7910 | 7910 | 8560 | 9560 | 9560 | 9560 | 9790 | 9790 | 9790 | 10785 | 10785
|  | Transmission | Electric Engagement | Capacity (MW) | Low Carbon | Nuclear | Nuclear - SMR | 0 | 0 | 0 | 0 | 0 | 0 | 0 | 0 | 0 | 0 | 0 | 540 | 1430 | 2379 | 3319 | 3789 | 4259 | 4729 | 6184 | 6452 | 6452 | 7132 | 7602 | 9283 | 10063 | 10533 | 11453 | 11453
|  | Transmission | Electric Engagement | Capacity (MW) | Renewable | Biomass | Biomass | 3403 | 3403 | 3403 | 3403 | 3403 | 3403 | 3403 | 3403 | 3118 | 2483 | 2042 | 2042 | 2042 | 1285 | 1285 | 0 | 0 | 0 | 0 | 0 | 0 | 0 | 0 | 0 | 0 | 0 | 0 | 0
|  | Transmission | Electric Engagement | Capacity (MW) | Renewable | Biomass | Biomass CHP | 105 | 105 | 105 | 105 | 105 | 105 | 105 | 105 | 105 | 105 | 105 | 105 | 105 | 0 | 0 | 0 | 0 | 0 | 0 | 0 | 0 | 0 | 0 | 0 | 0 | 0 | 0 | 0
|  | Transmission | Electric Engagement | Capacity (MW) | Renewable | Hydro | Hydro | 1347.6 | 1354.06 | 1354.06 | 1354.06 | 1354.06 | 1354.06 | 1354.06 | 1354.06 | 1354.06 | 1354.06 | 1354.06 | 1354.06 | 1354.06 | 1354.06 | 1354.06 | 1354.06 | 1354.06 | 1354.06 | 1354.06 | 1354.06 | 1354.06 | 1354.06 | 1354.06 | 1354.06 | 1354.06 | 1354.06 | 1354.06 | 1354.06
|  | Transmission | Electric Engagement | Capacity (MW) | Renewable | Marine | Marine | 14.9 | 14.9 | 14.9 | 14.9 | 97.9 | 111 | 151 | 151 | 151 | 151 | 151 | 151 | 151 | 151 | 151 | 151 | 1151 | 2151 | 2151 | 3651 | 3651 | 3651 | 3651 | 3651 | 3651 | 3651 | 3651 | 3651
|  | Transmission | Electric Engagement | Capacity (MW) | Renewable | Offshore Wind | Offshore Wind | 14035.3 | 16683.3 | 19415.3 | 22463.3 | 26413.3 | 28013.3 | 35974.3 | 45223.3 | 53272.5 | 58148.5 | 62357.5 | 71317.5 | 76057.5 | 82453.5 | 90053.5 | 91561.5 | 92561.5 | 95261.5 | 95261.5 | 95261.5 | 95261.5 | 95261.5 | 95261.5 | 95261.5 | 95261.5 | 95261.5 | 95261.5 | 95261.5
|  | Transmission | Electric Engagement | Capacity (MW) | Renewable | Onshore Wind | Onshore Wind | 7959.25 | 8879.75 | 9537.68 | 10601.15 | 11574.85 | 13392.25 | 15943.95 | 17313.45 | 17828.55 | 18216.95 | 18216.95 | 18519.95 | 19008.25 | 19008.25 | 19008.25 | 19260.95 | 19260.95 | 19260.95 | 19448.95 | 19448.95 | 19523.85 | 19523.85 | 19656.85 | 19808.05 | 20133.05 | 20133.05 | 20133.05 | 20133.05
|  | Transmission | Electric Engagement | Capacity (MW) | Renewable | Solar | Solar PV | 59.8 | 534.695 | 664.595 | 730.495 | 877.795 | 2216.37 | 2666.37 | 3320.77 | 3804.77 | 4294.76 | 5844.76 | 6683.76 | 7380.76 | 7925.66 | 8287.75 | 8834.65 | 9320.05 | 9817.55 | 10217.55 | 11057.55 | 11537.05 | 11927.05 | 12426.95 | 12875.85 | 12975.85 | 13075.75 | 13075.75 | 13125.75
|  | Transmission | Electric Engagement | Capacity (MW) | Renewable | Waste | Waste | 36 | 52 | 52 | 242 | 242 | 242 | 242 | 242 | 242 | 242 | 92 | 92 | 92 | 40 | 40 | 40 | 40 | 40 | 40 | 40 | 40 | 40 | 40 | 40 | 40 | 40 | 40 | 40
|  | Transmission | Electric Engagement | Capacity (MW) | Storage | Storage | Battery | 1734.08 | 3264.475 | 5950.365 | 9852.945 | 13197.43 | 14878.425 | 15666.047 | 16169.547 | 16189.547 | 16189.547 | 16189.547 | 16231.647 | 16231.647 | 16231.647 | 16231.647 | 16231.647 | 16231.647 | 16231.647 | 16231.647 | 16231.647 | 16231.647 | 16231.647 | 16231.647 | 16231.647 | 16231.647 | 16231.647 | 16231.647 | 16231.647
|  | Transmission | Electric Engagement | Capacity (MW) | Storage | Storage | Compressed Air | 0 | 0 | 0 | 0 | 0 | 0 | 0 | 0 | 0 | 0 | 0 | 0 | 0 | 0 | 500 | 1500 | 2500 | 3000 | 4000 | 5000 | 5500 | 5500 | 6000 | 6000 | 6000 | 6000 | 6000 | 6000
|  | Transmission | Electric Engagement | Capacity (MW) | Storage | Storage | Liquid Air | 0 | 0 | 49.9 | 149.7 | 149.7 | 149.7 | 149.7 | 349.7 | 349.7 | 349.7 | 849.7 | 1749.7 | 1749.7 | 2649.7 | 2649.7 | 2949.7 | 3449.7 | 3449.7 | 3449.7 | 3449.7 | 3449.7 | 3449.7 | 3449.7 | 3449.7 | 3449.7 | 3449.7 | 3449.7 | 3449.7
|  | Transmission | Electric Engagement | Capacity (MW) | Storage | Storage | Pumped Hydro | 2744 | 2564 | 2744 | 2744 | 2744 | 2744 | 3566 | 3566 | 3566 | 4016 | 4016 | 4016 | 4016 | 4316 | 4316 | 4316 | 4316 | 4316 | 4316 | 4316 | 4316 | 4316 | 4316 | 4316 | 4316 | 4316 | 4316 | 4316
|  | Transmission | Electric Engagement | Capacity (MW) | Thermal | Coal | Coal | 1988 | 1988 | 0 | 0 | 0 | 0 | 0 | 0 | 0 | 0 | 0 | 0 | 0 | 0 | 0 | 0 | 0 | 0 | 0 | 0 | 0 | 0 | 0 | 0 | 0 | 0 | 0 | 0
|  | Transmission | Electric Engagement | Capacity (MW) | Thermal | Gas | CCGT | 29384.78 | 31084.78 | 31534.78 | 32759.78 | 32759.78 | 33669.78 | 34219.78 | 33799.78 | 20909.78 | 20489.78 | 18459.78 | 16296.78 | 13491.78 | 11870 | 10870 | 8365 | 8365 | 7460 | 5261 | 3613 | 0 | 0 | 0 | 0 | 0 | 0 | 0 | 0
|  | Transmission | Electric Engagement | Capacity (MW) | Thermal | Gas | Gas Reciprocating Engines | 425 | 425 | 474.9 | 924.9 | 924.9 | 932 | 932 | 932 | 482 | 482 | 482 | 482 | 482 | 341 | 341 | 341 | 341 | 341 | 341 | 341 | 341 | 341 | 341 | 0 | 0 | 0 | 0 | 0
|  | Transmission | Electric Engagement | Capacity (MW) | Thermal | Gas | OCGT | 1702.89 | 2599.89 | 2898.89 | 3672.89 | 3672.89 | 3672.89 | 3672.89 | 3672.89 | 3373.89 | 3373.89 | 1618.89 | 1318.9 | 618.9 | 0 | 0 | 0 | 0 | 0 | 0 | 0 | 0 | 0 | 0 | 0 | 0 | 0 | 0 | 0
|  | Transmission | Electric Engagement | Capacity (MW) | Thermal | Hydrogen | Hydrogen | 0 | 0 | 0 | 0 | 0 | 0 | 0 | 0 | 0 | 0 | 0 | 530 | 5230 | 6530 | 7370 | 9770 | 9770 | 10870 | 10870 | 11470 | 14370 | 14870 | 14870 | 14870 | 14870 | 14870 | 14870 | 14870
|  | Transmission | Electric Engagement | Capacity (MW) | Thermal | Other Thermal | Fuel Oil | 517.8 | 517.8 | 517.8 | 517.8 | 198.8 | 198.8 | 165.8 | 165.8 | 165.8 | 165.8 | 107.8 | 107.8 | 107.8 | 0 | 0 | 0 | 0 | 0 | 0 | 0 | 0 | 0 | 0 | 0 | 0 | 0 | 0 | 0
|  | Transmission | Counterfactual | Capacity (MW) | Interconnectors | Interconnectors | Interconnectors | 8400 | 10300 | 10300 | 10300 | 10300 | 10300 | 10300 | 11700 | 11700 | 11700 | 11700 | 12950 | 14350 | 15750 | 15750 | 15750 | 15750 | 15750 | 15750 | 15750 | 15750 | 15750 | 15750 | 15750 | 15750 | 15750 | 15750 | 15750
|  | Transmission | Counterfactual | Capacity (MW) | Low Carbon | CCS | CCS Biomass | 0 | 0 | 0 | 0 | 0 | 0 | 0 | 0 | 0 | 0 | 0 | 0 | 0 | 2400 | 2400 | 2400 | 2400 | 2400 | 2400 | 2400 | 2400 | 2400 | 3000 | 3000 | 3000 | 4600 | 4600 | 4600
|  | Transmission | Counterfactual | Capacity (MW) | Low Carbon | CCS | CCS Gas | 0 | 0 | 0 | 0 | 0 | 0 | 0 | 0 | 0 | 0 | 0 | 0 | 1810 | 1810 | 2710 | 4480 | 4480 | 7780 | 7780 | 8680 | 11380 | 11380 | 11380 | 14160 | 15060 | 15060 | 16860 | 16860
|  | Transmission | Counterfactual | Capacity (MW) | Low Carbon | Nuclear | Nuclear - Large | 6075 | 6075 | 6075 | 6075 | 3710 | 3710 | 3710 | 3710 | 2900 | 4570 | 4570 | 4570 | 4570 | 4570 | 4570 | 4570 | 6240 | 6240 | 6240 | 7910 | 7910 | 7910 | 7910 | 7910 | 7910 | 7910 | 7910 | 7910
|  | Transmission | Counterfactual | Capacity (MW) | Low Carbon | Nuclear | Nuclear - SMR | 0 | 0 | 0 | 0 | 0 | 0 | 0 | 0 | 0 | 0 | 0 | 0 | 0 | 0 | 0 | 0 | 0 | 250 | 1660 | 1660 | 1660 | 2660 | 4540 | 4540 | 5540 | 5540 | 5540 | 5540
|  | Transmission | Counterfactual | Capacity (MW) | Renewable | Biomass | Biomass | 3403 | 3403 | 3403 | 3403 | 3403 | 3403 | 3403 | 3403 | 3403 | 3403 | 2768 | 2768 | 2133 | 681 | 681 | 681 | 396 | 396 | 396 | 396 | 0 | 0 | 0 | 0 | 0 | 0 | 0 | 0
|  | Transmission | Counterfactual | Capacity (MW) | Renewable | Biomass | Biomass CHP | 105 | 105 | 105 | 105 | 105 | 105 | 105 | 105 | 105 | 105 | 105 | 105 | 105 | 0 | 0 | 0 | 0 | 0 | 0 | 0 | 0 | 0 | 0 | 0 | 0 | 0 | 0 | 0
|  | Transmission | Counterfactual | Capacity (MW) | Renewable | Hydro | Hydro | 1347.6 | 1354.06 | 1354.06 | 1354.06 | 1354.06 | 1354.06 | 1354.06 | 1354.06 | 1354.06 | 1354.06 | 1354.06 | 1354.06 | 1354.06 | 1354.06 | 1354.06 | 1354.06 | 1354.06 | 1354.06 | 1354.06 | 1354.06 | 1354.06 | 1354.06 | 1354.06 | 1354.06 | 1354.06 | 1354.06 | 1354.06 | 1354.06
|  | Transmission | Counterfactual | Capacity (MW) | Renewable | Marine | Marine | 14.9 | 14.9 | 14.9 | 14.9 | 14.9 | 14.9 | 14.9 | 28 | 68 | 68 | 68 | 68 | 111 | 111 | 111 | 111 | 111 | 111 | 111 | 111 | 111 | 111 | 111 | 111 | 111 | 244 | 744 | 1744
|  | Transmission | Counterfactual | Capacity (MW) | Renewable | Offshore Wind | Offshore Wind | 14035.3 | 15035.3 | 15483.3 | 16683.3 | 19955.3 | 22963.3 | 26413.3 | 27913.3 | 32873.3 | 39092.5 | 41633.5 | 47993.5 | 58722.5 | 63022.5 | 66422.5 | 72938.5 | 75938.5 | 77138.5 | 79138.5 | 79138.5 | 79138.5 | 80703.5 | 80703.5 | 80703.5 | 80703.5 | 80703.5 | 80703.5 | 80703.5
|  | Transmission | Counterfactual | Capacity (MW) | Renewable | Onshore Wind | Onshore Wind | 7959.25 | 8879.75 | 9024.05 | 9124.68 | 9631.08 | 10540.08 | 11533.35 | 14371.85 | 15313.05 | 16187.55 | 16649.25 | 16799.25 | 16835.25 | 17035.05 | 17035.05 | 17134.05 | 17134.05 | 17134.05 | 17134.05 | 17134.05 | 17134.05 | 17134.05 | 17134.05 | 17134.05 | 17134.05 | 17134.05 | 17134.05 | 17134.05
|  | Transmission | Counterfactual | Capacity (MW) | Renewable | Solar | Solar PV | 59.8 | 434.8 | 484.7 | 629.595 | 664.595 | 805.295 | 1954.395 | 2004.39 | 2004.39 | 2088.39 | 2538.39 | 3138.39 | 3630.49 | 4080.49 | 4080.49 | 4080.49 | 4080.49 | 4080.49 | 4080.49 | 4080.49 | 4080.49 | 4080.49 | 4080.49 | 4080.49 | 4080.49 | 4080.49 | 4080.49 | 4080.49
|  | Transmission | Counterfactual | Capacity (MW) | Renewable | Waste | Waste | 36 | 52 | 202 | 202 | 202 | 202 | 202 | 202 | 202 | 202 | 202 | 202 | 202 | 166 | 16 | 16 | 16 | 16 | 16 | 16 | 16 | 16 | 16 | 16 | 16 | 16 | 16 | 16
|  | Transmission | Counterfactual | Capacity (MW) | Storage | Storage | Battery | 1734.08 | 2043.78 | 2614.68 | 3870.155 | 5502.355 | 8418.035 | 10863.92 | 12907.715 | 13458.115 | 13897.915 | 14285.315 | 14650.315 | 14692.415 | 14692.415 | 14692.415 | 14692.415 | 14692.415 | 14692.415 | 14692.415 | 14692.415 | 14692.415 | 14692.415 | 14692.415 | 14692.415 | 14692.415 | 14692.415 | 14692.415 | 14692.415
|  | Transmission | Counterfactual | Capacity (MW) | Storage | Storage | Liquid Air | 0 | 0 | 0 | 49.9 | 49.9 | 149.7 | 149.7 | 149.7 | 149.7 | 149.7 | 149.7 | 149.7 | 649.7 | 849.7 | 1049.7 | 1049.7 | 1049.7 | 1049.7 | 1049.7 | 1049.7 | 1049.7 | 1049.7 | 1049.7 | 1549.7 | 1549.7 | 1549.7 | 1549.7 | 1549.7
|  | Transmission | Counterfactual | Capacity (MW) | Storage | Storage | Pumped Hydro | 2744 | 2564 | 2744 | 2744 | 2744 | 2744 | 2744 | 2744 | 2744 | 3356 | 3566 | 3566 | 3566 | 3566 | 3566 | 3566 | 3566 | 3566 | 3566 | 3566 | 3566 | 3566 | 3566 | 3566 | 3566 | 3566 | 3566 | 3566
|  | Transmission | Counterfactual | Capacity (MW) | Thermal | Coal | Coal | 1988 | 1988 | 0 | 0 | 0 | 0 | 0 | 0 | 0 | 0 | 0 | 0 | 0 | 0 | 0 | 0 | 0 | 0 | 0 | 0 | 0 | 0 | 0 | 0 | 0 | 0 | 0 | 0
|  | Transmission | Counterfactual | Capacity (MW) | Thermal | Gas | CCGT | 29384.78 | 31107.28 | 31107.28 | 32918.28 | 34618.28 | 34618.28 | 34618.28 | 33238.28 | 24092.28 | 23357.28 | 25057.28 | 24770.28 | 23405.28 | 23382.78 | 22044.78 | 22044.78 | 22954.78 | 22954.78 | 22938.78 | 23848.78 | 23848.78 | 23848.78 | 23848.78 | 23848.78 | 23848.78 | 23848.78 | 23848.78 | 23848.78
|  | Transmission | Counterfactual | Capacity (MW) | Thermal | Gas | Gas Reciprocating Engines | 425 | 425 | 425 | 828 | 828 | 828 | 828 | 828 | 828 | 828 | 828 | 828 | 828 | 828 | 828 | 828 | 828 | 828 | 828 | 828 | 828 | 828 | 828 | 828 | 828 | 828 | 828 | 828
|  | Transmission | Counterfactual | Capacity (MW) | Thermal | Gas | OCGT | 1702.89 | 2599.89 | 2898.89 | 3353.89 | 3653.89 | 3653.89 | 3653.89 | 3653.89 | 3053.89 | 3053.89 | 3053.89 | 3053.89 | 3053.89 | 3053.89 | 3053.89 | 3053.89 | 3053.89 | 3053.89 | 3053.89 | 3053.89 | 3053.89 | 3053.89 | 3053.89 | 3053.89 | 3053.89 | 3053.89 | 3053.89 | 3053.89
|  | Transmission | Counterfactual | Capacity (MW) | Thermal | Hydrogen | Hydrogen | 0 | 0 | 0 | 0 | 0 | 0 | 0 | 0 | 0 | 0 | 0 | 0 | 0 | 0 | 1800 | 1800 | 1800 | 1800 | 1800 | 1800 | 1800 | 3600 | 3600 | 3600 | 3600 | 3600 | 5450 | 5450
|  | Transmission | Counterfactual | Capacity (MW) | Thermal | Other Thermal | Fuel Oil | 517.8 | 517.8 | 517.8 | 417.8 | 417.8 | 417.8 | 417.8 | 417.8 | 326.8 | 326.8 | 326.8 | 326.8 | 326.8 | 182.8 | 107.8 | 107.8 | 107.8 | 107.8 | 107.8 | 107.8 | 107.8 | 107.8 | 107.8 | 107.8 | 107.8 | 107.8 | 107.8 | 107.8
|  | Transmission | Five Year Forecast | Capacity (MW) | Interconnectors | Interconnectors | Interconnectors | 2023: 8400; 2024: 10300; 2025: 10300; 2026: 10300; 2027: 10300; 2028: 10300; 2029: 11700
|  | Transmission | Five Year Forecast | Capacity (MW) | Low Carbon | Nuclear | Nuclear - Large | 2023: 6075; 2024: 6075; 2025: 6075; 2026: 6075; 2027: 3710; 2028: 3710; 2029: 3710
|  | Transmission | Five Year Forecast | Capacity (MW) | Renewable | Biomass | Biomass | 2023: 3403; 2024: 3403; 2025: 3403; 2026: 3403; 2027: 3403; 2028: 3403; 2029: 3403
|  | Transmission | Five Year Forecast | Capacity (MW) | Renewable | Biomass | Biomass CHP | 2023: 105; 2024: 105; 2025: 105; 2026: 105; 2027: 105; 2028: 105; 2029: 105
|  | Transmission | Five Year Forecast | Capacity (MW) | Renewable | Hydro | Hydro | 2023: 1347.6; 2024: 1354.06; 2025: 1354.06; 2026: 1354.06; 2027: 1354.06; 2028: 1354.06; 2029: 1354.06
|  | Transmission | Five Year Forecast | Capacity (MW) | Renewable | Marine | Marine | 2023: 14.9; 2024: 14.9; 2025: 14.9; 2026: 14.9; 2027: 14.9; 2028: 28; 2029: 28
|  | Transmission | Five Year Forecast | Capacity (MW) | Renewable | Offshore Wind | Offshore Wind | 2023: 14035.3; 2024: 15483.3; 2025: 17675.3; 2026: 25213.3; 2027: 26413.3; 2028: 28873.3; 2029: 34593.3
|  | Transmission | Five Year Forecast | Capacity (MW) | Renewable | Onshore Wind | Onshore Wind | 2023: 7959.25; 2024: 8815.25; 2025: 9213.18; 2026: 9788.58; 2027: 11521.65; 2028: 12602.55; 2029: 15518.85
|  | Transmission | Five Year Forecast | Capacity (MW) | Renewable | Solar | Solar PV | 2023: 59.8; 2024: 484.7; 2025: 664.595; 2026: 689.595; 2027: 830.295; 2028: 2041.875; 2029: 2129.37
|  | Transmission | Five Year Forecast | Capacity (MW) | Renewable | Waste | Waste | 2023: 36; 2024: 52; 2025: 52; 2026: 52; 2027: 92; 2028: 92; 2029: 242
|  | Transmission | Five Year Forecast | Capacity (MW) | Storage | Storage | Battery | 2023: 1734.08; 2024: 2557.68; 2025: 4113.165; 2026: 6891.845; 2027: 11437.73; 2028: 14320.325; 2029: 14932.725
|  | Transmission | Five Year Forecast | Capacity (MW) | Storage | Storage | Liquid Air | 2023: 0; 2024: 0; 2025: 49.9; 2026: 49.9; 2027: 149.7; 2028: 149.7; 2029: 149.7
|  | Transmission | Five Year Forecast | Capacity (MW) | Storage | Storage | Pumped Hydro | 2023: 2744; 2024: 2564; 2025: 2744; 2026: 2744; 2027: 2744; 2028: 2744; 2029: 2744
|  | Transmission | Five Year Forecast | Capacity (MW) | Thermal | Coal | Coal | 2023: 1988; 2024: 1988; 2025: 0; 2026: 0; 2027: 0; 2028: 0; 2029: 0
|  | Transmission | Five Year Forecast | Capacity (MW) | Thermal | Gas | CCGT | 2023: 29384.78; 2024: 31084.78; 2025: 31534.78; 2026: 32759.78; 2027: 32759.78; 2028: 32934.78; 2029: 32484.78
|  | Transmission | Five Year Forecast | Capacity (MW) | Thermal | Gas | Gas Reciprocating Engines | 2023: 425; 2024: 425; 2025: 474.9; 2026: 924.9; 2027: 924.9; 2028: 924.9; 2029: 924.9
|  | Transmission | Five Year Forecast | Capacity (MW) | Thermal | Gas | OCGT | 2023: 1702.89; 2024: 2599.89; 2025: 2898.89; 2026: 3672.89; 2027: 3672.89; 2028: 3672.89; 2029: 3672.89
|  | Transmission | Five Year Forecast | Capacity (MW) | Thermal | Other Thermal | Fuel Oil | 2023: 517.8; 2024: 517.8; 2025: 517.8; 2026: 517.8; 2027: 198.8; 2028: 198.8; 2029: 165.8
|  | Transmission | Holistic Transition | Capacity (MW) | Interconnectors | Interconnectors | Interconnectors | 8400 | 10300 | 10300 | 10300 | 10300 | 11700 | 11700 | 12450 | 17300 | 18700 | 21850 | 23650 | 23650 | 25050 | 25050 | 25050 | 25050 | 25050 | 25050 | 25050 | 25050 | 25050 | 25050 | 25050 | 25050 | 25050 | 25050 | 25050
|  | Transmission | Holistic Transition | Capacity (MW) | Low Carbon | CCS | CCS Biomass | 0 | 0 | 0 | 0 | 0 | 0 | 0 | 600 | 1200 | 1800 | 2400 | 2400 | 2400 | 2400 | 3400 | 3400 | 3400 | 3400 | 3400 | 3400 | 3400 | 3400 | 3400 | 3400 | 3400 | 3400 | 3400 | 3400
|  | Transmission | Holistic Transition | Capacity (MW) | Low Carbon | CCS | CCS Gas | 0 | 0 | 0 | 0 | 0 | 0 | 0 | 0 | 0 | 0 | 0 | 910 | 3310 | 5470 | 5470 | 5470 | 5470 | 6470 | 8170 | 8170 | 8170 | 8170 | 8170 | 8870 | 9670 | 9670 | 9670 | 9670
|  | Transmission | Holistic Transition | Capacity (MW) | Low Carbon | Nuclear | Nuclear - Large | 6075 | 6075 | 6075 | 6075 | 3710 | 3710 | 2900 | 4570 | 4570 | 4570 | 4570 | 4570 | 4570 | 3340 | 3340 | 3340 | 6210 | 6860 | 6860 | 8530 | 8530 | 8530 | 8880 | 8880 | 8880 | 8880 | 8880 | 8880
|  | Transmission | Holistic Transition | Capacity (MW) | Low Carbon | Nuclear | Nuclear - SMR | 0 | 0 | 0 | 0 | 0 | 0 | 0 | 0 | 0 | 0 | 0 | 0 | 430 | 900 | 1700 | 1700 | 1700 | 2720 | 2720 | 4280 | 4280 | 4280 | 5130 | 5130 | 5130 | 5130 | 5130 | 5130
|  | Transmission | Holistic Transition | Capacity (MW) | Renewable | Biomass | Biomass | 3403 | 3403 | 3403 | 3403 | 3403 | 3403 | 3403 | 3360 | 2329 | 1961 | 1961 | 1946 | 1905 | 1905 | 0 | 0 | 0 | 0 | 0 | 0 | 0 | 0 | 0 | 0 | 0 | 0 | 0 | 0
|  | Transmission | Holistic Transition | Capacity (MW) | Renewable | Biomass | Biomass CHP | 105 | 105 | 105 | 105 | 105 | 105 | 105 | 105 | 105 | 85 | 85 | 85 | 85 | 0 | 0 | 0 | 0 | 0 | 0 | 0 | 0 | 0 | 0 | 0 | 0 | 0 | 0 | 0
|  | Transmission | Holistic Transition | Capacity (MW) | Renewable | Hydro | Hydro | 1347.6 | 1354.06 | 1354.06 | 1354.06 | 1354.06 | 1354.06 | 1354.06 | 1354.06 | 1354.06 | 1354.06 | 1354.06 | 1354.06 | 1354.06 | 1354.06 | 1354.06 | 1354.06 | 1354.06 | 1354.06 | 1354.06 | 1354.06 | 1354.06 | 1354.06 | 1354.06 | 1354.06 | 1354.06 | 1354.06 | 1354.06 | 1354.06
|  | Transmission | Holistic Transition | Capacity (MW) | Renewable | Marine | Marine | 14.9 | 14.9 | 14.9 | 14.9 | 28 | 68 | 68 | 68 | 68 | 68 | 68 | 68 | 68 | 68 | 68 | 111 | 194 | 2194 | 2194 | 2694 | 2694 | 2894 | 2894 | 2894 | 2894 | 2894 | 2894 | 2894
|  | Transmission | Holistic Transition | Capacity (MW) | Renewable | Offshore Wind | Offshore Wind | 14035.3 | 17675.3 | 22463.3 | 26413.3 | 28013.3 | 37174.3 | 44323.3 | 52822.5 | 55503.5 | 60277.5 | 72345.5 | 79485.5 | 87831.5 | 92731.5 | 96731.5 | 96731.5 | 97731.5 | 97731.5 | 97731.5 | 97731.5 | 97731.5 | 97731.5 | 97731.5 | 99731.5 | 99731.5 | 99731.5 | 99731.5 | 99731.5
|  | Transmission | Holistic Transition | Capacity (MW) | Renewable | Onshore Wind | Onshore Wind | 7959.25 | 9265.38 | 10599.28 | 12577.65 | 14329.95 | 17279.85 | 18609.95 | 19486.95 | 19795.95 | 19884.35 | 20027.35 | 20486.15 | 20782.35 | 20782.35 | 20782.35 | 20782.35 | 20782.35 | 20782.35 | 20882.35 | 21082.35 | 21282.35 | 21282.35 | 21382.35 | 21582.35 | 21782.35 | 21782.35 | 21782.35 | 21782.35
|  | Transmission | Holistic Transition | Capacity (MW) | Renewable | Solar | Solar PV | 59.8 | 579.695 | 775.495 | 970.795 | 1562.27 | 2642.17 | 3092.17 | 4602.36 | 7360.75 | 11034.25 | 13681.35 | 15958.55 | 17284.45 | 18430.55 | 19466.05 | 20139.825 | 21274.815 | 21792.615 | 22272.615 | 22672.615 | 22872.615 | 23812.815 | 23812.815 | 24212.815 | 24526.815 | 24583.815 | 24583.815 | 24583.815
|  | Transmission | Holistic Transition | Capacity (MW) | Renewable | Waste | Waste | 36 | 202 | 242 | 242 | 242 | 242 | 242 | 242 | 242 | 242 | 242 | 242 | 242 | 40 | 40 | 40 | 40 | 40 | 40 | 40 | 40 | 40 | 40 | 40 | 40 | 40 | 40 | 40
|  | Transmission | Holistic Transition | Capacity (MW) | Storage | Storage | Battery | 1734.08 | 3787.965 | 9787.135 | 13154.525 | 15907.915 | 17445.337 | 18142.337 | 18304.837 | 18304.837 | 18304.837 | 18346.937 | 18346.937 | 18346.937 | 18346.937 | 18346.937 | 18346.937 | 18346.937 | 18346.937 | 18346.937 | 18346.937 | 18346.937 | 18346.937 | 18346.937 | 18346.937 | 18346.937 | 18346.937 | 18346.937 | 18346.937
|  | Transmission | Holistic Transition | Capacity (MW) | Storage | Storage | Compressed Air | 0 | 0 | 0 | 0 | 0 | 0 | 0 | 0 | 0 | 0 | 0 | 0 | 0 | 1000 | 1500 | 2500 | 3000 | 3500 | 4000 | 4000 | 4000 | 4000 | 4000 | 4000 | 4000 | 4000 | 4000 | 4000
|  | Transmission | Holistic Transition | Capacity (MW) | Storage | Storage | Liquid Air | 0 | 0 | 149.7 | 149.7 | 149.7 | 149.7 | 149.7 | 149.7 | 549.7 | 549.7 | 749.7 | 2149.7 | 3249.7 | 3749.7 | 3749.7 | 3749.7 | 3749.7 | 3749.7 | 3749.7 | 3749.7 | 3749.7 | 3749.7 | 3749.7 | 3749.7 | 3749.7 | 3749.7 | 3749.7 | 3749.7
|  | Transmission | Holistic Transition | Capacity (MW) | Storage | Storage | Pumped Hydro | 2744 | 2564 | 2744 | 2744 | 2744 | 2744 | 3566 | 5300 | 5600 | 6500 | 6500 | 6500 | 6500 | 6800 | 6800 | 6800 | 6800 | 6800 | 6800 | 6800 | 6800 | 6800 | 6800 | 6800 | 6800 | 6800 | 6800 | 6800
|  | Transmission | Holistic Transition | Capacity (MW) | Thermal | Coal | Coal | 1988 | 1988 | 0 | 0 | 0 | 0 | 0 | 0 | 0 | 0 | 0 | 0 | 0 | 0 | 0 | 0 | 0 | 0 | 0 | 0 | 0 | 0 | 0 | 0 | 0 | 0 | 0 | 0
|  | Transmission | Holistic Transition | Capacity (MW) | Thermal | Gas | CCGT | 29384.78 | 31084.78 | 31534.78 | 32759.78 | 32759.78 | 32759.78 | 32889.78 | 25911.78 | 12437.78 | 11437.78 | 10425.78 | 7837.78 | 4047.38 | 0 | 0 | 0 | 0 | 0 | 0 | 0 | 0 | 0 | 0 | 0 | 0 | 0 | 0 | 0
|  | Transmission | Holistic Transition | Capacity (MW) | Thermal | Gas | Gas Reciprocating Engines | 425 | 474.9 | 474.9 | 924.9 | 924.9 | 924.9 | 924.9 | 924.9 | 924.9 | 924.9 | 910.9 | 910.9 | 460.9 | 0 | 0 | 0 | 0 | 0 | 0 | 0 | 0 | 0 | 0 | 0 | 0 | 0 | 0 | 0
|  | Transmission | Holistic Transition | Capacity (MW) | Thermal | Gas | OCGT | 1702.89 | 2599.89 | 2898.89 | 3672.89 | 3672.89 | 3672.89 | 3672.89 | 3672.89 | 3672.89 | 3532.89 | 1916.9 | 1916.9 | 888.9 | 0 | 0 | 0 | 0 | 0 | 0 | 0 | 0 | 0 | 0 | 0 | 0 | 0 | 0 | 0
|  | Transmission | Holistic Transition | Capacity (MW) | Thermal | Hydrogen | Hydrogen | 0 | 0 | 0 | 0 | 0 | 0 | 0 | 0 | 0 | 0 | 0 | 100 | 1100 | 3100 | 5100 | 6500 | 7500 | 7500 | 8200 | 8200 | 8975 | 9075 | 10075 | 10597 | 11347 | 11347 | 11347 | 12097
|  | Transmission | Holistic Transition | Capacity (MW) | Thermal | Other Thermal | Fuel Oil | 517.8 | 517.8 | 517.8 | 517.8 | 198.8 | 198.8 | 165.8 | 165.8 | 165.8 | 165.8 | 165.8 | 165.8 | 165.8 | 0 | 0 | 0 | 0 | 0 | 0 | 0 | 0 | 0 | 0 | 0 | 0 | 0 | 0 | 0
|  | Transmission | Hydrogen Evolution | Capacity (MW) | Interconnectors | Interconnectors | Interconnectors | 8400 | 10300 | 10300 | 10300 | 10300 | 10300 | 11700 | 11700 | 11700 | 11700 | 14350 | 15750 | 16500 | 16500 | 16500 | 16500 | 16500 | 16500 | 16500 | 16500 | 16500 | 16500 | 16500 | 16500 | 16500 | 16500 | 16500 | 16500
|  | Transmission | Hydrogen Evolution | Capacity (MW) | Low Carbon | CCS | CCS Biomass | 0 | 0 | 0 | 0 | 0 | 0 | 0 | 0 | 600 | 600 | 600 | 1200 | 1800 | 3000 | 3600 | 3600 | 3600 | 3600 | 3977 | 3977 | 3977 | 3977 | 3977 | 3977 | 3977 | 3977 | 4477 | 4477
|  | Transmission | Hydrogen Evolution | Capacity (MW) | Low Carbon | CCS | CCS Gas | 0 | 0 | 0 | 0 | 0 | 0 | 0 | 0 | 0 | 0 | 750 | 1660 | 1660 | 1660 | 2260 | 3260 | 3260 | 4170 | 5630 | 6430 | 6430 | 6430 | 7730 | 7730 | 7730 | 7730 | 11130 | 11130
|  | Transmission | Hydrogen Evolution | Capacity (MW) | Low Carbon | Nuclear | Nuclear - Large | 6075 | 6075 | 6075 | 6075 | 3710 | 3710 | 3710 | 2900 | 4570 | 4570 | 4570 | 4570 | 4570 | 3340 | 3340 | 3340 | 3340 | 3340 | 3340 | 3340 | 3590 | 4530 | 4530 | 4530 | 4750 | 6855 | 6855 | 6855
|  | Transmission | Hydrogen Evolution | Capacity (MW) | Low Carbon | Nuclear | Nuclear - SMR | 0 | 0 | 0 | 0 | 0 | 0 | 0 | 0 | 0 | 0 | 0 | 0 | 0 | 0 | 0 | 0 | 1000 | 2640 | 2884 | 3455 | 3535 | 3535 | 3535 | 3583 | 4153 | 4153 | 4153 | 4153
|  | Transmission | Hydrogen Evolution | Capacity (MW) | Renewable | Biomass | Biomass | 3403 | 3403 | 3403 | 3403 | 3403 | 3403 | 3403 | 3403 | 3403 | 3403 | 3403 | 2768 | 2768 | 0 | 0 | 0 | 0 | 0 | 0 | 0 | 0 | 0 | 0 | 0 | 0 | 0 | 0 | 0
|  | Transmission | Hydrogen Evolution | Capacity (MW) | Renewable | Biomass | Biomass CHP | 105 | 105 | 105 | 105 | 105 | 105 | 105 | 105 | 105 | 105 | 105 | 105 | 105 | 0 | 0 | 0 | 0 | 0 | 0 | 0 | 0 | 0 | 0 | 0 | 0 | 0 | 0 | 0
|  | Transmission | Hydrogen Evolution | Capacity (MW) | Renewable | Hydro | Hydro | 1347.6 | 1354.06 | 1354.06 | 1354.06 | 1354.06 | 1354.06 | 1354.06 | 1354.06 | 1354.06 | 1354.06 | 1354.06 | 1354.06 | 1354.06 | 1410.06 | 1410.06 | 1410.06 | 1410.06 | 1410.06 | 1410.06 | 1410.06 | 1410.06 | 1410.06 | 1410.06 | 1410.06 | 1410.06 | 1410.06 | 1410.06 | 1410.06
|  | Transmission | Hydrogen Evolution | Capacity (MW) | Renewable | Marine | Marine | 14.9 | 14.9 | 14.9 | 14.9 | 14.9 | 28 | 28 | 68 | 151 | 151 | 151 | 151 | 151 | 151 | 151 | 151 | 651 | 2151 | 2151 | 3651 | 3651 | 3651 | 3651 | 3651 | 3651 | 3651 | 3651 | 4651
|  | Transmission | Hydrogen Evolution | Capacity (MW) | Renewable | Offshore Wind | Offshore Wind | 14035.3 | 15483.3 | 17675.3 | 25213.3 | 26413.3 | 28873.3 | 34593.3 | 42683.3 | 53222.5 | 53868.5 | 57368.5 | 69237.5 | 70737.5 | 76437.5 | 83473.5 | 87973.5 | 90481.5 | 90481.5 | 91381.5 | 92581.5 | 92581.5 | 92581.5 | 92581.5 | 92581.5 | 92581.5 | 92581.5 | 92581.5 | 92581.5
|  | Transmission | Hydrogen Evolution | Capacity (MW) | Renewable | Onshore Wind | Onshore Wind | 7959.25 | 8879.75 | 9277.68 | 9853.08 | 11586.15 | 12667.05 | 15583.35 | 16692.75 | 17331.85 | 17791.55 | 17941.55 | 18401.55 | 19260.35 | 19359.35 | 19359.35 | 19359.35 | 19359.35 | 19459.35 | 19659.35 | 19859.35 | 19859.35 | 19859.35 | 19959.35 | 20159.35 | 20359.35 | 20359.35 | 20359.35 | 20359.35
|  | Transmission | Hydrogen Evolution | Capacity (MW) | Renewable | Solar | Solar PV | 59.8 | 484.7 | 664.595 | 689.595 | 830.295 | 2041.875 | 2129.37 | 3079.37 | 3623.17 | 4323.07 | 5328.07 | 6384.06 | 7433.95 | 7847.75 | 8297.35 | 8897.35 | 9306.35 | 9992.85 | 10449.85 | 10849.85 | 11486.85 | 11928.85 | 12573.35 | 13259.35 | 13689.35 | 14139.15 | 14552.05 | 14552.05
|  | Transmission | Hydrogen Evolution | Capacity (MW) | Renewable | Waste | Waste | 36 | 52 | 52 | 52 | 92 | 92 | 242 | 242 | 242 | 242 | 242 | 242 | 242 | 40 | 40 | 40 | 40 | 40 | 40 | 40 | 40 | 40 | 40 | 40 | 40 | 40 | 40 | 40
|  | Transmission | Hydrogen Evolution | Capacity (MW) | Storage | Storage | Battery | 1734.08 | 2557.68 | 4113.165 | 6891.845 | 11437.73 | 14320.325 | 14932.725 | 15303.225 | 15323.225 | 15323.225 | 15623.225 | 15665.325 | 15665.325 | 16665.325 | 16665.325 | 16765.325 | 18905.325 | 18905.325 | 18905.325 | 18905.325 | 18905.325 | 18905.325 | 18905.325 | 18905.325 | 18905.325 | 18905.325 | 18905.325 | 18905.325
|  | Transmission | Hydrogen Evolution | Capacity (MW) | Storage | Storage | Compressed Air | 0 | 0 | 0 | 0 | 0 | 0 | 0 | 0 | 0 | 0 | 0 | 0 | 0 | 500 | 500 | 500 | 1000 | 1500 | 2000 | 3000 | 3000 | 3000 | 3500 | 4000 | 4000 | 4000 | 4000 | 4000
|  | Transmission | Hydrogen Evolution | Capacity (MW) | Storage | Storage | Liquid Air | 0 | 0 | 49.9 | 49.9 | 149.7 | 149.7 | 149.7 | 149.7 | 849.7 | 849.7 | 949.7 | 1149.7 | 1299.7 | 1299.7 | 1299.7 | 1299.7 | 1399.7 | 1399.7 | 1399.7 | 2799.7 | 2799.7 | 2799.7 | 2799.7 | 2799.7 | 2799.7 | 2799.7 | 2799.7 | 2799.7
|  | Transmission | Hydrogen Evolution | Capacity (MW) | Storage | Storage | Pumped Hydro | 2744 | 2564 | 2744 | 2744 | 2744 | 2744 | 2744 | 3566 | 3566 | 3566 | 3566 | 3566 | 3866 | 3866 | 4316 | 4316 | 4316 | 4316 | 4316 | 4316 | 4316 | 4316 | 4316 | 4316 | 4316 | 4316 | 4316 | 4316
|  | Transmission | Hydrogen Evolution | Capacity (MW) | Thermal | Coal | Coal | 1988 | 1988 | 0 | 0 | 0 | 0 | 0 | 0 | 0 | 0 | 0 | 0 | 0 | 0 | 0 | 0 | 0 | 0 | 0 | 0 | 0 | 0 | 0 | 0 | 0 | 0 | 0 | 0
|  | Transmission | Hydrogen Evolution | Capacity (MW) | Thermal | Gas | CCGT | 29384.78 | 31084.78 | 31534.78 | 32759.78 | 32759.78 | 32934.78 | 32484.78 | 33064.78 | 24464.78 | 22234.78 | 21133.78 | 16914.78 | 15994.78 | 15673 | 15673 | 15234 | 14794 | 13174 | 12294 | 12294 | 12294 | 12294 | 12294 | 10594 | 10594 | 9684 | 893 | 0
|  | Transmission | Hydrogen Evolution | Capacity (MW) | Thermal | Gas | Gas Reciprocating Engines | 425 | 425 | 474.9 | 924.9 | 924.9 | 924.9 | 924.9 | 932 | 932 | 932 | 932 | 932 | 932 | 857 | 857 | 341 | 341 | 341 | 341 | 341 | 341 | 341 | 341 | 341 | 341 | 341 | 0 | 0
|  | Transmission | Hydrogen Evolution | Capacity (MW) | Thermal | Gas | OCGT | 1702.89 | 2599.89 | 2898.89 | 3672.89 | 3672.89 | 3672.89 | 3672.89 | 3672.89 | 3672.89 | 2673.89 | 2673.89 | 1016.9 | 1016.9 | 928 | 928 | 599 | 599 | 599 | 599 | 599 | 599 | 599 | 599 | 0 | 0 | 0 | 0 | 0
|  | Transmission | Hydrogen Evolution | Capacity (MW) | Thermal | Hydrogen | Hydrogen | 0 | 0 | 0 | 0 | 0 | 0 | 0 | 1000 | 2000 | 3000 | 4000 | 8250 | 11690 | 15090 | 17490 | 19364 | 21564 | 22964 | 23564 | 23764 | 25264 | 25474 | 25474 | 26474 | 26474 | 26474 | 31724 | 31724
|  | Transmission | Hydrogen Evolution | Capacity (MW) | Thermal | Other Thermal | Fuel Oil | 517.8 | 517.8 | 517.8 | 517.8 | 198.8 | 198.8 | 165.8 | 165.8 | 165.8 | 165.8 | 165.8 | 107.8 | 107.8 | 0 | 0 | 0 | 0 | 0 | 0 | 0 | 0 | 0 | 0 | 0 | 0 | 0 | 0 | 0
|  | Distributed | Five Year Forecast | Capacity (MW) | Renewable | Biomass | Biomass | 2023: 734.99; 2024: 735; 2025: 735; 2026: 735; 2027: 735; 2028: 659.8; 2029: 659.8
|  | Distributed | Five Year Forecast | Capacity (MW) | Renewable | Hydro | Hydro | 2023: 322.86; 2024: 326.2; 2025: 329.6; 2026: 333; 2027: 336.4; 2028: 339.8; 2029: 343.2
|  | Distributed | Five Year Forecast | Capacity (MW) | Renewable | Marine | Marine | 2023: 33.9; 2024: 33.9; 2025: 46.1; 2026: 46.1; 2027: 56.1; 2028: 57.1; 2029: 72.1
|  | Distributed | Five Year Forecast | Capacity (MW) | Renewable | Offshore Wind | Offshore Wind | 2023: 681.2; 2024: 681.2; 2025: 681.2; 2026: 681.2; 2027: 681.2; 2028: 681.2; 2029: 681.2
|  | Distributed | Five Year Forecast | Capacity (MW) | Renewable | Onshore Wind | Onshore Wind | 2023: 5171.4; 2024: 5223.15; 2025: 5275.26; 2026: 5341.26; 2027: 5421.37; 2028: 5502.66; 2029: 5585.34
|  | Distributed | Five Year Forecast | Capacity (MW) | Renewable | Waste | Waste | 2023: 1576.579; 2024: 1595.9579; 2025: 1615.3368; 2026: 1634.7156; 2027: 1654.0945; 2028: 1673.4734; 2029: 1692.8523
|  | Distributed | Five Year Forecast | Capacity (MW) | Storage | Storage | Pumped Hydro | 2023: 0; 2024: 0; 2025: 0; 2026: 0; 2027: 0; 2028: 0; 2029: 0
|  | Distributed | Five Year Forecast | Capacity (MW) | Thermal | Gas | CCGT | 2023: 688.3; 2024: 688.3; 2025: 688.3; 2026: 688.3; 2027: 688.3; 2028: 0; 2029: 0
|  | Distributed | Five Year Forecast | Capacity (MW) | Thermal | Gas | Gas CHP | 2023: 1614.1; 2024: 1769.3; 2025: 1770.4; 2026: 1771.4; 2027: 1772.5; 2028: 1773.5; 2029: 1751.4
|  | Distributed | Five Year Forecast | Capacity (MW) | Thermal | Gas | Gas Reciprocating Engines | 2023: 2024.4309; 2024: 2810.2; 2025: 3103.5; 2026: 3351.8; 2027: 3586.4; 2028: 3801.6; 2029: 3991.7
|  | Distributed | Five Year Forecast | Capacity (MW) | Thermal | Hydrogen | Hydrogen CHP | 2023: 0; 2024: 0; 2025: 0; 2026: 0; 2027: 0; 2028: 0; 2029: 23.2
|  | Distributed | Five Year Forecast | Capacity (MW) | Thermal | Other Thermal | Diesel | 2023: 1295.3; 2024: 1218.6; 2025: 1123.1; 2026: 1021.3; 2027: 885.6; 2028: 594.5; 2029: 343.8
|  | Distributed | Electric Engagement | Capacity (MW) | Renewable | Biomass | Biomass CHP | 85.45 | 89.3234 | 93.1918 | 97.0568 | 100.9197 | 104.6832 | 108.441 | 112.1943 | 115.9441 | 119.6913 | 123.4367 | 127.1812 | 130.9253 | 134.67 | 138.4156 | 142.163 | 145.9125 | 149.6648 | 153.6932 | 157.7381 | 161.8004 | 165.8805 | 170.2811 | 110.6301 | 179.1898 | 184.0297 | 188.9289 | 193.889
|  | Distributed | Electric Engagement | Capacity (MW) | Renewable | Waste | Waste CHP | 142 | 187.2 | 232.4 | 277.7 | 322.9 | 368.1 | 413.3 | 453 | 442 | 428.2 | 417.2 | 409 | 403.5 | 403.5 | 403.5 | 400.5 | 392.6 | 379.9 | 365.6 | 352.6 | 342.6 | 336.7 | 330.9 | 324.6 | 318.1 | 312.7 | 307.1 | 300.4
|  | Distributed | Electric Engagement | Capacity (MW) | Thermal | Other Thermal | OCGT | 1580.6 | 1580.6 | 1580.6 | 1527.6 | 1527.6 | 1527.6 | 1474.6 | 1474.6 | 1474.6 | 1421.6 | 1421.6 | 1315.6 | 1315.6 | 0 | 0 | 0 | 0 | 0 | 0 | 0 | 0 | 0 | 0 | 0 | 0 | 0 | 0 | 0
|  | Distributed | Electric Engagement | Capacity (MW) | Thermal | Other Thermal | Fuel Oil | 5.7 | 5.7 | 0 | 0 | 0 | 0 | 0 | 0 | 0 | 0 | 0 | 0 | 0 | 0 | 0 | 0 | 0 | 0 | 0 | 0 | 0 | 0 | 0 | 0 | 0 | 0 | 0 | 0
|  | Distributed | Counterfactual | Capacity (MW) | Renewable | Biomass | Biomass CHP | 85.45 | 90.2684 | 94.231 | 98.1937 | 102.1563 | 106.1189 | 110.0815 | 114.0442 | 118.0068 | 121.9694 | 125.932 | 129.8947 | 133.8573 | 137.8199 | 141.7826 | 145.7452 | 149.7078 | 153.6704 | 157.6331 | 161.5957 | 165.5583 | 169.5209 | 173.4836 | 177.4462 | 181.4088 | 185.3715 | 189.3341 | 193.2967
|  | Distributed | Counterfactual | Capacity (MW) | Renewable | Waste | Waste CHP | 142.01 | 207.5049 | 263.6435 | 312.7647 | 356.4279 | 395.7249 | 431.4494 | 461.9019 | 489.8353 | 515.6096 | 537.2175 | 557.1881 | 575.714 | 590.6606 | 604.4583 | 618.2667 | 611.6592 | 606.6905 | 602.5792 | 597.7005 | 592.1655 | 584.868 | 575.9792 | 567.6842 | 559.6442 | 552.5816 | 546.9053 | 541.626
|  | Distributed | Counterfactual | Capacity (MW) | Thermal | Other Thermal | OCGT | 1580.649 | 1580.649 | 1580.649 | 1633.6931 | 1633.6931 | 1686.7372 | 1686.7372 | 1686.7372 | 1739.7813 | 1739.7813 | 1739.7813 | 1739.7813 | 1739.7813 | 1739.7813 | 1739.7813 | 1739.7813 | 1739.7813 | 1739.7813 | 1739.7813 | 1739.7813 | 1739.7813 | 1739.7813 | 1739.7813 | 1739.7813 | 1739.7813 | 1739.7813 | 1739.7813 | 1739.7813
|  | Distributed | Counterfactual | Capacity (MW) | Thermal | Other Thermal | Fuel Oil | 5.7 | 5.7 | 0 | 0 | 0 | 0 | 0 | 0 | 0 | 0 | 0 | 0 | 0 | 0 | 0 | 0 | 0 | 0 | 0 | 0 | 0 | 0 | 0 | 0 | 0 | 0 | 0 | 0
|  | Distributed | Holistic Transition | Capacity (MW) | Renewable | Biomass | Biomass CHP | 85.45 | 89.6318 | 93.8085 | 97.9819 | 102.1531 | 106.225 | 110.2912 | 114.3528 | 118.411 | 122.4665 | 126.5203 | 130.5731 | 134.6256 | 138.6786 | 142.7327 | 146.7883 | 150.8462 | 154.9069 | 159.2436 | 163.597 | 167.9676 | 172.356 | 177.065 | 181.8095 | 186.5904 | 191.7387 | 196.9462 | 202.2147
|  | Distributed | Holistic Transition | Capacity (MW) | Renewable | Waste | Waste CHP | 142.01 | 187.2274 | 232.4448 | 277.6622 | 322.8796 | 368.097 | 413.3143 | 453.0237 | 442.0077 | 428.2377 | 417.2217 | 408.9597 | 403.4517 | 403.4517 | 403.4517 | 400.4517 | 392.6097 | 379.8507 | 365.6457 | 352.6242 | 342.5862 | 336.7017 | 330.9147 | 324.5607 | 318.0582 | 312.6819 | 307.0753 | 300.398
|  | Distributed | Holistic Transition | Capacity (MW) | Thermal | Other Thermal | OCGT | 1580.649 | 1421.5167 | 1421.5167 | 1368.5167 | 1368.5167 | 1315.5167 | 1315.5167 | 0 | 0 | 0 | 0 | 0 | 0 | 0 | 0 | 0 | 0 | 0 | 0 | 0 | 0 | 0 | 0 | 0 | 0 | 0 | 0 | 0
|  | Distributed | Holistic Transition | Capacity (MW) | Thermal | Other Thermal | Fuel Oil | 5.7 | 5.7 | 0 | 0 | 0 | 0 | 0 | 0 | 0 | 0 | 0 | 0 | 0 | 0 | 0 | 0 | 0 | 0 | 0 | 0 | 0 | 0 | 0 | 0 | 0 | 0 | 0 | 0
|  | Distributed | Hydrogen Evolution | Capacity (MW) | Renewable | Biomass | Biomass CHP | 85.45 | 87.4354 | 89.394 | 91.3278 | 93.2386 | 95.1281 | 96.9975 | 98.8484 | 100.6818 | 102.4989 | 104.3007 | 106.088 | 107.8617 | 109.6226 | 111.3713 | 113.1087 | 114.8352 | 116.4338 | 118.0197 | 119.5934 | 120.9121 | 122.2158 | 123.5052 | 124.6572 | 125.7951 | 126.8389 | 127.8826 | 128.9263
|  | Distributed | Hydrogen Evolution | Capacity (MW) | Renewable | Waste | Waste CHP | 142 | 187.2 | 232.4 | 277.7 | 322.9 | 368.1 | 413.3 | 453 | 442 | 428.2 | 417.2 | 409 | 403.5 | 403.5 | 403.5 | 400.5 | 392.6 | 379.9 | 365.6 | 352.6 | 342.6 | 336.7 | 330.9 | 324.6 | 318.1 | 312.7 | 307.1 | 300.4
|  | Distributed | Hydrogen Evolution | Capacity (MW) | Thermal | Other Thermal | OCGT | 1580.6 | 1580.6 | 1580.6 | 1527.6 | 1527.6 | 1527.6 | 1474.6 | 1474.6 | 1474.6 | 1421.6 | 1421.6 | 1315.6 | 1315.6 | 0 | 0 | 0 | 0 | 0 | 0 | 0 | 0 | 0 | 0 | 0 | 0 | 0 | 0 | 0
|  | Distributed | Hydrogen Evolution | Capacity (MW) | Thermal | Other Thermal | Fuel Oil | 5.7 | 5.7 | 0 | 0 | 0 | 0 | 0 | 0 | 0 | 0 | 0 | 0 | 0 | 0 | 0 | 0 | 0 | 0 | 0 | 0 | 0 | 0 | 0 | 0 | 0 | 0 | 0 | 0
|  | Distributed | Five Year Forecast | Capacity (MW) | Renewable | Biomass | Biomass CHP | 2023: 85.45; 2024: 87.4354; 2025: 89.394; 2026: 91.3278; 2027: 93.2386; 2028: 95.1281; 2029: 96.9975
|  | Distributed | Five Year Forecast | Capacity (MW) | Renewable | Waste | Waste CHP | 2023: 142; 2024: 187.2; 2025: 232.4; 2026: 277.7; 2027: 322.9; 2028: 368.1; 2029: 413.3
|  | Distributed | Five Year Forecast | Capacity (MW) | Thermal | Other Thermal | OCGT | 2023: 1580.6; 2024: 1580.6; 2025: 1580.6; 2026: 1527.6; 2027: 1527.6; 2028: 1527.6; 2029: 1474.6
|  | Distributed | Five Year Forecast | Capacity (MW) | Thermal | Other Thermal | Fuel Oil | 2023: 5.7; 2024: 5.7; 2025: 0; 2026: 0; 2027: 0; 2028: 0; 2029: 0
|  | Distributed | Five Year Forecast | Capacity (MW) | Thermal | Hydrogen | Hydrogen | 2023: 0; 2024: 0; 2025: 0; 2026: 0; 2027: 0; 2028: 25; 2029: 100
|  | Distributed | Counterfactual | Capacity (MW) | Thermal | Hydrogen | Hydrogen | 0 | 0 | 0 | 0 | 0 | 0 | 0 | 0 | 0 | 0 | 0 | 0 | 0 | 0 | 0 | 0 | 0 | 0 | 0 | 0 | 0 | 0 | 0 | 0 | 0 | 0 | 0 | 0
|  | Transmission | Five Year Forecast | Capacity (MW) | Storage | Storage | Compressed Air | 2023: 0; 2024: 0; 2025: 0; 2026: 0; 2027: 0; 2028: 0; 2029: 0
|  | Transmission | Counterfactual | Capacity (MW) | Storage | Storage | Compressed Air | 0 | 0 | 0 | 0 | 0 | 0 | 0 | 0 | 0 | 0 | 0 | 0 | 0 | 500 | 500 | 500 | 500 | 500 | 1000 | 1000 | 1000 | 1000 | 1000 | 2000 | 2000 | 2000 | 2000 | 2000
|  | Transmission | Holistic Transition | Consumption (TWh) | Storage | Storage Consumption (TWh) | Battery | 0.047868 | 0.2877 | 1.7286 | 4.3224 | 5.365 | 13.1444 | 18.1731 | 17.7616 | 15.209 | 16.4321 | 18.4757 | 17.4346 | 16.3425 | 15.6764 | 15.2926 | 13.9214 | 13.8219 | 13.183 | 12.3155 | 11.9349 | 11.3593 | 9.6762 | 9.2429 | 8.3005 | 7.74 | 6.4639 | 5.8081 | 5.5397
|  | Transmission | Holistic Transition | Consumption (TWh) | Storage | Storage Consumption (TWh) | Compressed Air | 0 | 0 | 0 | 0 | 0 | 0 | 0 | 0 | 0 | 0 | 0 | 0 | 0 | 1.4594 | 2.276 | 3.8649 | 4.8379 | 5.22 | 5.5589 | 5.724 | 5.6775 | 6.0264 | 5.7058 | 5.166 | 4.8833 | 4.565 | 4.5604 | 4.1928
|  | Transmission | Holistic Transition | Consumption (TWh) | Storage | Storage Consumption (TWh) | Liquid Air | 0 | 0 | 0.044552 | 0.068451 | 0.068957 | 0.15807 | 0.20545 | 0.21038 | 0.57926 | 0.61087 | 0.91955 | 3.0085 | 4.7296 | 4.8506 | 4.9235 | 4.7992 | 4.82 | 4.5284 | 4.0747 | 4.2799 | 4.0799 | 4.0023 | 4.077 | 3.3541 | 2.9938 | 2.7145 | 2.6161 | 2.4911
|  | Transmission | Holistic Transition | Consumption (TWh) | Storage | Storage Consumption (TWh) | Pumped Hydro | 0.76364 | 1.0589 | 1.9707 | 2.5902 | 2.7107 | 4.1273 | 7.1789 | 11.4171 | 11.7013 | 14.3222 | 14.8153 | 14.6284 | 14.4304 | 14.5409 | 14.6425 | 13.6444 | 13.9089 | 13.55 | 12.5487 | 12.5591 | 11.9931 | 11.7089 | 11.314 | 10.7749 | 10.3035 | 8.847 | 8.6208 | 8.0143
|  | Transmission | Hydrogen Evolution | Consumption (TWh) | Storage | Storage Consumption (TWh) | Battery | 0.047868 | 0.13603 | 0.3312 | 1.6538 | 2.472 | 3.9674 | 7.6499 | 8.7316 | 13.4538 | 12.2877 | 9.6359 | 11.9221 | 10.6482 | 11.5865 | 10.8612 | 10.3918 | 10.1204 | 9.3084 | 7.5528 | 6.5025 | 5.982 | 5.5251 | 4.601 | 3.853 | 3.5348 | 3.6974 | 3.0855 | 2.829
|  | Transmission | Hydrogen Evolution | Consumption (TWh) | Storage | Storage Consumption (TWh) | Compressed Air | 0 | 0 | 0 | 0 | 0 | 0 | 0 | 0 | 0 | 0 | 0 | 0 | 0 | 0.63227 | 0.57419 | 0.54378 | 1.3406 | 1.6354 | 1.7337 | 2.0803 | 1.8087 | 1.9914 | 1.7402 | 1.9042 | 1.8815 | 1.9817 | 1.5269 | 1.5023
|  | Transmission | Hydrogen Evolution | Consumption (TWh) | Storage | Storage Consumption (TWh) | Liquid Air | 0 | 0 | 0.006614 | 0.015386 | 0.046863 | 0.056242 | 0.10358 | 0.1362 | 0.93625 | 0.891 | 0.7219 | 1.0851 | 1.1176 | 1.1335 | 1.0353 | 1.0438 | 0.99753 | 0.81355 | 0.72248 | 1.3668 | 1.2581 | 1.2573 | 0.90166 | 0.76238 | 0.76758 | 0.82295 | 0.66239 | 0.596
|  | Transmission | Hydrogen Evolution | Consumption (TWh) | Storage | Storage Consumption (TWh) | Pumped Hydro | 0.76364 | 0.83612 | 1.3571 | 2.1887 | 2.0708 | 2.4118 | 3.3576 | 4.8486 | 6.8719 | 6.7962 | 6.0495 | 6.0065 | 6.6848 | 6.7911 | 7.0111 | 7.0097 | 6.9432 | 6.4157 | 5.4027 | 5.0789 | 4.8005 | 4.7996 | 4.4818 | 4.1361 | 3.7637 | 3.9466 | 3.3115 | 3.3721
|  | Transmission | Electric Engagement | Consumption (TWh) | Storage | Storage Consumption (TWh) | Battery | 0.047868 | 0.25978 | 0.85113 | 1.9668 | 3.572 | 4.9272 | 10.3237 | 13.0453 | 16.5496 | 14.6763 | 14.2671 | 15.9116 | 14.9887 | 13.9698 | 13.2901 | 13.0578 | 11.7341 | 11.4539 | 10.7551 | 9.983 | 9.2161 | 8.563 | 8.5603 | 8.4355 | 6.8623 | 6.2311 | 5.3398 | 4.3139
|  | Transmission | Electric Engagement | Consumption (TWh) | Storage | Storage Consumption (TWh) | Compressed Air | 0 | 0 | 0 | 0 | 0 | 0 | 0 | 0 | 0 | 0 | 0 | 0 | 0 | 0 | 0.80812 | 2.156 | 3.5117 | 4.1587 | 4.7929 | 5.5471 | 5.5147 | 5.4137 | 6.1548 | 5.7676 | 5.3723 | 5.0886 | 4.8919 | 4.4299
|  | Transmission | Electric Engagement | Consumption (TWh) | Storage | Storage Consumption (TWh) | Liquid Air | 0 | 0 | 0.0099365 | 0.041145 | 0.054759 | 0.070618 | 0.12101 | 0.36767 | 0.46924 | 0.42882 | 0.89497 | 2.6236 | 2.5747 | 4.0489 | 3.9409 | 4.2494 | 4.1033 | 4.0565 | 3.752 | 3.5445 | 3.3866 | 3.123 | 3.2809 | 3.1073 | 2.6812 | 2.4125 | 2.049 | 1.7998
|  | Transmission | Electric Engagement | Consumption (TWh) | Storage | Storage Consumption (TWh) | Pumped Hydro | 0.76364 | 1.0182 | 1.7423 | 2.0905 | 2.3127 | 2.6936 | 5.2523 | 6.0844 | 7.2388 | 7.9257 | 7.6881 | 8.1642 | 7.6772 | 8.1641 | 8.1476 | 7.8205 | 7.4647 | 7.3942 | 7.0114 | 6.849 | 6.1998 | 5.7386 | 5.7568 | 5.7439 | 5.4065 | 5.0782 | 4.7301 | 4.1191
|  | Transmission | Counterfactual | Consumption (TWh) | Storage | Storage Consumption (TWh) | Battery | 0.047868 | 0.058479 | 0.066938 | 0.13403 | 0.33956 | 1.1598 | 2.4766 | 2.9258 | 4.6263 | 7.1901 | 7.5952 | 9.808 | 13.6174 | 12.8301 | 12.3957 | 13.3393 | 13.4364 | 12.5441 | 12.5147 | 11.4552 | 10.7974 | 10.726 | 10.1676 | 9.4456 | 9.0356 | 8.5073 | 6.9779 | 6.6817
|  | Transmission | Counterfactual | Consumption (TWh) | Storage | Storage Consumption (TWh) | Compressed Air | 0 | 0 | 0 | 0 | 0 | 0 | 0 | 0 | 0 | 0 | 0 | 0 | 0 | 0.72142 | 0.71184 | 0.81106 | 0.79414 | 0.76532 | 1.5886 | 1.5426 | 1.4458 | 1.4889 | 1.488 | 2.5323 | 2.4387 | 2.3409 | 2.272 | 2.2515
|  | Transmission | Counterfactual | Consumption (TWh) | Storage | Storage Consumption (TWh) | Liquid Air | 0 | 0 | 0 | 0.0046271 | 0.0048993 | 0.029184 | 0.054887 | 0.060985 | 0.085168 | 0.12247 | 0.12924 | 0.15552 | 0.76092 | 0.85027 | 1.0015 | 1.0893 | 1.0708 | 0.9559 | 0.91308 | 0.76623 | 0.6776 | 0.67504 | 0.64078 | 0.69114 | 0.59218 | 0.58795 | 0.52982 | 0.54106
|  | Transmission | Counterfactual | Consumption (TWh) | Storage | Storage Consumption (TWh) | Pumped Hydro | 0.76364 | 0.52739 | 0.63267 | 0.81838 | 1.1164 | 1.4976 | 2.0534 | 2.0957 | 2.644 | 4.6746 | 5.1117 | 5.9347 | 7.1052 | 6.8987 | 6.8641 | 7.3188 | 7.4716 | 7.1869 | 7.3806 | 7.2603 | 7.2903 | 6.9394 | 6.7777 | 6.4298 | 6.1972 | 6.008 | 5.5856 | 5.448
|  | Transmission | Five Year Forecast | Consumption (TWh) | Storage | Storage Consumption (TWh) | Battery | 2023: 0.047868; 2024: 0.12743; 2025: 0.36899; 2026: 1.6722; 2027: 2.4372; 2028: 3.7278; 2029: 7.12
|  | Transmission | Five Year Forecast | Consumption (TWh) | Storage | Storage Consumption (TWh) | Compressed Air | 2023: 0; 2024: 0; 2025: 0; 2026: 0; 2027: 0; 2028: 0; 2029: 0
|  | Transmission | Five Year Forecast | Consumption (TWh) | Storage | Storage Consumption (TWh) | Liquid Air | 2023: 0; 2024: 0; 2025: 0.0064325; 2026: 0.015218; 2027: 0.045085; 2028: 0.054652; 2029: 0.096302
|  | Transmission | Five Year Forecast | Consumption (TWh) | Storage | Storage Consumption (TWh) | Pumped Hydro | 2023: 0.76364; 2024: 0.86219; 2025: 1.3182; 2026: 2.0708; 2027: 1.9889; 2028: 2.36; 2029: 3.1112
|  | Distributed | Holistic Transition | Consumption (TWh) | Storage | Storage Consumption (TWh) | Battery | 0.060982 | 0.22093 | 0.57862 | 1.4063 | 1.5906 | 4.3879 | 6.5445 | 5.4155 | 4.5068 | 5.2179 | 6.3033 | 5.8586 | 5.3409 | 5.0908 | 4.8361 | 4.473 | 4.5939 | 4.5217 | 4.3368 | 4.6781 | 4.9112 | 4.7532 | 4.8236 | 4.7342 | 4.6186 | 4.5014 | 4.5069 | 4.4548
|  | Distributed | Holistic Transition | Consumption (TWh) | Storage | Storage Consumption (TWh) | Compressed Air | 0.00019819 | 0.00047145 | 0.00089679 | 0.0014369 | 0.00144 | 0.003209 | 0.0045009 | 0.0048731 | 0.0043464 | 0.0047318 | 0.0052509 | 0.0050445 | 0.0050131 | 0.0048387 | 0.0047673 | 0.004236 | 0.004223 | 0.0037319 | 0.0032175 | 0.0034131 | 0.0033188 | 0.0030003 | 0.0027441 | 0.0024702 | 0.0022847 | 0.0021414 | 0.0020807 | 0.0019976
|  | Distributed | Holistic Transition | Consumption (TWh) | Storage | Storage Consumption (TWh) | Liquid Air | 0.00023 | 0.00057683 | 0.0010468 | 0.0014731 | 0.0014409 | 0.0037062 | 0.19106 | 0.20458 | 0.24901 | 0.34673 | 0.49208 | 0.41034 | 0.36951 | 0.31754 | 0.29013 | 0.27009 | 0.27379 | 0.23961 | 0.22649 | 0.24317 | 0.24847 | 0.27975 | 0.30111 | 0.2608 | 0.23741 | 0.22693 | 0.23583 | 0.20609
|  | Distributed | Holistic Transition | Consumption (TWh) | Storage | Storage Consumption (TWh) | Pumped Hydro | 0 | 0 | 0 | 0 | 0 | 0 | 0 | 0.16508 | 0.16129 | 0.16548 | 0.17536 | 0.16452 | 0.15495 | 0.14167 | 0.14632 | 0.1294 | 0.1344 | 0.12973 | 0.12381 | 0.11846 | 0.12657 | 0.13188 | 0.12414 | 0.12614 | 0.11371 | 0.11516 | 0.11544 | 0.10653
|  | Distributed | Hydrogen Evolution | Consumption (TWh) | Storage | Storage Consumption (TWh) | Battery | 0.060982 | 0.12226 | 0.24818 | 0.9356 | 0.96365 | 1.3436 | 2.7185 | 2.539 | 4.4723 | 4.0527 | 2.8633 | 3.8981 | 3.3394 | 3.1478 | 2.8647 | 2.5547 | 2.3602 | 2.1714 | 1.7647 | 1.5675 | 1.4567 | 1.518 | 1.4041 | 1.297 | 1.2199 | 1.3055 | 1.2077 | 1.1479
|  | Distributed | Hydrogen Evolution | Consumption (TWh) | Storage | Storage Consumption (TWh) | Compressed Air | 0.00019819 | 0.00033661 | 0.0004814 | 0.00099403 | 0.00092301 | 0.0011141 | 0.0021517 | 0.0029449 | 0.0045962 | 0.004279 | 0.0033551 | 0.0040637 | 0.0039037 | 0.0037381 | 0.0035432 | 0.0032295 | 0.0029044 | 0.0025163 | 0.001896 | 0.0017361 | 0.0013394 | 0.0014906 | 0.0011499 | 0.00094044 | 0.00086742 | 0.00099314 | 0.00076146 | 0.00078123
|  | Distributed | Hydrogen Evolution | Consumption (TWh) | Storage | Storage Consumption (TWh) | Liquid Air | 0.00023 | 0.00029091 | 0.00043636 | 0.0012743 | 0.0011023 | 0.0013666 | 0.0026184 | 0.0022445 | 0.0039368 | 0.068825 | 0.047608 | 0.14463 | 0.11868 | 0.171 | 0.16727 | 0.14591 | 0.12075 | 0.10537 | 0.079905 | 0.057341 | 0.05691 | 0.058191 | 0.041902 | 0.037071 | 0.036545 | 0.043338 | 0.035897 | 0.032108
|  | Distributed | Hydrogen Evolution | Consumption (TWh) | Storage | Storage Consumption (TWh) | Pumped Hydro | 0 | 0 | 0 | 0 | 0 | 0 | 0 | 0 | 0 | 0 | 0.12643 | 0.13536 | 0.13404 | 0.12547 | 0.12175 | 0.11294 | 0.10887 | 0.10559 | 0.089445 | 0.091896 | 0.088737 | 0.090543 | 0.084255 | 0.084972 | 0.071752 | 0.078106 | 0.068032 | 0.073235
|  | Distributed | Electric Engagement | Consumption (TWh) | Storage | Storage Consumption (TWh) | Battery | 0.061002 | 0.23015 | 0.52642 | 0.8458 | 1.3259 | 1.8171 | 4.1165 | 4.5185 | 6.2795 | 5.5735 | 5.3165 | 6.377 | 5.9 | 5.222 | 4.6141 | 4.6573 | 3.9579 | 3.9475 | 3.6765 | 3.4707 | 3.5597 | 3.7282 | 3.9491 | 4.0615 | 3.7131 | 3.8497 | 3.8449 | 3.4728
|  | Distributed | Electric Engagement | Consumption (TWh) | Storage | Storage Consumption (TWh) | Compressed Air | 0.00019819 | 0.00045004 | 0.0006962 | 0.00082295 | 0.001149 | 0.0014195 | 0.0026821 | 0.0041377 | 0.0051442 | 0.0046434 | 0.0046721 | 0.0050607 | 0.0049969 | 0.0049576 | 0.0045654 | 0.0045184 | 0.0040354 | 0.0038523 | 0.0034798 | 0.0031677 | 0.0027066 | 0.0024058 | 0.0026182 | 0.0023938 | 0.001851 | 0.0018578 | 0.0017427 | 0.0014916
|  | Distributed | Electric Engagement | Consumption (TWh) | Storage | Storage Consumption (TWh) | Liquid Air | 0.00023 | 0.00058161 | 0.00075342 | 0.0010016 | 0.0013969 | 0.0017962 | 0.06442 | 0.13792 | 0.17895 | 0.25204 | 0.28699 | 0.43983 | 0.46972 | 0.37161 | 0.3305 | 0.31266 | 0.23978 | 0.20772 | 0.1613 | 0.16148 | 0.14851 | 0.13587 | 0.17404 | 0.1647 | 0.1226 | 0.12878 | 0.12955 | 0.11208
|  | Distributed | Electric Engagement | Consumption (TWh) | Storage | Storage Consumption (TWh) | Pumped Hydro | 0 | 0 | 0 | 0 | 0 | 0 | 0 | 0 | 0 | 0.15254 | 0.14823 | 0.15657 | 0.13758 | 0.13748 | 0.13168 | 0.11505 | 0.11262 | 0.10469 | 0.10452 | 0.10296 | 0.10564 | 0.109 | 0.10275 | 0.097957 | 0.099772 | 0.095805 | 0.10181 | 0.091063
|  | Distributed | Counterfactual | Consumption (TWh) | Storage | Storage Consumption (TWh) | Battery | 0.060982 | 0.065583 | 0.063444 | 0.10087 | 0.20818 | 0.53988 | 1.092 | 0.93844 | 1.3849 | 2.0969 | 2.0705 | 2.9197 | 4.6747 | 4.099 | 3.6439 | 4.1878 | 4.0827 | 3.6187 | 3.6084 | 3.035 | 2.7328 | 2.6994 | 2.5919 | 2.4441 | 2.3443 | 2.2555 | 2.0472 | 2.017
|  | Distributed | Counterfactual | Consumption (TWh) | Storage | Storage Consumption (TWh) | Compressed Air | 0.00019819 | 0.00019515 | 0.00017842 | 0.00022564 | 0.00034148 | 0.00066216 | 0.0010901 | 0.0012086 | 0.0016117 | 0.0026302 | 0.0027155 | 0.0033596 | 0.0044722 | 0.0045549 | 0.0045378 | 0.0048523 | 0.0047436 | 0.0045268 | 0.0046067 | 0.0044819 | 0.0040072 | 0.0038068 | 0.003591 | 0.0031793 | 0.003125 | 0.0028175 | 0.0022783 | 0.0023283
|  | Distributed | Counterfactual | Consumption (TWh) | Storage | Storage Consumption (TWh) | Liquid Air | 0.00023 | 0.00018182 | 0.00021818 | 0.00029091 | 0.00032727 | 0.00065375 | 0.0013466 | 0.0011441 | 0.0016636 | 0.002021 | 0.0019443 | 0.0025761 | 0.0041816 | 0.0035017 | 0.0030769 | 0.0034138 | 0.0033189 | 0.0030678 | 0.002755 | 0.0023372 | 0.0019022 | 0.0019703 | 0.0020828 | 0.0015982 | 0.0014432 | 0.0014218 | 0.0013373 | 0.0014377
|  | Distributed | Counterfactual | Consumption (TWh) | Storage | Storage Consumption (TWh) | Pumped Hydro | 0 | 0 | 0 | 0 | 0 | 0 | 0 | 0 | 0 | 0 | 0 | 0 | 0 | 0 | 0 | 0 | 0 | 0.15056 | 0.15162 | 0.14604 | 0.14624 | 0.14026 | 0.13596 | 0.13003 | 0.12314 | 0.12443 | 0.12363 | 0.11588
|  | Distributed | Five Year Forecast | Consumption (TWh) | Storage | Storage Consumption (TWh) | Battery | 2023: 0.060982; 2024: 0.11047; 2025: 0.26774; 2026: 0.92667; 2027: 0.95478; 2028: 1.2869; 2029: 2.5621
|  | Distributed | Five Year Forecast | Consumption (TWh) | Storage | Storage Consumption (TWh) | Compressed Air | 2023: 0.00019819; 2024: 0.00028171; 2025: 0.00047008; 2026: 0.00099115; 2027: 0.00094051; 2028: 0.0011255; 2029: 0.0020524
|  | Distributed | Five Year Forecast | Consumption (TWh) | Storage | Storage Consumption (TWh) | Liquid Air | 2023: 0.00023; 2024: 0.00032727; 2025: 0.00046633; 2026: 0.0012609; 2027: 0.0010877; 2028: 0.0013513; 2029: 0.0023102
|  | Distributed | Five Year Forecast | Consumption (TWh) | Storage | Storage Consumption (TWh) | Pumped Hydro | 2023: 0; 2024: 0; 2025: 0; 2026: 0; 2027: 0; 2028: 0; 2029: 0
|  | Transmission | Holistic Transition | Generation (TWh) | Storage | Storage | Battery | 0.033507 | 0.19957 | 1.2046 | 3.0218 | 3.7528 | 9.1995 | 12.7204 | 12.4329 | 10.6463 | 11.5024 | 12.933 | 12.2042 | 11.4397 | 10.9735 | 10.7048 | 9.745 | 9.6753 | 9.2281 | 8.6208 | 8.3544 | 7.9515 | 6.7733 | 6.47 | 5.8104 | 5.418 | 4.5247 | 4.0657 | 3.8778
|  | Transmission | Holistic Transition | Generation (TWh) | Storage | Storage | Compressed Air | 0 | 0 | 0 | 0 | 0 | 0 | 0 | 0 | 0 | 0 | 0 | 0 | 0 | 0.86566 | 1.3606 | 2.3089 | 2.8977 | 3.127 | 3.3304 | 3.4344 | 3.4065 | 3.6158 | 3.4235 | 3.0996 | 2.93 | 2.739 | 2.7363 | 2.5157
|  | Transmission | Holistic Transition | Generation (TWh) | Storage | Storage | Liquid Air | 0 | 0 | 0.024054 | 0.037648 | 0.037926 | 0.086936 | 0.113 | 0.11571 | 0.31679 | 0.33598 | 0.50485 | 1.6484 | 2.5968 | 2.6668 | 2.7079 | 2.6396 | 2.651 | 2.4906 | 2.2411 | 2.3539 | 2.244 | 2.2013 | 2.2423 | 1.8447 | 1.6466 | 1.493 | 1.4389 | 1.3701
|  | Transmission | Holistic Transition | Generation (TWh) | Storage | Storage | Pumped Hydro | 0.5682 | 0.78456 | 1.4598 | 1.9166 | 2.0091 | 3.0587 | 5.3413 | 8.449 | 8.6733 | 10.6281 | 10.9886 | 10.8508 | 10.7035 | 10.788 | 10.8609 | 10.1166 | 10.3083 | 10.0415 | 9.294 | 9.2997 | 8.8776 | 8.6687 | 8.3765 | 7.9713 | 7.6247 | 6.5454 | 6.383 | 5.935
|  | Transmission | Hydrogen Evolution | Generation (TWh) | Storage | Storage | Battery | 0.033507 | 0.094541 | 0.23037 | 1.1551 | 1.7258 | 2.7738 | 5.3544 | 6.1117 | 9.4176 | 8.6014 | 6.7448 | 8.3455 | 7.4537 | 8.11 | 7.6029 | 7.2742 | 7.0828 | 6.5159 | 5.287 | 4.5517 | 4.1874 | 3.8676 | 3.2207 | 2.6971 | 2.4744 | 2.5882 | 2.1598 | 1.9803
|  | Transmission | Hydrogen Evolution | Generation (TWh) | Storage | Storage | Compressed Air | 0 | 0 | 0 | 0 | 0 | 0 | 0 | 0 | 0 | 0 | 0 | 0 | 0 | 0.37436 | 0.34451 | 0.32627 | 0.79936 | 0.97624 | 1.0352 | 1.2382 | 1.0852 | 1.1948 | 1.0391 | 1.1375 | 1.1289 | 1.189 | 0.91615 | 0.90141
|  | Transmission | Hydrogen Evolution | Generation (TWh) | Storage | Storage | Liquid Air | 0 | 0 | 0.003488 | 0.0084624 | 0.025475 | 0.030933 | 0.05697 | 0.07491 | 0.51179 | 0.49005 | 0.3966 | 0.59589 | 0.61399 | 0.62341 | 0.56944 | 0.57407 | 0.54819 | 0.44745 | 0.39736 | 0.74546 | 0.69197 | 0.69154 | 0.49591 | 0.41931 | 0.42217 | 0.45262 | 0.36432 | 0.3278
|  | Transmission | Hydrogen Evolution | Generation (TWh) | Storage | Storage | Pumped Hydro | 0.5682 | 0.6193 | 1.007 | 1.6218 | 1.536 | 1.7875 | 2.4873 | 3.5986 | 5.107 | 5.0503 | 4.4957 | 4.4584 | 4.9688 | 5.0466 | 5.2158 | 5.215 | 5.167 | 4.7733 | 4.018 | 3.7791 | 3.571 | 3.5711 | 3.3361 | 3.0802 | 2.8013 | 2.9376 | 2.4637 | 2.5351
|  | Transmission | Electric Engagement | Generation (TWh) | Storage | Storage | Battery | 0.033507 | 0.1805 | 0.59349 | 1.3729 | 2.4967 | 3.4474 | 7.2258 | 9.1312 | 11.5847 | 10.2734 | 9.987 | 11.1381 | 10.4921 | 9.7788 | 9.3031 | 9.1404 | 8.2139 | 8.0177 | 7.5286 | 6.9881 | 6.4513 | 5.9941 | 5.9922 | 5.9048 | 4.8036 | 4.3618 | 3.7379 | 3.0197
|  | Transmission | Electric Engagement | Generation (TWh) | Storage | Storage | Compressed Air | 0 | 0 | 0 | 0 | 0 | 0 | 0 | 0 | 0 | 0 | 0 | 0 | 0 | 0 | 0.47987 | 1.2836 | 2.097 | 2.4902 | 2.8657 | 3.3182 | 3.3038 | 3.2482 | 3.6879 | 3.4606 | 3.2234 | 3.0532 | 2.9351 | 2.658
|  | Transmission | Electric Engagement | Generation (TWh) | Storage | Storage | Liquid Air | 0 | 0 | 0.0053154 | 0.02233 | 0.030117 | 0.03884 | 0.066557 | 0.20132 | 0.25808 | 0.23585 | 0.48998 | 1.4389 | 1.4161 | 2.2228 | 2.1675 | 2.3358 | 2.2558 | 2.2311 | 2.0636 | 1.9495 | 1.8626 | 1.7176 | 1.8045 | 1.709 | 1.4746 | 1.3269 | 1.127 | 0.9899
|  | Transmission | Electric Engagement | Generation (TWh) | Storage | Storage | Pumped Hydro | 0.5682 | 0.75433 | 1.2922 | 1.5505 | 1.7154 | 1.9977 | 3.9075 | 4.5233 | 5.3821 | 5.8991 | 5.7206 | 6.0742 | 5.7114 | 6.0761 | 6.0624 | 5.8176 | 5.5536 | 5.4996 | 5.2124 | 5.0931 | 4.6075 | 4.2611 | 4.2755 | 4.2667 | 4.0135 | 3.7695 | 3.5123 | 3.0583
|  | Transmission | Counterfactual | Generation (TWh) | Storage | Storage | Battery | 0.033507 | 0.040743 | 0.046311 | 0.092702 | 0.23622 | 0.80903 | 1.7312 | 2.0455 | 3.2378 | 5.0327 | 5.3163 | 6.8652 | 9.5322 | 8.981 | 8.677 | 9.3375 | 9.4055 | 8.7808 | 8.7603 | 8.0187 | 7.5582 | 7.5082 | 7.1173 | 6.6119 | 6.3249 | 5.9551 | 4.8845 | 4.6772
|  | Transmission | Counterfactual | Generation (TWh) | Storage | Storage | Compressed Air | 0 | 0 | 0 | 0 | 0 | 0 | 0 | 0 | 0 | 0 | 0 | 0 | 0 | 0.42785 | 0.4271 | 0.48663 | 0.47648 | 0.45919 | 0.94814 | 0.92556 | 0.86748 | 0.89334 | 0.89278 | 1.5094 | 1.4632 | 1.4045 | 1.3632 | 1.3509
|  | Transmission | Counterfactual | Generation (TWh) | Storage | Storage | Liquid Air | 0 | 0 | 0 | 0.0023952 | 0.0026946 | 0.015752 | 0.030188 | 0.033542 | 0.046842 | 0.067358 | 0.071081 | 0.085538 | 0.41751 | 0.46725 | 0.55042 | 0.5991 | 0.58895 | 0.52574 | 0.5022 | 0.42143 | 0.37268 | 0.37127 | 0.35243 | 0.37913 | 0.3257 | 0.32337 | 0.2914 | 0.29758
|  | Transmission | Counterfactual | Generation (TWh) | Storage | Storage | Pumped Hydro | 0.5682 | 0.39073 | 0.47072 | 0.60844 | 0.82906 | 1.1105 | 1.5223 | 1.5519 | 1.9568 | 3.4722 | 3.7991 | 4.4122 | 5.2821 | 5.1287 | 5.1003 | 5.4365 | 5.5499 | 5.3377 | 5.4824 | 5.3921 | 5.4131 | 5.1513 | 5.0303 | 4.7705 | 4.5976 | 4.4564 | 4.1437 | 4.0418
|  | Transmission | Five Year Forecast | Generation (TWh) | Storage | Storage | Battery | 2023: 0.033507; 2024: 0.088519; 2025: 0.25682; 2026: 1.168; 2027: 1.7015; 2028: 2.6061; 2029: 4.9835
|  | Transmission | Five Year Forecast | Generation (TWh) | Storage | Storage | Compressed Air | 2023: 0; 2024: 0; 2025: 0; 2026: 0; 2027: 0; 2028: 0; 2029: 0
|  | Transmission | Five Year Forecast | Generation (TWh) | Storage | Storage | Liquid Air | 2023: 0; 2024: 0; 2025: 0.0033882; 2026: 0.0083699; 2027: 0.024497; 2028: 0.030059; 2029: 0.052966
|  | Transmission | Five Year Forecast | Generation (TWh) | Storage | Storage | Pumped Hydro | 2023: 0.5682; 2024: 0.63942; 2025: 0.97755; 2026: 1.5346; 2027: 1.4759; 2028: 1.751; 2029: 2.3195
|  | Distributed | Holistic Transition | Generation (TWh) | Storage | Storage | Battery | 0.042687 | 0.15364 | 0.40431 | 0.98338 | 1.1127 | 3.0708 | 4.5806 | 3.7905 | 3.1544 | 3.6522 | 4.4121 | 4.1007 | 3.7384 | 3.5632 | 3.385 | 3.1307 | 3.2154 | 3.1648 | 3.0354 | 3.2743 | 3.4374 | 3.3268 | 3.376 | 3.3134 | 3.2325 | 3.1505 | 3.1543 | 3.1178
|  | Distributed | Holistic Transition | Generation (TWh) | Storage | Storage | Compressed Air | 0.00011891 | 0.00028287 | 0.00053807 | 0.00086212 | 0.00086398 | 0.0019254 | 0.0027005 | 0.0029238 | 0.0026079 | 0.0028391 | 0.0031505 | 0.0030267 | 0.0030078 | 0.0029032 | 0.0028604 | 0.0025416 | 0.0025338 | 0.0022391 | 0.0019305 | 0.0020478 | 0.0019913 | 0.0018002 | 0.0016465 | 0.0014821 | 0.0013708 | 0.0012849 | 0.0012484 | 0.0011986
|  | Distributed | Holistic Transition | Generation (TWh) | Storage | Storage | Liquid Air | 0.0001265 | 0.00031726 | 0.00057572 | 0.00081021 | 0.00079247 | 0.0020384 | 0.10468 | 0.11232 | 0.13675 | 0.1905 | 0.27044 | 0.22569 | 0.20323 | 0.17464 | 0.15957 | 0.14855 | 0.15058 | 0.13179 | 0.12457 | 0.13375 | 0.13666 | 0.15386 | 0.16561 | 0.14344 | 0.13058 | 0.12481 | 0.12971 | 0.11335
|  | Distributed | Holistic Transition | Generation (TWh) | Storage | Storage | Pumped Hydro | 0 | 0 | 0 | 0 | 0 | 0 | 0 | 0.12381 | 0.12097 | 0.12411 | 0.13152 | 0.12339 | 0.11621 | 0.10625 | 0.10974 | 0.097049 | 0.1008 | 0.097297 | 0.092859 | 0.088843 | 0.094924 | 0.09891 | 0.093106 | 0.094603 | 0.08528 | 0.08637 | 0.086582 | 0.079896
|  | Distributed | Hydrogen Evolution | Generation (TWh) | Storage | Storage | Battery | 0.042687 | 0.085277 | 0.17289 | 0.65437 | 0.67384 | 0.93987 | 1.9026 | 1.777 | 3.1304 | 2.8366 | 2.0041 | 2.7286 | 2.3374 | 2.2034 | 2.0053 | 1.7881 | 1.6521 | 1.5199 | 1.2352 | 1.0972 | 1.0196 | 1.0625 | 0.98275 | 0.90778 | 0.85383 | 0.91377 | 0.84528 | 0.80341
|  | Distributed | Hydrogen Evolution | Generation (TWh) | Storage | Storage | Compressed Air | 0.00011891 | 0.00020196 | 0.00028884 | 0.00059642 | 0.0005538 | 0.00066848 | 0.001291 | 0.0017669 | 0.0027577 | 0.0025674 | 0.002013 | 0.0024382 | 0.0023422 | 0.0022428 | 0.0021259 | 0.0019377 | 0.0017426 | 0.0015098 | 0.0011376 | 0.0010417 | 0.00080365 | 0.00089436 | 0.00068997 | 0.00056426 | 0.00052045 | 0.00059588 | 0.00045688 | 0.00046874
|  | Distributed | Hydrogen Evolution | Generation (TWh) | Storage | Storage | Liquid Air | 0.0001265 | 0.00016 | 0.00024 | 0.00070084 | 0.00060629 | 0.00075161 | 0.0014401 | 0.0012345 | 0.0021652 | 0.037654 | 0.026184 | 0.079347 | 0.065272 | 0.093848 | 0.092001 | 0.080251 | 0.06641 | 0.057951 | 0.043948 | 0.031538 | 0.031301 | 0.032005 | 0.023046 | 0.020389 | 0.020099 | 0.023836 | 0.019743 | 0.017659
|  | Distributed | Hydrogen Evolution | Generation (TWh) | Storage | Storage | Pumped Hydro | 0 | 0 | 0 | 0 | 0 | 0 | 0 | 0 | 0 | 0 | 0.094825 | 0.10152 | 0.10053 | 0.094104 | 0.091312 | 0.084703 | 0.081655 | 0.07919 | 0.067084 | 0.068922 | 0.066553 | 0.067907 | 0.063193 | 0.063729 | 0.053812 | 0.058579 | 0.051026 | 0.055274
|  | Distributed | Electric Engagement | Generation (TWh) | Storage | Storage | Battery | 0.042687 | 0.16048 | 0.36764 | 0.59143 | 0.92752 | 1.2712 | 2.8809 | 3.1624 | 4.3953 | 3.9012 | 3.7213 | 4.4635 | 4.1297 | 3.6551 | 3.2296 | 3.2598 | 2.7702 | 2.7629 | 2.5732 | 2.4291 | 2.4914 | 2.6093 | 2.764 | 2.8426 | 2.5987 | 2.6943 | 2.691 | 2.4305
|  | Distributed | Electric Engagement | Generation (TWh) | Storage | Storage | Compressed Air | 0.00011891 | 0.00027003 | 0.00041772 | 0.00049377 | 0.00068939 | 0.0008517 | 0.0016092 | 0.0024826 | 0.0030865 | 0.002786 | 0.0028032 | 0.0030364 | 0.0029981 | 0.0029746 | 0.0027392 | 0.002711 | 0.0024212 | 0.0023114 | 0.0020879 | 0.0019006 | 0.0016239 | 0.0014435 | 0.0015709 | 0.0014363 | 0.0011106 | 0.0011147 | 0.0010456 | 0.00089494
|  | Distributed | Electric Engagement | Generation (TWh) | Storage | Storage | Liquid Air | 0.0001265 | 0.00031989 | 0.00041438 | 0.00055085 | 0.00076827 | 0.00098794 | 0.035231 | 0.075656 | 0.09842 | 0.13842 | 0.15764 | 0.24171 | 0.25814 | 0.20438 | 0.18177 | 0.17196 | 0.13188 | 0.11425 | 0.088715 | 0.088813 | 0.081682 | 0.074731 | 0.095721 | 0.090585 | 0.067429 | 0.07083 | 0.071253 | 0.061645
|  | Distributed | Electric Engagement | Generation (TWh) | Storage | Storage | Pumped Hydro | 0 | 0 | 0 | 0 | 0 | 0 | 0 | 0 | 0 | 0.1144 | 0.11117 | 0.11743 | 0.10318 | 0.10311 | 0.098757 | 0.086291 | 0.084468 | 0.078517 | 0.078389 | 0.077216 | 0.079234 | 0.08175 | 0.07706 | 0.073468 | 0.074829 | 0.071854 | 0.076357 | 0.068297
|  | Distributed | Counterfactual | Generation (TWh) | Storage | Storage | Battery | 0.042687 | 0.045876 | 0.044105 | 0.070025 | 0.14504 | 0.37734 | 0.76375 | 0.65653 | 0.96934 | 1.4677 | 1.449 | 2.0437 | 3.2722 | 2.8693 | 2.5507 | 2.9314 | 2.8578 | 2.533 | 2.5258 | 2.1243 | 1.9129 | 1.8895 | 1.8143 | 1.7108 | 1.6409 | 1.5788 | 1.433 | 1.4119
|  | Distributed | Counterfactual | Generation (TWh) | Storage | Storage | Compressed Air | 0.00011891 | 0.00011709 | 0.00010705 | 0.00013538 | 0.00020489 | 0.0003973 | 0.00065406 | 0.00072513 | 0.00096699 | 0.0015781 | 0.0016293 | 0.0020158 | 0.0026833 | 0.0027329 | 0.0027227 | 0.0029114 | 0.0028462 | 0.0027161 | 0.002764 | 0.0026891 | 0.0024043 | 0.0022841 | 0.0021546 | 0.0019076 | 0.001875 | 0.0016905 | 0.001367 | 0.001397
|  | Distributed | Counterfactual | Generation (TWh) | Storage | Storage | Liquid Air | 0.0001265 | 0.0001 | 0.00012 | 0.00016 | 0.00018 | 0.00035956 | 0.00074065 | 0.00062924 | 0.00091498 | 0.0011116 | 0.0010693 | 0.0014168 | 0.0022999 | 0.0019259 | 0.0016923 | 0.0018776 | 0.0018254 | 0.0016873 | 0.0015152 | 0.0012854 | 0.0010462 | 0.0010837 | 0.0011456 | 0.000879 | 0.00079375 | 0.000782 | 0.0007355 | 0.00079075
|  | Distributed | Counterfactual | Generation (TWh) | Storage | Storage | Pumped Hydro | 0 | 0 | 0 | 0 | 0 | 0 | 0 | 0 | 0 | 0 | 0 | 0 | 0 | 0 | 0 | 0 | 0 | 0.11292 | 0.11372 | 0.10953 | 0.10968 | 0.1052 | 0.10197 | 0.097525 | 0.092357 | 0.093323 | 0.092719 | 0.086913
|  | Distributed | Five Year Forecast | Generation (TWh) | Storage | Storage | Battery | 2023: 0.042687; 2024: 0.077026; 2025: 0.18658; 2026: 0.64812; 2027: 0.66763; 2028: 0.90013; 2029: 1.7931
|  | Distributed | Five Year Forecast | Generation (TWh) | Storage | Storage | Compressed Air | 2023: 0.00011891; 2024: 0.00016902; 2025: 0.00028205; 2026: 0.00059469; 2027: 0.0005643; 2028: 0.00067527; 2029: 0.0012315
|  | Distributed | Five Year Forecast | Generation (TWh) | Storage | Storage | Liquid Air | 2023: 0.0001265; 2024: 0.00018; 2025: 0.00025648; 2026: 0.00069351; 2027: 0.00059823; 2028: 0.00074323; 2029: 0.0012706
|  | Distributed | Five Year Forecast | Generation (TWh) | Storage | Storage | Pumped Hydro | 2023: 0; 2024: 0; 2025: 0; 2026: 0; 2027: 0; 2028: 0; 2029: 0
|  | Transmission | Electric Engagement | Export (TWh) | Interconnectors | Interconnectors | Interconnectors | -14.5264 | -18.3071 | -23.7211 | -29.3906 | -27.2897 | -31.9942 | -41.9562 | -54.7064 | -58.3093 | -76.505 | -81.2004 | -94.4074 | -99.4037 | -106.5222 | -117.8352 | -117.6912 | -120.5097 | -122.6408 | -121.5275 | -119.1854 | -115.6457 | -109.7768 | -109.3944 | -112.9451 | -112.1752 | -113.6507 | -113.1245 | -107.8014
|  | Transmission | Electric Engagement | Import (TWh) | Interconnectors | Interconnectors | Interconnectors | 20.6523 | 29.5772 | 26.7794 | 20.1094 | 26.1058 | 29.6472 | 22.7012 | 16.5233 | 16.0892 | 22.0907 | 21.999 | 22.8463 | 20.2539 | 22.2033 | 23.4344 | 22.9478 | 23.5528 | 23.078 | 24.1423 | 27.1509 | 30.1797 | 34.4433 | 34.1103 | 33.2376 | 33.6256 | 34.0893 | 33.7807 | 35.296
|  | Transmission | Electric Engagement | Netflows (TWh) | Interconnectors | Interconnectors | Interconnectors | 6.1259 | 11.2701 | 3.0583 | -9.2812 | -1.1839 | -2.347 | -19.2549 | -38.1831 | -42.2201 | -54.4143 | -59.2014 | -71.5611 | -79.1498 | -84.3189 | -94.4008 | -94.7434 | -96.9569 | -99.5628 | -97.3852 | -92.0345 | -85.466 | -75.3335 | -75.284 | -79.7074 | -78.5496 | -79.5615 | -79.3439 | -72.5054
|  | Transmission | Holistic Transition | Export (TWh) | Interconnectors | Interconnectors | Interconnectors | -14.5264 | -19.3796 | -29.6873 | -39.0206 | -33.9222 | -47.6546 | -56.0493 | -66.5925 | -83.5222 | -91.844 | -111.5225 | -120.2876 | -126.6338 | -129.8767 | -127.2487 | -122.8365 | -125.8256 | -127.3183 | -126.0483 | -126.2899 | -122.3175 | -115.6682 | -115.711 | -118.8141 | -117.1442 | -115.2261 | -114.6095 | -107.735
|  | Transmission | Holistic Transition | Import (TWh) | Interconnectors | Interconnectors | Interconnectors | 20.6523 | 24.8795 | 19.0197 | 13.0799 | 21.3635 | 21.0821 | 15.8886 | 12.9847 | 20.0429 | 23.0102 | 21.6198 | 26.788 | 23.5835 | 30.5114 | 30.8853 | 33.7039 | 33.9533 | 33.919 | 34.8253 | 35.5208 | 37.5342 | 42.1333 | 43.0821 | 41.9932 | 42.4807 | 45.196 | 46.1762 | 49.8914
|  | Transmission | Holistic Transition | Netflows (TWh) | Interconnectors | Interconnectors | Interconnectors | 6.1259 | 5.4999 | -10.6677 | -25.9407 | -12.5587 | -26.5725 | -40.1606 | -53.6078 | -63.4793 | -68.8338 | -89.9026 | -93.4996 | -103.0503 | -99.3653 | -96.3634 | -89.1327 | -91.8723 | -93.3993 | -91.2231 | -90.769 | -84.7833 | -73.5349 | -72.6289 | -76.8209 | -74.6635 | -70.0301 | -68.4333 | -57.8435
|  | Transmission | Hydrogen Evolution | Export (TWh) | Interconnectors | Interconnectors | Interconnectors | -14.5264 | -15.8776 | -19.4045 | -28.9561 | -23.9176 | -25.4914 | -37.0515 | -45.7294 | -53.6979 | -51.1757 | -60.1142 | -68.4945 | -72.7686 | -73.8533 | -79.7088 | -85.8538 | -85.6325 | -85.6776 | -82.701 | -86.3621 | -85.7998 | -80.7472 | -82.1554 | -79.732 | -78.1623 | -77.8728 | -70.9782 | -63.8443
|  | Transmission | Hydrogen Evolution | Import (TWh) | Interconnectors | Interconnectors | Interconnectors | 20.6523 | 31.8057 | 30.836 | 22.0229 | 29.8384 | 31.3134 | 25.5587 | 20.9879 | 17.5354 | 20.7156 | 24.0364 | 26.5001 | 24.806 | 26.6842 | 22.2896 | 17.0903 | 18.9911 | 18.6207 | 20.633 | 21.8598 | 23.2956 | 27.2338 | 27.0337 | 33.5857 | 33.6557 | 34.8083 | 42.6834 | 48.9672
|  | Transmission | Hydrogen Evolution | Netflows (TWh) | Interconnectors | Interconnectors | Interconnectors | 6.1259 | 15.9281 | 11.4315 | -6.9332 | 5.9207 | 5.822 | -11.4928 | -24.7415 | -36.1625 | -30.4602 | -36.0778 | -41.9944 | -47.9626 | -47.1691 | -57.4192 | -68.7635 | -66.6413 | -67.0569 | -62.068 | -64.5024 | -62.5042 | -53.5133 | -55.1216 | -46.1463 | -44.5065 | -43.0645 | -28.2949 | -14.8771
|  | Transmission | Counterfactual | Export (TWh) | Interconnectors | Interconnectors | Interconnectors | -14.5264 | -12.9925 | -13.6094 | -17.4097 | -17.3137 | -20.2215 | -23.0336 | -34.5908 | -34.0071 | -41.7751 | -42.9418 | -51.2056 | -69.716 | -77.6384 | -84.78 | -93.5123 | -96.451 | -103.8797 | -104.6522 | -110.8003 | -111.4387 | -108.7542 | -110.3032 | -113.2638 | -113.0656 | -112.1645 | -110.006 | -108.5275
|  | Transmission | Counterfactual | Import (TWh) | Interconnectors | Interconnectors | Interconnectors | 20.6523 | 35.5728 | 39.9678 | 37.8853 | 40.9541 | 35.3756 | 35.3605 | 25.3712 | 28.9814 | 25.6989 | 23.1452 | 22.6278 | 17.1376 | 17.3799 | 13.599 | 10.2463 | 9.2323 | 7.7603 | 7.8237 | 7.5269 | 8.0992 | 9.0222 | 8.4514 | 8.9033 | 9.5279 | 10.2705 | 11.2063 | 11.6698
|  | Transmission | Counterfactual | Netflows (TWh) | Interconnectors | Interconnectors | Interconnectors | 6.1259 | 22.5803 | 26.3585 | 20.4755 | 23.6404 | 15.1541 | 12.3269 | -9.2196 | -5.0258 | -16.0762 | -19.7966 | -28.5778 | -52.5784 | -60.2585 | -71.181 | -83.2659 | -87.2187 | -96.1194 | -96.8285 | -103.2735 | -103.3395 | -99.732 | -101.8518 | -104.3605 | -103.5378 | -101.894 | -98.7997 | -96.8577
|  | Transmission | Five Year Forecast | Export (TWh) | Interconnectors | Interconnectors | Interconnectors | 2023: -14.5264; 2024: -15.0011; 2025: -18.7264; 2026: -28.7766; 2027: -23.4924; 2028: -25.123; 2029: -35.5806
|  | Transmission | Five Year Forecast | Import (TWh) | Interconnectors | Interconnectors | Interconnectors | 2023: 20.6523; 2024: 32.5434; 2025: 31.7098; 2026: 21.6212; 2027: 30.2524; 2028: 32.5108; 2029: 26.2044
|  | Transmission | Five Year Forecast | Netflows (TWh) | Interconnectors | Interconnectors | Interconnectors | 2023: 6.1259; 2024: 17.5423; 2025: 12.9834; 2026: -7.1554; 2027: 6.7599; 2028: 7.3878; 2029: -9.3761
|  | Both | Electric Engagement | Available DSR (MW) | Demand | DSR | DSR | 1570 | 1100 | 1633.3142 | 2005.1049 | 2437.0845 | 2810.1594 | 3200.0983 | 3577.1851 | 3920.5166 | 4204.5261 | 4483.4873 | 4781.8405 | 5071.4003 | 5432.081 | 5854.009 | 6298.7004 | 6716.6816 | 7191.0093 | 7642.884 | 8063.0736 | 8397.1091 | 8702.7725 | 8938.5198 | 9120.449 | 9250.9802 | 9359.2632 | 9421.5503 | 9479.2836
|  | Both | Holistic Transition | Available DSR (MW) | Demand | DSR | DSR | 1570 | 1100 | 1456.9991 | 1832.0943 | 2215.7422 | 2611.1663 | 3014.2647 | 3368.1867 | 3687.4491 | 3952.6246 | 4191.0195 | 4456.1987 | 4716.9249 | 5049.6638 | 5433.3621 | 5839.6391 | 6211.6241 | 6618.4689 | 7003.4837 | 7383.3207 | 7736.6001 | 8141.1101 | 8517.4236 | 8899.6448 | 9267.0116 | 9630.454 | 9791.7515 | 9986.5332
|  | Both | Hydrogen Evolution | Available DSR (MW) | Demand | DSR | DSR | 1570 | 1100 | 1346.1915 | 1476.0573 | 1653.925 | 1781.1002 | 1927.2603 | 2065.6122 | 2193.0823 | 2292.6489 | 2407.3465 | 2483.6687 | 2566.1333 | 2646.8332 | 2737.202 | 2820.9311 | 2930.7807 | 3050.4749 | 3134.4043 | 3209.0881 | 3265.9777 | 3308.5852 | 3336.1168 | 3382.3753 | 3418.6384 | 3451.0098 | 3469.4137 | 3486.7569
|  | Both | Counterfactual | Available DSR (MW) | Demand | DSR | DSR | 1570 | 1100 | 1026.0501 | 1133.6222 | 1209.106 | 1318.995 | 1448.4054 | 1553.12 | 1688.6086 | 1813.6275 | 1964.4066 | 2062.1369 | 2138.553 | 2182.2114 | 2215.0117 | 2187.1287 | 2189.4416 | 2201.211 | 2178.097 | 2163.8643 | 2205.4523 | 2249.348 | 2306.3629 | 2408.9666 | 2502.0632 | 2583.7204 | 2632.4247 | 2673.3277
|  | Both | Five Year Forecast | Available DSR (MW) | Demand | DSR | DSR | 2023: 1570; 2024: 1100; 2025: 1346.1915; 2026: 1476.0573; 2027: 1653.925; 2028: 1781.1002; 2029: 1927.2603
|  | Both | Electric Engagement | Demand Reduction (TWh) | Demand | DSR | DSR | 0.41067 | 0.24991 | 0.4599 | 0.57089 | 0.55921 | 0.80235 | 0.77317 | 0.84515 | 1.326 | 1.5737 | 1.5634 | 1.4791 | 1.6992 | 1.3722 | 1.6955 | 1.8636 | 1.4741 | 1.222 | 1.3495 | 1.3413 | 1.1541 | 1.9307 | 1.3461 | 1.2711 | 1.0817 | 1.7104 | 2.6775 | 2.2553
|  | Both | Holistic Transition | Demand Reduction (TWh) | Demand | DSR | DSR | 0.41067 | 0.21289 | 0.36952 | 0.51648 | 0.62594 | 0.74566 | 0.66901 | 0.88171 | 1.1041 | 1.2451 | 1.3287 | 1.3857 | 1.2337 | 1.2274 | 1.1817 | 1.4883 | 1.1605 | 1.2732 | 1.1174 | 1.186 | 1.164 | 1.428 | 1.4369 | 1.2776 | 1.2346 | 1.8746 | 2.127 | 1.9515
|  | Both | Hydrogen Evolution | Demand Reduction (TWh) | Demand | DSR | DSR | 0.41067 | 0.27586 | 0.37387 | 0.35684 | 0.36841 | 0.49324 | 0.48923 | 0.51401 | 0.70611 | 0.77555 | 0.85779 | 0.88358 | 0.9877 | 0.7482 | 1.2038 | 1.171 | 1.0811 | 1.3865 | 1.2145 | 1.5342 | 1.4728 | 1.6637 | 1.8316 | 2.1199 | 1.827 | 2.1855 | 3.1937 | 2.298
|  | Both | Counterfactual | Demand Reduction (TWh) | Demand | DSR | DSR | 0.41067 | 0.23699 | 0.30108 | 0.23735 | 0.34196 | 0.28013 | 0.3683 | 0.35216 | 0.35507 | 0.39171 | 0.55597 | 0.41116 | 0.47276 | 0.56874 | 0.49491 | 0.51808 | 0.43175 | 0.48137 | 0.51597 | 0.40431 | 0.5034 | 0.59462 | 0.56314 | 0.55371 | 0.68449 | 0.43988 | 0.57598 | 0.59226
|  | Both | Five Year Forecast | Demand Reduction (TWh) | Demand | DSR | DSR | 2023: 0.41067; 2024: 0.255; 2025: 0.39571; 2026: 0.39103; 2027: 0.42508; 2028: 0.50081; 2029: 0.53031
|  | Both | Electric Engagement | Demand (TWh) | Demand | Electrolysis Demand (TWh) |  | 0.093615 | 0.043577 | 0.86955 | 1.8349 | 1.8273 | 2.4717 | 1.2185 | 3.3892 | 6.343 | 7.9822 | 12.2245 | 15.9174 | 18.5423 | 24.022 | 28.8644 | 29.1069 | 30.7797 | 35.5012 | 42.7849 | 52.9279 | 63.4175 | 74.1461 | 80.3363 | 88.0885 | 93.7554 | 96.3123 | 98.7919 | 103.225
|  | Both | Holistic Transition | Demand (TWh) | Demand | Electrolysis Demand (TWh) |  | 0.093296 | 0.037623 | 0.74925 | 2.4769 | 6.4242 | 11.2021 | 2.9436 | 10.8266 | 11.4862 | 15.8612 | 20.7845 | 26.3846 | 31.8712 | 34.7844 | 41.0828 | 44.3511 | 52.151 | 58.9652 | 68.103 | 79.8243 | 90.2351 | 102.37 | 113.1144 | 119.6846 | 127.2087 | 132.441 | 137.3492 | 143.825
|  | Both | Hydrogen Evolution | Demand (TWh) | Demand | Electrolysis Demand (TWh) |  | 0.09378 | 0.058073 | 0.8836 | 0.15861 | 0.37552 | 1.738 | 3.5041 | 8.6641 | 15.7128 | 19.7382 | 30.6786 | 46.1608 | 49.3812 | 53.904 | 57.5563 | 57.7354 | 68.634 | 76.258 | 90.2443 | 102.7517 | 103.7916 | 117.5626 | 129.4798 | 143.143 | 154.0222 | 162.606 | 176.8423 | 185.3095
|  | Both | Counterfactual | Demand (TWh) | Demand | Electrolysis Demand (TWh) |  | 0.093296 | 0.016359 | 0.020964 | 0.026476 | 0.032893 | 0.39706 | 0.75956 | 1.2809 | 1.8326 | 2.3508 | 2.9819 | 3.7217 | 4.5458 | 5.0907 | 5.5872 | 5.6759 | 5.439 | 7.8227 | 9.0443 | 9.7104 | 10.0493 | 11.4972 | 12.452 | 13.0201 | 13.3402 | 13.7216 | 14.9999 | 15.3051
|  | Both | Five Year Forecast | Demand (TWh) | Demand | Electrolysis Demand (TWh) |  | 2023: 0.093296; 2024: 0.050154; 2025: 0.76307; 2026: 0.079246; 2027: 0.26447; 2028: 1.2314; 2029: 2.9504
|  | Both | Electric Engagement | Demand (TWh) | Demand | Demand Total (TWh) - Excluding Electrolysis |  | 284.3095 | 283.7647 | 284.4869 | 287.7467 | 292.7944 | 301.3292 | 309.6234 | 320.5172 | 333.722 | 350.2626 | 366.6461 | 385.1692 | 404.4904 | 428.0232 | 449.1432 | 470.6443 | 490.6264 | 509.9717 | 524.0024 | 537.4844 | 548.6207 | 559.7142 | 565.5761 | 571.6673 | 577.2177 | 583.3303 | 586.048 | 590.546
|  | Both | Holistic Transition | Demand (TWh) | Demand | Demand Total (TWh) - Excluding Electrolysis |  | 284.3095 | 282.4592 | 282.9244 | 286.4119 | 291.7541 | 299.3612 | 306.3554 | 315.1627 | 326.3248 | 340.7815 | 354.6476 | 370.2237 | 386.1718 | 404.8626 | 421.7931 | 439.0667 | 455.7631 | 471.5839 | 482.5105 | 493.3344 | 502.9554 | 512.7894 | 517.7764 | 523.0022 | 527.6176 | 532.884 | 533.4261 | 535.3679
|  | Both | Hydrogen Evolution | Demand (TWh) | Demand | Demand Total (TWh) - Excluding Electrolysis |  | 284.3095 | 285.6259 | 287.0577 | 289.5789 | 294.0859 | 300.5868 | 306.4635 | 314.3727 | 324.4856 | 336.6906 | 348.1689 | 360.4512 | 372.2905 | 387.0409 | 400.1354 | 414.474 | 427.6968 | 441.9168 | 452.05 | 461.7794 | 470.6485 | 479.004 | 483.4307 | 488.2573 | 492.464 | 497.7972 | 500.4963 | 504.7809
|  | Both | Counterfactual | Demand (TWh) | Demand | Demand Total (TWh) - Excluding Electrolysis |  | 284.3095 | 289.5679 | 291.1306 | 293.1801 | 296.2065 | 300.7096 | 304.341 | 309.4415 | 315.2508 | 323.0968 | 329.7366 | 337.5694 | 345.3655 | 355.3443 | 364.4017 | 375.2852 | 386.8923 | 400.4686 | 412.2282 | 424.8047 | 437.072 | 450.3254 | 461.2056 | 472.0108 | 482.438 | 494.8768 | 504.7782 | 516.404
|  | Both | Five Year Forecast | Demand (TWh) | Demand | Demand Total (TWh) - Excluding Electrolysis |  | 2023: 284.3095; 2024: 286.1748; 2025: 288.5619; 2026: 292.3374; 2027: 297.9144; 2028: 305.1519; 2029: 311.9969
|  | Both | Electric Engagement | Demand (TWh) | Demand | Demand Total (TWh) - Excluding Electrolysis, Post-DSR |  | 283.8989 | 283.5148 | 284.027 | 287.1758 | 292.2352 | 300.5268 | 308.8502 | 319.672 | 332.396 | 348.6889 | 365.0827 | 383.6901 | 402.7912 | 426.651 | 447.4477 | 468.7807 | 489.1523 | 508.7497 | 522.6529 | 536.143 | 547.4665 | 557.7836 | 564.23 | 570.3962 | 576.1361 | 581.6199 | 583.3706 | 588.2907
|  | Both | Holistic Transition | Demand (TWh) | Demand | Demand Total (TWh) - Excluding Electrolysis, Post-DSR |  | 283.8989 | 282.2463 | 282.5549 | 285.8954 | 291.1281 | 298.6155 | 305.6864 | 314.281 | 325.2208 | 339.5364 | 353.3189 | 368.838 | 384.9381 | 403.6352 | 420.6114 | 437.5784 | 454.6025 | 470.3107 | 481.3931 | 492.1483 | 501.7915 | 511.3614 | 516.3395 | 521.7245 | 526.3831 | 531.0094 | 531.2991 | 533.4164
|  | Both | Hydrogen Evolution | Demand (TWh) | Demand | Demand Total (TWh) - Excluding Electrolysis, Post-DSR |  | 283.8989 | 285.3501 | 286.6838 | 289.222 | 293.7174 | 300.0936 | 305.9743 | 313.8587 | 323.7795 | 335.9151 | 347.3111 | 359.5676 | 371.3028 | 386.2927 | 398.9315 | 413.303 | 426.6156 | 440.5303 | 450.8356 | 460.2452 | 469.1757 | 477.3403 | 481.5991 | 486.1373 | 490.637 | 495.6117 | 497.3026 | 502.4829
|  | Both | Counterfactual | Demand (TWh) | Demand | Demand Total (TWh) - Excluding Electrolysis, Post-DSR |  | 283.8989 | 289.331 | 290.8295 | 292.9428 | 295.8646 | 300.4295 | 303.9727 | 309.0893 | 314.8957 | 322.7051 | 329.1806 | 337.1582 | 344.8927 | 354.7755 | 363.9068 | 374.7671 | 386.4605 | 399.9872 | 411.7122 | 424.4004 | 436.5686 | 449.7308 | 460.6424 | 471.4571 | 481.7535 | 494.4369 | 504.2023 | 515.8118
|  | Both | Five Year Forecast | Demand (TWh) | Demand | Demand Total (TWh) - Excluding Electrolysis, Post-DSR |  | 2023: 283.8989; 2024: 285.9198; 2025: 288.1662; 2026: 291.9464; 2027: 297.4894; 2028: 304.6511; 2029: 311.4666
|  | Distributed | Electric Engagement | Generation (TWh) | Renewable | Onshore Wind | Onshore Wind | 14.9557 | 15.7744 | 16.5718 | 17.4934 | 18.4564 | 19.6501 | 20.6597 | 16.4267 | 15.6741 | 18.2634 | 19.8001 | 20.1738 | 21.817 | 24.2273 | 26.9381 | 28.94 | 32.0947 | 34.9706 | 38.4935 | 41.4437 | 45.0224 | 47.834 | 49.9323 | 50.8843 | 51.9817 | 53.219 | 53.9465 | 54.3637
|  | Distributed | Holistic Transition | Generation (TWh) | Renewable | Onshore Wind | Onshore Wind | 14.9557 | 15.5703 | 16.1569 | 16.8329 | 17.5962 | 18.2055 | 18.9248 | 13.8856 | 16.5102 | 17.1514 | 17.3024 | 18.8631 | 20.0755 | 21.7655 | 23.5485 | 26.0319 | 27.958 | 30.2136 | 32.9446 | 34.8603 | 37.3879 | 40.2348 | 42.0049 | 43.2348 | 44.1018 | 45.5836 | 46.514 | 46.5414
|  | Distributed | Hydrogen Evolution | Generation (TWh) | Renewable | Onshore Wind | Onshore Wind | 14.9557 | 15.1266 | 15.2452 | 15.3972 | 15.6365 | 15.8798 | 16.0485 | 14.0365 | 12.2133 | 13.4792 | 15.7107 | 15.0191 | 16.3664 | 17.0639 | 17.6815 | 18.4599 | 19.4964 | 20.4587 | 21.6549 | 22.6325 | 23.3613 | 24.1242 | 25.1054 | 25.9953 | 26.6787 | 27.4025 | 28.1575 | 28.9174
|  | Distributed | Counterfactual | Generation (TWh) | Renewable | Onshore Wind | Onshore Wind | 14.9557 | 15.0463 | 15.0955 | 15.1729 | 15.2506 | 15.357 | 15.4071 | 14.8896 | 14.7853 | 13.9596 | 14.2477 | 13.6398 | 12.2492 | 12.9303 | 13.2743 | 13.2986 | 13.5659 | 14.4066 | 14.7362 | 15.8263 | 16.6403 | 17.0023 | 17.6825 | 18.4078 | 18.9272 | 19.5362 | 20.4691 | 20.9362
|  | Distributed | Five Year Forecast | Generation (TWh) | Renewable | Onshore Wind | Onshore Wind | 2023: 14.9557; 2024: 15.1266; 2025: 15.2452; 2026: 15.4095; 2027: 15.6443; 2028: 15.8833; 2029: 16.0432
|  | Transmission | Electric Engagement | Generation (TWh) | Renewable | Onshore Wind | Onshore Wind | 21.1484 | 23.1024 | 24.2974 | 26.4894 | 28.2403 | 32.8117 | 37.7366 | 39.4871 | 38.5827 | 39.567 | 38.1971 | 37.8906 | 38.4323 | 37.1377 | 35.882 | 36.7907 | 37.1493 | 35.3122 | 35.8855 | 35.7415 | 36.0557 | 36.918 | 37.1682 | 38.0798 | 40.1015 | 41.755 | 43.3407 | 44.1667
|  | Transmission | Holistic Transition | Generation (TWh) | Renewable | Onshore Wind | Onshore Wind | 21.1484 | 23.7552 | 26.5512 | 30.7321 | 35.1501 | 40.6846 | 42.6189 | 44.0837 | 44.6488 | 44.0743 | 42.4205 | 43.1662 | 43.4332 | 42.3117 | 41.18 | 41.474 | 40.2443 | 39.0274 | 39.1487 | 38.6099 | 39.8793 | 42.8273 | 43.2634 | 44.7551 | 46.5649 | 49.1984 | 50.5115 | 49.9644
|  | Transmission | Hydrogen Evolution | Generation (TWh) | Renewable | Onshore Wind | Onshore Wind | 21.1484 | 23.13 | 23.8356 | 24.6095 | 28.6478 | 31.1512 | 37.7788 | 39.5973 | 38.5394 | 39.0578 | 40.0402 | 38.9557 | 40.8213 | 39.8729 | 39.1537 | 39.2336 | 40.8777 | 41.0661 | 42.7053 | 44.4116 | 44.8847 | 45.3043 | 47.2077 | 48.8179 | 49.5582 | 49.6748 | 50.4694 | 50.8083
|  | Transmission | Counterfactual | Generation (TWh) | Renewable | Onshore Wind | Onshore Wind | 21.1484 | 23.1466 | 23.4606 | 23.6099 | 24.5437 | 26.3515 | 28.2112 | 35.3167 | 37.0282 | 37.0961 | 36.9175 | 35.7545 | 33.633 | 32.3756 | 30.9543 | 30.458 | 29.9704 | 30.5518 | 30.3274 | 30.683 | 29.1788 | 28.1203 | 28.7607 | 29.287 | 29.9034 | 30.5404 | 33.2351 | 34.0939
|  | Transmission | Five Year Forecast | Generation (TWh) | Renewable | Onshore Wind | Onshore Wind | 2023: 21.1484; 2024: 23.131; 2025: 23.8249; 2026: 24.6479; 2027: 28.7008; 2028: 31.2122; 2029: 37.8883
|  | Distributed | Electric Engagement | Generation (TWh) | Renewable | Offshore Wind | Offshore Wind | 2.6461 | 2.6526 | 2.8734 | 2.8734 | 2.8734 | 2.8804 | 2.8658 | 2.4277 | 2.2208 | 2.3912 | 2.4347 | 2.3531 | 2.3927 | 2.4823 | 2.5397 | 2.5321 | 2.6069 | 2.6564 | 2.7281 | 2.7624 | 2.8129 | 2.8328 | 2.8263 | 2.8256 | 2.8422 | 2.861 | 2.8525 | 2.8558
|  | Distributed | Holistic Transition | Generation (TWh) | Renewable | Offshore Wind | Offshore Wind | 2.6461 | 2.6526 | 2.8734 | 2.8734 | 2.8734 | 2.865 | 2.8474 | 2.3133 | 2.5274 | 2.5105 | 2.4241 | 2.4887 | 2.5005 | 2.551 | 2.583 | 2.6442 | 2.6672 | 2.7104 | 2.763 | 2.7691 | 2.7982 | 2.8314 | 2.8256 | 2.8312 | 2.834 | 2.8521 | 2.8497 | 2.8454
|  | Distributed | Hydrogen Evolution | Generation (TWh) | Renewable | Offshore Wind | Offshore Wind | 2.6461 | 2.6526 | 2.6461 | 2.6461 | 2.6461 | 2.6526 | 2.6461 | 2.4681 | 2.1706 | 2.2984 | 2.4936 | 2.4115 | 2.5001 | 2.5381 | 2.5409 | 2.5621 | 2.5552 | 2.5901 | 2.6142 | 2.6356 | 2.6355 | 2.6447 | 2.6447 | 2.6461 | 2.6456 | 2.6497 | 2.6461 | 2.6461
|  | Distributed | Counterfactual | Generation (TWh) | Renewable | Offshore Wind | Offshore Wind | 2.6461 | 2.6526 | 2.6461 | 2.6461 | 2.6461 | 2.6526 | 2.6461 | 2.5987 | 2.563 | 2.4645 | 2.4591 | 2.3628 | 2.1775 | 2.2607 | 2.2995 | 2.2746 | 2.2843 | 2.3482 | 2.3576 | 2.4428 | 2.5036 | 2.5132 | 2.541 | 2.5641 | 2.5837 | 2.6042 | 2.6239 | 2.6277
|  | Distributed | Five Year Forecast | Generation (TWh) | Renewable | Offshore Wind | Offshore Wind | 2023: 2.6461; 2024: 2.6526; 2025: 2.6461; 2026: 2.6461; 2027: 2.6461; 2028: 2.6526; 2029: 2.6461
|  | Transmission | Electric Engagement | Generation (TWh) | Renewable | Offshore Wind | Offshore Wind | 57.2757 | 63.3562 | 73.2701 | 85.4731 | 100.7369 | 107.5576 | 137.9436 | 172.1052 | 196.883 | 218.3978 | 233.608 | 263.4525 | 278.3578 | 298.6442 | 320.5237 | 323.4405 | 328.9523 | 337.4986 | 339.1783 | 341.8679 | 345.8933 | 346.5153 | 345.4872 | 345.7191 | 344.1812 | 344.2939 | 337.5635 | 336.4388
|  | Transmission | Holistic Transition | Generation (TWh) | Renewable | Offshore Wind | Offshore Wind | 57.2757 | 66.6875 | 85.0971 | 99.5788 | 106.1235 | 140.0119 | 162.6099 | 190.0974 | 205.0647 | 223.0222 | 261.4644 | 284.7039 | 310.1347 | 331.179 | 341.1819 | 343.1717 | 347.071 | 348.5719 | 351.8813 | 351.9926 | 355.5859 | 355.6745 | 353.9664 | 361.0612 | 364.7061 | 362.5839 | 362.152 | 360.6558
|  | Transmission | Hydrogen Evolution | Generation (TWh) | Renewable | Offshore Wind | Offshore Wind | 57.2757 | 58.8853 | 66.6344 | 96.703 | 100.6776 | 110.8979 | 132.5524 | 162.0495 | 197.376 | 200.8271 | 217.4894 | 259.5707 | 265.89 | 285.6503 | 309.3146 | 321.7727 | 332.4822 | 334.9532 | 340.5293 | 348.1991 | 350.6254 | 352.3849 | 354.444 | 357.8332 | 358.4619 | 357.8848 | 358.8578 | 358.1134
|  | Transmission | Counterfactual | Generation (TWh) | Renewable | Offshore Wind | Offshore Wind | 57.2757 | 57.4065 | 58.7518 | 63.2097 | 75.4147 | 87.7089 | 100.6546 | 106.9637 | 126.4241 | 148.9652 | 157.8688 | 181.0422 | 218.0222 | 233.4834 | 243.7848 | 260.6591 | 268.106 | 275.3062 | 281.3115 | 281.4421 | 284.2339 | 290.8845 | 290.3333 | 293.1358 | 294.2453 | 296.4606 | 294.7619 | 295.666
|  | Transmission | Five Year Forecast | Generation (TWh) | Renewable | Offshore Wind | Offshore Wind | 2023: 57.2757; 2024: 58.8853; 2025: 66.6344; 2026: 96.8284; 2027: 100.8244; 2028: 111.0197; 2029: 133.0086
|  | Distributed | Electric Engagement | Generation (TWh) | Renewable | Solar | Solar PV | 15.5707 | 17.8203 | 20.0645 | 22.3049 | 24.542 | 26.7798 | 28.9932 | 29.4136 | 30.5639 | 33.4575 | 35.6158 | 37.2724 | 39.7344 | 42.1869 | 44.5772 | 46.5974 | 49.1834 | 51.6394 | 54.2078 | 56.6237 | 59.084 | 61.1962 | 63.557 | 65.7211 | 68.1423 | 70.4509 | 72.804 | 74.9815
|  | Distributed | Holistic Transition | Generation (TWh) | Renewable | Solar | Solar PV | 15.5707 | 18.579 | 21.6813 | 24.7228 | 27.7724 | 30.7555 | 33.7479 | 34.1079 | 38.1964 | 41.5495 | 44.206 | 47.9919 | 50.437 | 52.9828 | 55.168 | 56.9868 | 59.636 | 62.7065 | 66.0912 | 68.8601 | 71.9604 | 75.1108 | 77.4199 | 78.4326 | 79.7746 | 81.5415 | 83.0713 | 84.4564
|  | Distributed | Hydrogen Evolution | Generation (TWh) | Renewable | Solar | Solar PV | 15.5707 | 16.7176 | 18.0067 | 19.2428 | 20.4867 | 21.8791 | 23.4232 | 24.5238 | 25.4696 | 28.0385 | 30.6536 | 32.4278 | 34.5019 | 36.0552 | 36.9993 | 37.9277 | 39.0274 | 40.9304 | 42.9451 | 44.9678 | 46.788 | 48.4591 | 50.223 | 51.9081 | 53.5244 | 55.1842 | 56.8554 | 58.5165
|  | Distributed | Counterfactual | Generation (TWh) | Renewable | Solar | Solar PV | 15.5707 | 16.0806 | 16.7034 | 17.2805 | 17.9605 | 18.6923 | 19.5267 | 20.3535 | 21.3241 | 22.2889 | 23.4864 | 24.732 | 25.1678 | 26.2136 | 26.8162 | 27.0881 | 27.7927 | 29.095 | 30.282 | 31.6693 | 32.9419 | 34.0251 | 35.415 | 36.6839 | 38.1156 | 39.4868 | 40.6892 | 41.7501
|  | Distributed | Five Year Forecast | Generation (TWh) | Renewable | Solar | Solar PV | 2023: 15.5707; 2024: 16.7176; 2025: 18.0066; 2026: 19.2448; 2027: 20.4876; 2028: 21.8804; 2029: 23.4208
|  | Transmission | Electric Engagement | Generation (TWh) | Renewable | Solar | Solar PV | 0.07056 | 0.63639 | 0.78017 | 0.91846 | 1.0863 | 2.7456 | 3.091 | 3.8355 | 4.2395 | 4.9507 | 6.4938 | 7.3689 | 8.2607 | 8.8535 | 9.2735 | 9.9091 | 10.5536 | 11.1383 | 11.727 | 12.7689 | 13.4214 | 13.931 | 14.5754 | 15.1418 | 15.3508 | 15.5236 | 15.5723 | 15.6349
|  | Transmission | Holistic Transition | Generation (TWh) | Renewable | Solar | Solar PV | 0.07056 | 0.68506 | 0.90436 | 1.0997 | 1.8035 | 3.0509 | 3.3326 | 5.0897 | 8.4419 | 12.4987 | 15.0991 | 18.0623 | 19.5359 | 21.0706 | 22.3971 | 23.1719 | 24.596 | 25.2757 | 26.19 | 26.5417 | 26.9548 | 28.2899 | 28.5682 | 29.1192 | 29.6805 | 29.8861 | 29.9519 | 30.0882
|  | Transmission | Hydrogen Evolution | Generation (TWh) | Renewable | Solar | Solar PV | 0.07056 | 0.57418 | 0.78549 | 0.80029 | 1.0361 | 2.5886 | 2.6236 | 3.6637 | 4.1367 | 5.0489 | 6.4305 | 7.3839 | 8.7668 | 9.2918 | 9.7774 | 10.4762 | 11.0008 | 11.9227 | 12.536 | 13.0818 | 13.9093 | 14.5058 | 15.3936 | 16.2905 | 16.846 | 17.4319 | 17.9609 | 17.976
|  | Transmission | Counterfactual | Generation (TWh) | Renewable | Solar | Solar PV | 0.07056 | 0.51089 | 0.57421 | 0.74881 | 0.78551 | 0.94905 | 2.4236 | 2.4988 | 2.4785 | 2.5256 | 2.9298 | 3.6086 | 3.9238 | 4.4926 | 4.5165 | 4.4935 | 4.4799 | 4.5053 | 4.5243 | 4.5659 | 4.5957 | 4.5884 | 4.6447 | 4.6802 | 4.6961 | 4.7313 | 4.7606 | 4.7697
|  | Transmission | Five Year Forecast | Generation (TWh) | Renewable | Solar | Solar PV | 2023: 0.07056; 2024: 0.57418; 2025: 0.78523; 2026: 0.79972; 2027: 0.96789; 2028: 2.5191; 2029: 2.5549
|  | Transmission | Electric Engagement | Generation (TWh) | Renewable | Hydro | Hydro | 0.75112 | 0.75466 | 0.75112 | 0.75112 | 0.75112 | 0.75466 | 0.75112 | 0.75112 | 0.75112 | 0.75466 | 0.75112 | 0.75112 | 0.75112 | 0.75466 | 0.75112 | 0.75112 | 0.75112 | 0.75466 | 0.75112 | 0.75112 | 0.75112 | 0.75466 | 0.75112 | 0.75112 | 0.75112 | 0.75466 | 0.75112 | 0.75112
|  | Transmission | Holistic Transition | Generation (TWh) | Renewable | Hydro | Hydro | 0.75112 | 0.75466 | 0.75112 | 0.75112 | 0.75112 | 0.75466 | 0.75112 | 0.75112 | 0.75112 | 0.75466 | 0.75112 | 0.75112 | 0.75112 | 0.75466 | 0.75112 | 0.75112 | 0.75112 | 0.75466 | 0.75112 | 0.75112 | 0.75112 | 0.75466 | 0.75112 | 0.75112 | 0.75112 | 0.75466 | 0.75112 | 0.75112
|  | Transmission | Hydrogen Evolution | Generation (TWh) | Renewable | Hydro | Hydro | 0.75112 | 0.75466 | 0.75112 | 0.75112 | 0.75112 | 0.75466 | 0.75112 | 0.75112 | 0.75112 | 0.75466 | 0.75112 | 0.75112 | 0.75112 | 0.75466 | 0.75112 | 0.75112 | 0.75112 | 0.75466 | 0.75112 | 0.75112 | 0.75112 | 0.75466 | 0.75112 | 0.75112 | 0.75112 | 0.75466 | 0.75112 | 0.75112
|  | Transmission | Counterfactual | Generation (TWh) | Renewable | Hydro | Hydro | 0.75112 | 0.75466 | 0.75112 | 0.75112 | 0.75112 | 0.75466 | 0.75112 | 0.75112 | 0.75112 | 0.75466 | 0.75112 | 0.75112 | 0.75112 | 0.75466 | 0.75112 | 0.75112 | 0.75112 | 0.75466 | 0.75112 | 0.75112 | 0.75112 | 0.75466 | 0.75112 | 0.75112 | 0.75112 | 0.75466 | 0.75112 | 0.75112
|  | Transmission | Five Year Forecast | Generation (TWh) | Renewable | Hydro | Hydro | 2023: 0.75112; 2024: 0.75466; 2025: 0.75112; 2026: 0.75112; 2027: 0.75112; 2028: 0.75466; 2029: 0.75112
|  | Distributed | Electric Engagement | Generation (TWh) | Renewable | Hydro | Hydro | 2.7263 | 2.7821 | 2.8221 | 2.8732 | 2.9391 | 3.0256 | 3.034 | 3.0529 | 3.0109 | 3.1101 | 3.2072 | 3.2362 | 3.2662 | 3.3545 | 3.3572 | 3.42 | 3.52 | 3.5789 | 3.6599 | 3.6901 | 3.7748 | 3.8509 | 3.8601 | 3.9175 | 3.9832 | 4.07 | 4.0983 | 4.1583
|  | Distributed | Holistic Transition | Generation (TWh) | Renewable | Hydro | Hydro | 2.7263 | 2.7523 | 2.7612 | 2.7687 | 2.7885 | 2.7694 | 2.7429 | 2.7313 | 2.7678 | 2.7736 | 2.7885 | 2.8068 | 2.8033 | 2.8493 | 2.8198 | 2.8786 | 2.927 | 2.9182 | 2.9869 | 3.0023 | 3.0163 | 3.0799 | 3.0805 | 3.0911 | 3.1301 | 3.1691 | 3.1843 | 3.2022
|  | Distributed | Hydrogen Evolution | Generation (TWh) | Renewable | Hydro | Hydro | 2.7263 | 2.7523 | 2.7623 | 2.7714 | 2.7969 | 2.8382 | 2.8146 | 2.8019 | 2.7498 | 2.8051 | 2.8786 | 2.8542 | 2.8814 | 2.8963 | 2.8747 | 2.9253 | 2.9561 | 2.975 | 3.0317 | 3.0452 | 3.0703 | 3.0997 | 3.1151 | 3.1355 | 3.1625 | 3.1887 | 3.1979 | 3.2223
|  | Distributed | Counterfactual | Generation (TWh) | Renewable | Hydro | Hydro | 2.7263 | 2.7396 | 2.7367 | 2.7393 | 2.7464 | 2.7805 | 2.7462 | 2.7568 | 2.7591 | 2.7411 | 2.7172 | 2.6899 | 2.659 | 2.6633 | 2.6267 | 2.6362 | 2.6416 | 2.6761 | 2.6719 | 2.6874 | 2.6629 | 2.6932 | 2.708 | 2.7337 | 2.7487 | 2.7566 | 2.7802 | 2.7727
|  | Distributed | Five Year Forecast | Generation (TWh) | Renewable | Hydro | Hydro | 2023: 2.7263; 2024: 2.7523; 2025: 2.7623; 2026: 2.7721; 2027: 2.7969; 2028: 2.8406; 2029: 2.8154
|  | Distributed | Electric Engagement | Generation (TWh) | Renewable | Marine | Marine | 0.056512 | 0.073203 | 0.098239 | 0.14581 | 0.20256 | 0.23594 | 0.27767 | 0.30112 | 0.31079 | 0.33556 | 0.39317 | 0.42151 | 0.44248 | 0.46171 | 0.48094 | 0.49689 | 0.51621 | 0.53161 | 0.55049 | 0.56735 | 0.58467 | 0.58387 | 0.58472 | 0.58442 | 0.58358 | 0.58509 | 0.58485 | 0.58396
|  | Distributed | Holistic Transition | Generation (TWh) | Renewable | Marine | Marine | 0.056512 | 0.073203 | 0.098239 | 0.14581 | 0.20256 | 0.23594 | 0.27767 | 0.29982 | 0.32256 | 0.33849 | 0.39357 | 0.42881 | 0.4443 | 0.46247 | 0.48166 | 0.49777 | 0.51514 | 0.53174 | 0.54984 | 0.56587 | 0.58318 | 0.58305 | 0.58373 | 0.58395 | 0.58502 | 0.58489 | 0.58496 | 0.58472
|  | Distributed | Hydrogen Evolution | Generation (TWh) | Renewable | Marine | Marine | 0.056512 | 0.056512 | 0.076875 | 0.076875 | 0.093566 | 0.095235 | 0.12027 | 0.11894 | 0.12382 | 0.16505 | 0.18418 | 0.18253 | 0.18421 | 0.18492 | 0.18474 | 0.18501 | 0.18499 | 0.18523 | 0.1853 | 0.18537 | 0.18519 | 0.18537 | 0.18525 | 0.1853 | 0.18537 | 0.18535 | 0.18537 | 0.18537
|  | Distributed | Counterfactual | Generation (TWh) | Renewable | Marine | Marine | 0.056512 | 0.056512 | 0.056512 | 0.056512 | 0.056512 | 0.056423 | 0.056023 | 0.0565 | 0.056236 | 0.055857 | 0.055888 | 0.055359 | 0.054687 | 0.055398 | 0.055816 | 0.055546 | 0.055688 | 0.055832 | 0.055851 | 0.056176 | 0.056325 | 0.05634 | 0.056315 | 0.056355 | 0.056355 | 0.056405 | 0.056423 | 0.056391
|  | Distributed | Five Year Forecast | Generation (TWh) | Renewable | Marine | Marine | 2023: 0.056512; 2024: 0.056512; 2025: 0.076875; 2026: 0.076875; 2027: 0.093566; 2028: 0.095235; 2029: 0.12027
|  | Transmission | Electric Engagement | Generation (TWh) | Renewable | Marine | Marine | 0.024869 | 0.024869 | 0.024869 | 0.024869 | 0.1634 | 0.18527 | 0.25203 | 0.25203 | 0.25203 | 0.25203 | 0.25203 | 0.25203 | 0.25203 | 0.25203 | 0.25203 | 0.25203 | 1.8847 | 3.4377 | 3.4923 | 5.9748 | 6.0138 | 6.0368 | 6.0338 | 6.0214 | 6.035 | 6.0457 | 6.0414 | 6.0406
|  | Transmission | Holistic Transition | Generation (TWh) | Renewable | Marine | Marine | 0.024869 | 0.024869 | 0.024869 | 0.024869 | 0.046734 | 0.10795 | 0.10424 | 0.10568 | 0.1097 | 0.10803 | 0.10683 | 0.10845 | 0.10882 | 0.10907 | 0.10977 | 0.18286 | 0.32154 | 3.5493 | 3.5724 | 4.4105 | 4.4295 | 4.7828 | 4.7866 | 4.7864 | 4.7921 | 4.8027 | 4.8056 | 4.8059
|  | Transmission | Hydrogen Evolution | Generation (TWh) | Renewable | Marine | Marine | 0.024869 | 0.024869 | 0.024869 | 0.024869 | 0.024869 | 0.046734 | 0.046734 | 0.1135 | 0.25203 | 0.25203 | 0.25203 | 0.25203 | 0.25203 | 0.25203 | 0.25203 | 0.25203 | 1.0836 | 3.5437 | 3.572 | 6.0887 | 6.0852 | 6.0918 | 6.0938 | 6.0931 | 6.0926 | 6.0904 | 6.0937 | 7.7628
|  | Transmission | Counterfactual | Generation (TWh) | Renewable | Marine | Marine | 0.024869 | 0.024869 | 0.024869 | 0.024869 | 0.024869 | 0.024869 | 0.024869 | 0.046734 | 0.1135 | 0.1135 | 0.1135 | 0.1135 | 0.16648 | 0.16615 | 0.16554 | 0.16426 | 0.163 | 0.16378 | 0.16385 | 0.1649 | 0.16412 | 0.15771 | 0.15908 | 0.16165 | 0.16811 | 0.37334 | 1.1979 | 2.8594
|  | Transmission | Five Year Forecast | Generation (TWh) | Renewable | Marine | Marine | 2023: 0.024869; 2024: 0.024869; 2025: 0.024869; 2026: 0.024869; 2027: 0.024869; 2028: 0.046734; 2029: 0.046734
|  | Transmission | Electric Engagement | Generation (TWh) | Low Carbon | CCS | CCS Biomass | 0 | 0 | 0 | 0 | 0 | 0 | 0 | 0 | 4.5405 | 9.2988 | 13.7538 | 18.549 | 18.261 | 18.2394 | 18.3582 | 21.437 | 21.8354 | 30.3761 | 30.3767 | 30.3559 | 30.487 | 30.3749 | 33.291 | 33.1643 | 33.534 | 33.3777 | 33.4873 | 33.431
|  | Transmission | Holistic Transition | Generation (TWh) | Low Carbon | CCS | CCS Biomass | 0 | 0 | 0 | 0 | 0 | 0 | 0 | 4.6007 | 9.137 | 13.7721 | 18.5022 | 18.4896 | 18.2934 | 18.4194 | 25.6404 | 26.0049 | 26.1684 | 26.0388 | 25.9884 | 26.01 | 26.1552 | 25.9812 | 26.076 | 25.7064 | 26.0904 | 26.1726 | 26.0034 | 26.208
|  | Transmission | Hydrogen Evolution | Generation (TWh) | Low Carbon | CCS | CCS Biomass | 0 | 0 | 0 | 0 | 0 | 0 | 0 | 0 | 4.5528 | 4.6926 | 4.6404 | 9.1728 | 13.8186 | 22.5553 | 25.7143 | 25.5502 | 25.6837 | 25.8948 | 27.5505 | 26.4309 | 26.8689 | 27.4668 | 27.8183 | 28.1666 | 28.3056 | 28.3572 | 30.1066 | 30.627
|  | Transmission | Counterfactual | Generation (TWh) | Low Carbon | CCS | CCS Biomass | 0 | 0 | 0 | 0 | 0 | 0 | 0 | 0 | 0 | 0 | 0 | 0 | 0 | 7.6271 | 7.9756 | 8.1087 | 7.865 | 7.633 | 7.2161 | 7.2695 | 8.3151 | 7.5294 | 8.4155 | 8.6296 | 8.3152 | 12.4795 | 10.9891 | 11.3262
|  | Transmission | Five Year Forecast | Generation (TWh) | Low Carbon | CCS | CCS Biomass | 2023: 0; 2024: 0; 2025: 0; 2026: 0; 2027: 0; 2028: 0; 2029: 0
|  | Transmission | Electric Engagement | Generation (TWh) | Low Carbon | CCS | CCS Gas | 0 | 0 | 0 | 0 | 0 | 0 | 0 | 0 | 0 | 0 | 10.8902 | 15.6819 | 23.2015 | 21.7552 | 18.9583 | 26.4238 | 32.2001 | 34.8422 | 37.2758 | 36.3311 | 38.0358 | 37.9921 | 39.7488 | 40.0014 | 38.5678 | 37.8046 | 34.9789 | 31.0833
|  | Transmission | Holistic Transition | Generation (TWh) | Low Carbon | CCS | CCS Gas | 0 | 0 | 0 | 0 | 0 | 0 | 0 | 0 | 0 | 0 | 0 | 2.3449 | 7.545 | 12.9911 | 10.9902 | 13.5726 | 13.7769 | 17.2113 | 22.9903 | 20.0679 | 20.1169 | 20.07 | 21.9623 | 21.6189 | 25.3356 | 25.2395 | 24.417 | 22.0972
|  | Transmission | Hydrogen Evolution | Generation (TWh) | Low Carbon | CCS | CCS Gas | 0 | 0 | 0 | 0 | 0 | 0 | 0 | 0 | 0 | 0 | 2.655 | 5.8366 | 5.2813 | 5.3533 | 8.3349 | 11.8633 | 11.7583 | 15.6544 | 21.5438 | 25.563 | 24.8859 | 23.7189 | 30.4943 | 31.6639 | 32.8859 | 31.2704 | 43.8113 | 41.5905
|  | Transmission | Counterfactual | Generation (TWh) | Low Carbon | CCS | CCS Gas | 0 | 0 | 0 | 0 | 0 | 0 | 0 | 0 | 0 | 0 | 0 | 0 | 9.1929 | 9.0151 | 12.8115 | 21.2203 | 20.4479 | 35.3731 | 33.6208 | 37.6498 | 50.6142 | 48.8232 | 49.0474 | 61.1836 | 65.4843 | 67.2794 | 71.1193 | 73.0705
|  | Transmission | Five Year Forecast | Generation (TWh) | Low Carbon | CCS | CCS Gas | 2023: 0; 2024: 0; 2025: 0; 2026: 0; 2027: 0; 2028: 0; 2029: 0
|  | Transmission | Electric Engagement | Generation (TWh) | Thermal | Coal | Coal | 0.59726 | 0.54974 | 0 | 0 | 0 | 0 | 0 | 0 | 0 | 0 | 0 | 0 | 0 | 0 | 0 | 0 | 0 | 0 | 0 | 0 | 0 | 0 | 0 | 0 | 0 | 0 | 0 | 0
|  | Transmission | Holistic Transition | Generation (TWh) | Thermal | Coal | Coal | 0.59726 | 0.54974 | 0 | 0 | 0 | 0 | 0 | 0 | 0 | 0 | 0 | 0 | 0 | 0 | 0 | 0 | 0 | 0 | 0 | 0 | 0 | 0 | 0 | 0 | 0 | 0 | 0 | 0
|  | Transmission | Hydrogen Evolution | Generation (TWh) | Thermal | Coal | Coal | 0.59726 | 0.54974 | 0 | 0 | 0 | 0 | 0 | 0 | 0 | 0 | 0 | 0 | 0 | 0 | 0 | 0 | 0 | 0 | 0 | 0 | 0 | 0 | 0 | 0 | 0 | 0 | 0 | 0
|  | Transmission | Counterfactual | Generation (TWh) | Thermal | Coal | Coal | 0.59726 | 0.54974 | 0 | 0 | 0 | 0 | 0 | 0 | 0 | 0 | 0 | 0 | 0 | 0 | 0 | 0 | 0 | 0 | 0 | 0 | 0 | 0 | 0 | 0 | 0 | 0 | 0 | 0
|  | Transmission | Five Year Forecast | Generation (TWh) | Thermal | Coal | Coal | 2023: 0.59726; 2024: 0.54974; 2025: 0; 2026: 0; 2027: 0; 2028: 0; 2029: 0
|  | Distributed | Electric Engagement | Generation (TWh) | Thermal | Low Carbon | Hydrogen | 0 | 0 | 0 | 0 | 0 | 0 | 0 | 0 | 0 | 0 | 0.0097089 | 0.00831 | 0 | 0 | 0 | 0.001089 | 0 | 0 | 0.01208 | 0.039343 | 0 | 0 | 0 | 0 | 0 | 0.0014674 | 0 | 0
|  | Distributed | Holistic Transition | Generation (TWh) | Thermal | Low Carbon | Hydrogen | 0 | 0 | 0 | 0 | 0 | 0 | 0 | 0.038454 | 0.044522 | 0.056121 | 0.028678 | 0.029763 | 0 | 0.00034482 | 0.0062176 | 0.0019261 | 0 | 0 | 0.0014821 | 0.018333 | 0 | 0 | 0.0040273 | 0 | 0 | 0 | 0 | 0
|  | Distributed | Hydrogen Evolution | Generation (TWh) | Thermal | Low Carbon | Hydrogen | 0 | 0 | 0 | 0 | 0 | 0.0005924 | 0 | 0.013425 | 0.041654 | 0.0099559 | 0 | 0 | 0 | 0.001854 | 0.013698 | 0.00028923 | 8.3786e-05 | 0 | 0.00010247 | 0 | 0 | 0 | 0.013587 | 0 | 0 | 0 | 0 | 0
|  | Distributed | Five Year Forecast | Generation (TWh) | Thermal | Low Carbon | Hydrogen | 2023: 0; 2024: 0; 2025: 0; 2026: 0; 2027: 0; 2028: 0.0024581; 2029: 0.0017877
|  | Transmission | Electric Engagement | Generation (TWh) | Thermal | Low Carbon | Hydrogen | 0 | 0 | 0 | 0 | 0 | 0 | 0 | 0 | 0 | 0 | 0 | 0.013188 | 0.75497 | 0.75853 | 5.3843 | 5.4314 | 5.7266 | 5.353 | 5.6111 | 7.9531 | 7.9312 | 8.2779 | 8.1674 | 8.18 | 8.5632 | 8.2561 | 8.0143 | 8.2805
|  | Transmission | Holistic Transition | Generation (TWh) | Thermal | Low Carbon | Hydrogen | 0 | 0 | 0 | 0 | 0 | 0 | 0 | 0 | 0 | 0 | 0 | 0.59024 | 1.0443 | 0.97745 | 1.3582 | 1.5564 | 1.206 | 1.0683 | 1.457 | 1.2806 | 2.4145 | 2.4387 | 2.659 | 5.462 | 6.2975 | 6.7405 | 6.096 | 5.3374
|  | Transmission | Hydrogen Evolution | Generation (TWh) | Thermal | Low Carbon | Hydrogen | 0 | 0 | 0 | 0 | 0 | 0 | 0 | 0.13119 | 0.2609 | 3.4445 | 3.5743 | 3.4612 | 9.4763 | 16.7041 | 16.7309 | 18.5217 | 18.6149 | 18.512 | 19.173 | 19.3036 | 19.5206 | 21.2451 | 22.2192 | 23.2206 | 23.3377 | 23.0999 | 24.4168 | 24.3617
|  | Transmission | Counterfactual | Generation (TWh) | Thermal | Low Carbon | Hydrogen | 0 | 0 | 0 | 0 | 0 | 0 | 0 | 0 | 0 | 0 | 0 | 0 | 0 | 0 | 0.021805 | 0.01936 | 0.019204 | 0.11575 | 0.14676 | 0.13358 | 0.083836 | 0.18055 | 0.18241 | 0.14774 | 0.10866 | 0.15182 | 4.0101 | 4.0324
|  | Distributed | Electric Engagement | Generation (TWh) | Thermal | Hydrogen | Hydrogen CHP | 0 | 0 | 0 | 0 | 0 | 0 | 0.0014569 | 0.0035177 | 0.0091873 | 0.016681 | 0.016672 | 0.021429 | 0.025637 | 0.031787 | 0.03587 | 0.040476 | 0.046734 | 0.047203 | 0.051782 | 0.055354 | 0.05487 | 0.058938 | 0.061244 | 0.064938 | 0.066074 | 0.06468 | 0.063875 | 0.063037
|  | Distributed | Counterfactual | Generation (TWh) | Thermal | Hydrogen | Hydrogen CHP | 0 | 0 | 0 | 0 | 0 | 0 | 0 | 0 | 0 | 0 | 0 | 0 | 0 | 0 | 0 | 0 | 0 | 0 | 0 | 0 | 0 | 0 | 0 | 0 | 0 | 0 | 0 | 0
|  | Distributed | Holistic Transition | Generation (TWh) | Thermal | Hydrogen | Hydrogen CHP | 0 | 0 | 0 | 0 | 0 | 0 | 0.11044 | 0.3037 | 0.4954 | 0.72254 | 0.82759 | 1.0544 | 0.9511 | 0.62923 | 0.64655 | 0.66469 | 0.58091 | 0.53042 | 0.57968 | 0.55393 | 0.62983 | 0.54591 | 0.55085 | 0.51791 | 0.56736 | 0.59486 | 0.5415 | 0.4699
|  | Distributed | Hydrogen Evolution | Generation (TWh) | Thermal | Hydrogen | Hydrogen CHP | 0 | 0 | 0 | 0 | 0 | 0 | 0.010437 | 0.027258 | 0.086531 | 0.13526 | 0.16586 | 0.21765 | 0.28116 | 0.33924 | 0.41598 | 0.47845 | 0.51466 | 0.56415 | 0.65192 | 0.72024 | 0.77297 | 0.77951 | 0.78754 | 0.80794 | 0.80448 | 0.80071 | 0.8661 | 0.87478
|  | Distributed | Five Year Forecast | Generation (TWh) | Thermal | Hydrogen | Hydrogen CHP | 2023: 0; 2024: 0; 2025: 0; 2026: 0; 2027: 0; 2028: 0; 2029: 0.046189
|  | Non-Networked | Electric Engagement | Capacity (MW) | Renewable | Offshore Wind | Offshore Wind | 0 | 0 | 15 | 15 | 15 | 15 | 15 | 14 | 14 | 14 | 14 | 14 | 14 | 14 | 14 | 14 | 14 | 13.5 | 13.5 | 13.5 | 13.5 | 13.5 | 13.5 | 13.5 | 13.5 | 13.5 | 13.5 | 299
|  | Non-Networked | Hydrogen Evolution | Capacity (MW) | Renewable | Offshore Wind | Offshore Wind | 0 | 0 | 0 | 0 | 0 | 15 | 30 | 112 | 238 | 266 | 616 | 812 | 868 | 966 | 1106 | 1148 | 1232 | 1363.5 | 1444.5 | 1593 | 1849.5 | 1849.5 | 2092.5 | 2335.5 | 2484 | 2457 | 2646 | 2691
|  | Non-Networked | Holistic Transition | Capacity (MW) | Renewable | Offshore Wind | Offshore Wind | 0 | 0 | 0 | 0 | 15 | 30 | 45 | 126 | 154 | 210 | 238 | 308 | 378 | 420 | 504 | 574 | 812 | 877.5 | 1039.5 | 1107 | 1323 | 1539 | 1701 | 1822.5 | 1930.5 | 2025 | 2119.5 | 2106
|  | Non-Networked | Counterfactual | Capacity (MW) | Renewable | Offshore Wind | Offshore Wind | 0 | 0 | 0 | 0 | 0 | 0 | 0 | 0 | 0 | 0 | 0 | 0 | 0 | 0 | 0 | 0 | 0 | 0 | 13.5 | 13.5 | 13.5 | 13.5 | 13.5 | 13.5 | 13.5 | 13.5 | 13.5 | 13
|  | Non-Networked | Five Year Forecast | Capacity (MW) | Renewable | Offshore Wind | Offshore Wind | 2023: 0; 2024: 0; 2025: 0; 2026: 0; 2027: 15; 2028: 15; 2029: 30
|  | Distributed | Holistic Transition | Storage Capacity (GWh) | Storage | Storage | Battery | 3.2939 | 5.3081 | 6.7528 | 8.8024 | 10.1044 | 11.589 | 12.6665 | 13.3668 | 14.042 | 14.6594 | 15.1166 | 15.7106 | 16.2434 | 16.814 | 17.4224 | 18.1686 | 18.8526 | 19.6814 | 20.4561 | 21.2707 | 22.1237 | 23.0167 | 24.0482 | 25.0192 | 26.03 | 27.079 | 28.1676 | 29.2988
|  | Distributed | Holistic Transition | Storage Capacity (GWh) | Storage | Storage | Compressed Air | 0.01647 | 0.01647 | 0.01647 | 0.01647 | 0.01647 | 0.01647 | 0.01647 | 0.01647 | 0.01647 | 0.01647 | 0.01647 | 0.01647 | 0.01647 | 0.01647 | 0.01647 | 0.01647 | 0.01647 | 0.01647 | 0.01647 | 0.01647 | 0.01647 | 0.01647 | 0.01647 | 0.01647 | 0.01647 | 0.01647 | 0.01647 | 0.01647
|  | Distributed | Holistic Transition | Storage Capacity (GWh) | Storage | Storage | Liquid Air | 0.02 | 0.02 | 0.02 | 0.02 | 0.02 | 0.02 | 0.82 | 1.22 | 1.62 | 2.02 | 2.42 | 2.42 | 2.42 | 2.42 | 2.42 | 2.42 | 2.42 | 2.42 | 2.42 | 2.42 | 2.42 | 2.42 | 2.42 | 2.42 | 2.42 | 2.42 | 2.42 | 2.42
|  | Distributed | Holistic Transition | Storage Capacity (GWh) | Storage | Storage | Pumped Hydro | 0 | 0 | 0 | 0 | 0 | 0 | 0 | 0.6993 | 0.6993 | 0.6993 | 0.6993 | 0.6993 | 0.6993 | 0.6993 | 0.6993 | 0.6993 | 0.6993 | 0.6993 | 0.6993 | 0.6993 | 0.6993 | 0.6993 | 0.6993 | 0.6993 | 0.6993 | 0.6993 | 0.6993 | 0.6993
|  | Distributed | Hydrogen Evolution | Storage Capacity (GWh) | Storage | Storage | Battery | 3.2939 | 3.8985 | 5.5812 | 6.6824 | 8.1082 | 9.4842 | 10.1599 | 10.7578 | 11.2213 | 11.8364 | 12.1174 | 12.3138 | 12.5822 | 12.7268 | 12.7949 | 13.1477 | 13.2995 | 13.4592 | 13.6266 | 13.8019 | 13.9849 | 14.1757 | 14.3744 | 14.5808 | 14.7951 | 15.0171 | 15.247 | 15.4846
|  | Distributed | Hydrogen Evolution | Storage Capacity (GWh) | Storage | Storage | Compressed Air | 0.01647 | 0.01647 | 0.01647 | 0.01647 | 0.01647 | 0.01647 | 0.01647 | 0.01647 | 0.01647 | 0.01647 | 0.01647 | 0.01647 | 0.01647 | 0.01647 | 0.01647 | 0.01647 | 0.01647 | 0.01647 | 0.01647 | 0.01647 | 0.01647 | 0.01647 | 0.01647 | 0.01647 | 0.01647 | 0.01647 | 0.01647 | 0.01647
|  | Distributed | Hydrogen Evolution | Storage Capacity (GWh) | Storage | Storage | Liquid Air | 0.02 | 0.02 | 0.02 | 0.02 | 0.02 | 0.02 | 0.02 | 0.02 | 0.02 | 0.42 | 0.42 | 0.82 | 0.82 | 1.22 | 1.22 | 1.22 | 1.22 | 1.22 | 1.22 | 1.22 | 1.22 | 1.22 | 1.22 | 1.22 | 1.22 | 1.22 | 1.22 | 1.22
|  | Distributed | Hydrogen Evolution | Storage Capacity (GWh) | Storage | Storage | Pumped Hydro | 0 | 0 | 0 | 0 | 0 | 0 | 0 | 0 | 0 | 0 | 0.6993 | 0.6993 | 0.6993 | 0.6993 | 0.6993 | 0.6993 | 0.6993 | 0.6993 | 0.6993 | 0.6993 | 0.6993 | 0.6993 | 0.6993 | 0.6993 | 0.6993 | 0.6993 | 0.6993 | 0.6993
|  | Distributed | Electric Engagement | Storage Capacity (GWh) | Storage | Storage | Battery | 3.2939 | 4.5362 | 6.2401 | 7.4918 | 8.7481 | 10.2495 | 11.5719 | 12.6149 | 13.245 | 13.7645 | 14.1564 | 14.9304 | 15.4861 | 15.9759 | 16.4994 | 17.0533 | 17.6396 | 18.3288 | 18.9928 | 19.7504 | 20.482 | 21.2467 | 22.0451 | 22.8771 | 23.7427 | 24.6419 | 25.5747 | 26.5411
|  | Distributed | Electric Engagement | Storage Capacity (GWh) | Storage | Storage | Compressed Air | 0.01647 | 0.01647 | 0.01647 | 0.01647 | 0.01647 | 0.01647 | 0.01647 | 0.01647 | 0.01647 | 0.01647 | 0.01647 | 0.01647 | 0.01647 | 0.01647 | 0.01647 | 0.01647 | 0.01647 | 0.01647 | 0.01647 | 0.01647 | 0.01647 | 0.01647 | 0.01647 | 0.01647 | 0.01647 | 0.01647 | 0.01647 | 0.01647
|  | Distributed | Electric Engagement | Storage Capacity (GWh) | Storage | Storage | Liquid Air | 0.02 | 0.02 | 0.02 | 0.02 | 0.02 | 0.02 | 0.42 | 0.82 | 0.82 | 1.22 | 1.62 | 2.02 | 2.42 | 2.42 | 2.42 | 2.42 | 2.42 | 2.42 | 2.42 | 2.42 | 2.42 | 2.42 | 2.42 | 2.42 | 2.42 | 2.42 | 2.42 | 2.42
|  | Distributed | Electric Engagement | Storage Capacity (GWh) | Storage | Storage | Pumped Hydro | 0 | 0 | 0 | 0 | 0 | 0 | 0 | 0 | 0 | 0.6993 | 0.6993 | 0.6993 | 0.6993 | 0.6993 | 0.6993 | 0.6993 | 0.6993 | 0.6993 | 0.6993 | 0.6993 | 0.6993 | 0.6993 | 0.6993 | 0.6993 | 0.6993 | 0.6993 | 0.6993 | 0.6993
|  | Distributed | Counterfactual | Storage Capacity (GWh) | Storage | Storage | Battery | 3.2939 | 3.3573 | 3.9693 | 5.1427 | 6.511 | 7.6579 | 8.8933 | 9.6345 | 9.7891 | 10.0926 | 10.7575 | 10.9058 | 11.1123 | 11.2037 | 11.2367 | 11.3411 | 11.3778 | 11.4156 | 11.4935 | 11.7352 | 11.8221 | 11.9101 | 12 | 12.0929 | 12.1897 | 12.2886 | 12.3905 | 12.4953
|  | Distributed | Counterfactual | Storage Capacity (GWh) | Storage | Storage | Compressed Air | 0.01647 | 0.01647 | 0.01647 | 0.01647 | 0.01647 | 0.01647 | 0.01647 | 0.01647 | 0.01647 | 0.01647 | 0.01647 | 0.01647 | 0.01647 | 0.01647 | 0.01647 | 0.01647 | 0.01647 | 0.01647 | 0.01647 | 0.01647 | 0.01647 | 0.01647 | 0.01647 | 0.01647 | 0.01647 | 0.01647 | 0.01647 | 0.01647
|  | Distributed | Counterfactual | Storage Capacity (GWh) | Storage | Storage | Liquid Air | 0.02 | 0.02 | 0.02 | 0.02 | 0.02 | 0.02 | 0.02 | 0.02 | 0.02 | 0.02 | 0.02 | 0.02 | 0.02 | 0.02 | 0.02 | 0.02 | 0.02 | 0.02 | 0.02 | 0.02 | 0.02 | 0.02 | 0.02 | 0.02 | 0.02 | 0.02 | 0.02 | 0.02
|  | Distributed | Counterfactual | Storage Capacity (GWh) | Storage | Storage | Pumped Hydro | 0 | 0 | 0 | 0 | 0 | 0 | 0 | 0 | 0 | 0 | 0 | 0 | 0 | 0 | 0 | 0 | 0 | 0.6993 | 0.6993 | 0.6993 | 0.6993 | 0.6993 | 0.6993 | 0.6993 | 0.6993 | 0.6993 | 0.6993 | 0.6993
|  | Distributed | Five Year Forecast | Storage Capacity (GWh) | Storage | Storage | Battery | 2023: 3.2939; 2024: 3.8985; 2025: 5.5812; 2026: 6.6824; 2027: 8.1082; 2028: 9.4842; 2029: 10.1599
|  | Distributed | Five Year Forecast | Storage Capacity (GWh) | Storage | Storage | Compressed Air | 2023: 0.01647; 2024: 0.01647; 2025: 0.01647; 2026: 0.01647; 2027: 0.01647; 2028: 0.01647; 2029: 0.01647
|  | Distributed | Five Year Forecast | Storage Capacity (GWh) | Storage | Storage | Liquid Air | 2023: 0.02; 2024: 0.02; 2025: 0.02; 2026: 0.02; 2027: 0.02; 2028: 0.02; 2029: 0.02
|  | Distributed | Five Year Forecast | Storage Capacity (GWh) | Storage | Storage | Pumped Hydro | 2023: 0; 2024: 0; 2025: 0; 2026: 0; 2027: 0; 2028: 0; 2029: 0
|  | Transmission | Holistic Transition | Storage Capacity (GWh) | Storage | Storage | Battery | 2.4934 | 6.1453 | 16.9479 | 24.7698 | 30.1816 | 33.4925 | 35.09 | 35.605 | 35.605 | 35.605 | 35.605 | 35.605 | 35.605 | 35.605 | 35.605 | 35.605 | 35.605 | 35.605 | 35.605 | 35.605 | 35.605 | 35.605 | 35.605 | 35.605 | 35.605 | 35.605 | 35.605 | 35.605
|  | Transmission | Holistic Transition | Storage Capacity (GWh) | Storage | Storage | Compressed Air | 0 | 0 | 0 | 0 | 0 | 0 | 0 | 0 | 0 | 0 | 0 | 0 | 0 | 20 | 30 | 50 | 60 | 70 | 80 | 80 | 80 | 80 | 80 | 80 | 80 | 80 | 80 | 80
|  | Transmission | Holistic Transition | Storage Capacity (GWh) | Storage | Storage | Liquid Air | 0 | 0 | 0.8982 | 0.8982 | 0.8982 | 0.8982 | 0.8982 | 0.8982 | 4.4982 | 4.4982 | 6.2982 | 18.8982 | 27.7982 | 29.7982 | 29.7982 | 29.7982 | 29.7982 | 29.7982 | 29.7982 | 29.7982 | 29.7982 | 29.7982 | 29.7982 | 29.7982 | 29.7982 | 29.7982 | 29.7982 | 29.7982
|  | Transmission | Holistic Transition | Storage Capacity (GWh) | Storage | Storage | Pumped Hydro | 28.004 | 26.924 | 28.004 | 28.004 | 28.004 | 28.004 | 44.372 | 78.113 | 82.613 | 88.913 | 88.913 | 88.913 | 88.913 | 91.013 | 91.013 | 91.013 | 91.013 | 91.013 | 91.013 | 91.013 | 91.013 | 91.013 | 91.013 | 91.013 | 91.013 | 91.013 | 91.013 | 91.013
|  | Transmission | Hydrogen Evolution | Storage Capacity (GWh) | Storage | Storage | Battery | 2.4934 | 3.8559 | 6.7956 | 11.9795 | 21.0687 | 27.785 | 28.7925 | 29.7805 | 29.7207 | 29.7207 | 30.3207 | 30.3207 | 30.3207 | 31.3207 | 31.3207 | 31.4207 | 34.3607 | 34.3607 | 34.3607 | 34.3607 | 34.3607 | 34.3607 | 34.3607 | 34.3607 | 34.3607 | 34.3607 | 34.3607 | 34.3607
|  | Transmission | Hydrogen Evolution | Storage Capacity (GWh) | Storage | Storage | Liquid Air | 0 | 0 | 0.2994 | 0.2994 | 0.8982 | 0.8982 | 0.8982 | 0.8982 | 7.1982 | 7.1982 | 8.0982 | 9.8982 | 11.2482 | 11.2482 | 11.2482 | 11.2482 | 12.1482 | 12.1482 | 12.1482 | 24.7482 | 24.7482 | 24.7482 | 24.7482 | 24.7482 | 24.7482 | 24.7482 | 24.7482 | 24.7482
|  | Transmission | Hydrogen Evolution | Storage Capacity (GWh) | Storage | Storage | Compressed Air | 0 | 0 | 0 | 0 | 0 | 0 | 0 | 0 | 0 | 0 | 0 | 0 | 0 | 10 | 10 | 10 | 20 | 30 | 40 | 60 | 60 | 60 | 70 | 80 | 80 | 80 | 80 | 80
|  | Transmission | Hydrogen Evolution | Storage Capacity (GWh) | Storage | Storage | Pumped Hydro | 28.004 | 26.924 | 28.004 | 28.004 | 28.004 | 28.004 | 28.004 | 44.372 | 44.372 | 44.372 | 44.372 | 44.372 | 48.872 | 48.872 | 51.797 | 51.797 | 51.797 | 51.797 | 51.797 | 51.797 | 51.797 | 51.797 | 51.797 | 51.797 | 51.797 | 51.797 | 51.797 | 51.797
|  | Transmission | Electric Engagement | Storage Capacity (GWh) | Storage | Storage | Battery | 2.4934 | 5.1696 | 9.7837 | 17.6648 | 25.1805 | 28.4214 | 29.9644 | 31.0249 | 31.0649 | 31.0649 | 31.0649 | 31.0649 | 31.0649 | 31.0649 | 31.0649 | 31.0649 | 31.0649 | 31.0649 | 31.0649 | 31.0649 | 31.0649 | 31.0649 | 31.0649 | 31.0649 | 31.0649 | 31.0649 | 31.0649 | 31.0649
|  | Transmission | Electric Engagement | Storage Capacity (GWh) | Storage | Storage | Liquid Air | 0 | 0 | 0.2994 | 0.8982 | 0.8982 | 0.8982 | 0.8982 | 2.6982 | 2.6982 | 2.6982 | 7.1982 | 15.2982 | 15.2982 | 23.3982 | 23.3982 | 26.0982 | 28.0982 | 28.0982 | 28.0982 | 28.0982 | 28.0982 | 28.0982 | 28.0982 | 28.0982 | 28.0982 | 28.0982 | 28.0982 | 28.0982
|  | Transmission | Electric Engagement | Storage Capacity (GWh) | Storage | Storage | Compressed Air | 0 | 0 | 0 | 0 | 0 | 0 | 0 | 0 | 0 | 0 | 0 | 0 | 0 | 0 | 10 | 30 | 50 | 60 | 80 | 100 | 110 | 110 | 120 | 120 | 120 | 120 | 120 | 120
|  | Transmission | Electric Engagement | Storage Capacity (GWh) | Storage | Storage | Pumped Hydro | 28.004 | 26.924 | 28.004 | 28.004 | 28.004 | 28.004 | 44.372 | 44.372 | 44.372 | 47.297 | 47.297 | 47.297 | 47.297 | 49.397 | 49.397 | 49.397 | 49.397 | 49.397 | 49.397 | 49.397 | 49.397 | 49.397 | 49.397 | 49.397 | 49.397 | 49.397 | 49.397 | 49.397
|  | Transmission | Counterfactual | Storage Capacity (GWh) | Storage | Storage | Battery | 2.4934 | 2.878 | 3.9699 | 6.2026 | 9.1444 | 14.764 | 19.6559 | 24.7695 | 25.8703 | 26.6201 | 27.355 | 28.085 | 28.085 | 28.085 | 28.085 | 28.085 | 28.085 | 28.085 | 28.085 | 28.085 | 28.085 | 28.085 | 28.085 | 28.085 | 28.085 | 28.085 | 28.085 | 28.085
|  | Transmission | Counterfactual | Storage Capacity (GWh) | Storage | Storage | Compressed Air | 0 | 0 | 0 | 0 | 0 | 0 | 0 | 0 | 0 | 0 | 0 | 0 | 0 | 10 | 10 | 10 | 10 | 10 | 20 | 20 | 20 | 20 | 20 | 40 | 40 | 40 | 40 | 40
|  | Transmission | Counterfactual | Storage Capacity (GWh) | Storage | Storage | Liquid Air | 0 | 0 | 0 | 0.2994 | 0.2994 | 0.8982 | 0.8982 | 0.8982 | 0.8982 | 0.8982 | 0.8982 | 0.8982 | 2.8982 | 3.6982 | 4.4982 | 4.4982 | 4.4982 | 4.4982 | 4.4982 | 4.4982 | 4.4982 | 4.4982 | 4.4982 | 6.4982 | 6.4982 | 6.4982 | 6.4982 | 6.4982
|  | Transmission | Counterfactual | Storage Capacity (GWh) | Storage | Storage | Pumped Hydro | 28.004 | 26.924 | 28.004 | 28.004 | 28.004 | 28.004 | 28.004 | 28.004 | 28.004 | 42.692 | 44.372 | 44.372 | 44.372 | 44.372 | 44.372 | 44.372 | 44.372 | 44.372 | 44.372 | 44.372 | 44.372 | 44.372 | 44.372 | 44.372 | 44.372 | 44.372 | 44.372 | 44.372
|  | Transmission | Five Year Forecast | Storage Capacity (GWh) | Storage | Storage | Battery | 2023: 2.4934; 2024: 3.8559; 2025: 6.7956; 2026: 11.9795; 2027: 21.0687; 2028: 27.785; 2029: 28.7925
|  | Transmission | Five Year Forecast | Storage Capacity (GWh) | Storage | Storage | Compressed Air | 2023: 0; 2024: 0; 2025: 0; 2026: 0; 2027: 0; 2028: 0; 2029: 0
|  | Transmission | Five Year Forecast | Storage Capacity (GWh) | Storage | Storage | Liquid Air | 2023: 0; 2024: 0; 2025: 0.2994; 2026: 0.2994; 2027: 0.8982; 2028: 0.8982; 2029: 0.8982
|  | Transmission | Five Year Forecast | Storage Capacity (GWh) | Storage | Storage | Pumped Hydro | 2023: 28.004; 2024: 26.924; 2025: 28.004; 2026: 28.004; 2027: 28.004; 2028: 28.004; 2029: 28.004
|  | Non-Networked | Electric Engagement | Generation (TWh) | Renewable | Offshore Wind | Offshore Wind | 0 | 0 | 0.05 | 0.08 | 0.03 | 0.02 | 0.01 | 0.01 | 0 | 0.01 | 0.01 | 0.01 | 0.01 | 0.01 | 0.01 | 0.01 | 0.01 | 0.01 | 0.01 | 0.01 | 0.01 | 0.01 | 0.01 | 0.01 | 0.01 | 0.01 | 0.01 | 0.7
|  | Non-Networked | Hydrogen Evolution | Generation (TWh) | Renewable | Offshore Wind | Offshore Wind | 0 | 0 | 0.01 | 0 | 0.01 | 0.06 | 0.14 | 0.3 | 0.79 | 0.71 | 1.27 | 1.9 | 1.77 | 1.97 | 2.29 | 2.64 | 2.92 | 3.89 | 4.22 | 5.03 | 5.59 | 6.03 | 6.86 | 7.23 | 7.82 | 8.12 | 8.76 | 9.18
|  | Non-Networked | Holistic Transition | Generation (TWh) | Renewable | Offshore Wind | Offshore Wind | 0 | 0 | 0 | 0.02 | 0.04 | 0.14 | 0.17 | 0.42 | 0.5 | 0.63 | 0.71 | 0.96 | 1.18 | 1.25 | 1.56 | 1.81 | 2.4 | 2.91 | 3.31 | 3.65 | 4.34 | 5.07 | 5.71 | 6.04 | 6.53 | 6.92 | 7.17 | 7.23
|  | Non-Networked | Counterfactual | Generation (TWh) | Renewable | Offshore Wind | Offshore Wind | 0 | 0 | 0 | 0 | 0 | 0 | 0.01 | 0.01 | 0.01 | 0.01 | 0.01 | 0.01 | 0.01 | 0.01 | 0.02 | 0.02 | 0.02 | 0.02 | 0.02 | 0.03 | 0.03 | 0.03 | 0.03 | 0.02 | 0.02 | 0.02 | 0.02 | 0.01
|  | Non-Networked | Five Year Forecast | Generation (TWh) | Renewable | Offshore Wind | Offshore Wind | 2023: 0; 2024: 0; 2025: 0.01; 2026: 0.02; 2027: 0.05; 2028: 0.08; 2029: 0.1
|  | Distributed | Electric Engagement | Curtailment (TWh) | Renewable | Onshore Wind | Onshore Wind | 0 | 0 | 0 | 0.017897 | 0.044243 | 0.048588 | 0.2263 | 5.8689 | 8.108 | 7.1344 | 7.2042 | 8.576 | 8.8938 | 8.6157 | 8.028 | 8.3332 | 7.6147 | 7.3962 | 6.3171 | 5.9164 | 4.9013 | 4.3977 | 4.3829 | 4.4792 | 3.6982 | 2.8844 | 2.3426 | 2.0037
|  | Distributed | Holistic Transition | Curtailment (TWh) | Renewable | Onshore Wind | Onshore Wind | 0 | 0 | 0 | 0.029173 | 0.017185 | 0.31486 | 0.47915 | 6.6612 | 5.2354 | 5.8948 | 7.0214 | 6.847 | 7.1741 | 7.1557 | 7.0203 | 6.3257 | 6.2813 | 6.0726 | 5.2198 | 5.2691 | 4.7184 | 3.6831 | 3.5465 | 3.2381 | 2.7819 | 1.801 | 1.182 | 1.4058
|  | Distributed | Hydrogen Evolution | Curtailment (TWh) | Renewable | Onshore Wind | Onshore Wind | 0 | 0 | 0 | 0.030095 | 0.0097436 | 0.020691 | 0.050531 | 2.6072 | 4.9811 | 4.3046 | 2.6027 | 3.863 | 3.0906 | 3.0144 | 2.9502 | 2.7691 | 2.3367 | 2.027 | 1.41 | 1.0605 | 0.96703 | 0.89332 | 0.51637 | 0.28758 | 0.2732 | 0.27786 | 0.15708 | 0.091037
|  | Distributed | Counterfactual | Curtailment (TWh) | Renewable | Onshore Wind | Onshore Wind | 0 | 0 | 0 | 0 | 0 | 0 | 0 | 0.71796 | 1.2058 | 2.5067 | 2.6333 | 3.5649 | 5.2796 | 4.956 | 4.9037 | 5.2044 | 5.2627 | 4.7833 | 4.7444 | 3.9809 | 3.4939 | 3.4971 | 3.1066 | 2.7094 | 2.5184 | 2.2785 | 1.6344 | 1.4969
|  | Distributed | Five Year Forecast | Curtailment (TWh) | Renewable | Onshore Wind | Onshore Wind | 2023: 0; 2024: 0; 2025: 0; 2026: 0.017757; 2027: 0.0018785; 2028: 0.01713; 2029: 0.055829
|  | Transmission | Electric Engagement | Curtailment (TWh) | Renewable | Onshore Wind | Onshore Wind | 0.0045375 | 0.048914 | 0.13818 | 0.33985 | 0.66579 | 0.98339 | 2.5664 | 4.4268 | 6.7059 | 6.6772 | 8.0079 | 9.1643 | 9.9816 | 11.3202 | 12.5318 | 12.3318 | 11.9732 | 13.8569 | 13.7644 | 13.9083 | 13.8043 | 12.9911 | 13.0648 | 12.5773 | 11.4671 | 9.8688 | 8.2278 | 7.4019
|  | Transmission | Holistic Transition | Curtailment (TWh) | Renewable | Onshore Wind | Onshore Wind | 0.0045375 | 0.048258 | 0.22835 | 0.73234 | 0.98239 | 3.1124 | 4.626 | 5.5687 | 5.8007 | 6.6724 | 8.678 | 9.2085 | 9.7723 | 10.9489 | 12.0255 | 11.7315 | 12.9612 | 14.2332 | 14.294 | 15.307 | 14.5118 | 11.6199 | 11.3648 | 10.3474 | 9.0119 | 6.4353 | 5.0652 | 5.6123
|  | Transmission | Hydrogen Evolution | Curtailment (TWh) | Renewable | Onshore Wind | Onshore Wind | 0.0045375 | 0.021291 | 0.048863 | 0.45891 | 0.51875 | 0.80816 | 1.7905 | 2.8837 | 5.5308 | 6.1569 | 5.4527 | 7.6142 | 7.8927 | 9.1611 | 9.8384 | 9.7585 | 8.1144 | 8.2023 | 6.9893 | 5.7512 | 5.2781 | 4.9015 | 3.1892 | 2.0473 | 1.7753 | 1.7028 | 0.86409 | 0.52521
|  | Transmission | Counterfactual | Curtailment (TWh) | Renewable | Onshore Wind | Onshore Wind | 0.0045375 | 0.004723 | 0.0045375 | 0.021636 | 0.078115 | 0.31374 | 0.64062 | 0.9219 | 1.7468 | 3.8283 | 5.1212 | 6.6016 | 8.8283 | 10.6707 | 12.0564 | 12.8308 | 13.3183 | 12.7726 | 12.9613 | 12.6057 | 14.1099 | 15.2041 | 14.5281 | 14.0017 | 13.3854 | 12.784 | 10.0536 | 9.1949
|  | Transmission | Five Year Forecast | Curtailment (TWh) | Renewable | Onshore Wind | Onshore Wind | 2023: 0.0045375; 2024: 0.020335; 2025: 0.059555; 2026: 0.42049; 2027: 0.46584; 2028: 0.74719; 2029: 1.6811
|  | Distributed | Electric Engagement | Curtailment (TWh) | Renewable | Offshore Wind | Offshore Wind | 0 | 0 | 0 | 0 | 0 | 0 | 0.0075294 | 0.4456 | 0.65252 | 0.48925 | 0.43865 | 0.52027 | 0.48067 | 0.39813 | 0.3337 | 0.34128 | 0.26648 | 0.22407 | 0.14524 | 0.11095 | 0.060462 | 0.047677 | 0.047007 | 0.047741 | 0.031139 | 0.019465 | 0.020876 | 0.017562
|  | Distributed | Holistic Transition | Curtailment (TWh) | Renewable | Offshore Wind | Offshore Wind | 0 | 0 | 0 | 0 | 0 | 0.015456 | 0.025974 | 0.56003 | 0.34597 | 0.36991 | 0.44925 | 0.38466 | 0.37283 | 0.32943 | 0.29037 | 0.22915 | 0.20619 | 0.17005 | 0.11034 | 0.10421 | 0.075159 | 0.049068 | 0.047778 | 0.042131 | 0.039316 | 0.028306 | 0.023696 | 0.027999
|  | Distributed | Hydrogen Evolution | Curtailment (TWh) | Renewable | Offshore Wind | Offshore Wind | 0 | 0 | 0 | 0 | 0 | 0 | 0 | 0.17801 | 0.47556 | 0.35423 | 0.15255 | 0.23459 | 0.14599 | 0.11457 | 0.10518 | 0.084016 | 0.090952 | 0.0625 | 0.031942 | 0.010473 | 0.010601 | 0.0078836 | 0.0014214 | 0 | 0.00051488 | 0.002898 | 0 | 0
|  | Distributed | Counterfactual | Curtailment (TWh) | Renewable | Offshore Wind | Offshore Wind | 0 | 0 | 0 | 0 | 0 | 0 | 0 | 0.047376 | 0.083096 | 0.18812 | 0.18704 | 0.28329 | 0.46861 | 0.39196 | 0.3466 | 0.37146 | 0.36185 | 0.30445 | 0.28846 | 0.20327 | 0.14253 | 0.13942 | 0.10513 | 0.081962 | 0.062417 | 0.048449 | 0.022213 | 0.01846
|  | Distributed | Five Year Forecast | Curtailment (TWh) | Renewable | Offshore Wind | Offshore Wind | 2023: 0; 2024: 0; 2025: 0; 2026: 0; 2027: 0; 2028: 0; 2029: 0
|  | Transmission | Electric Engagement | Curtailment (TWh) | Renewable | Offshore Wind | Offshore Wind | 0 | 0 | 0 | 0.090006 | 0.17096 | 0.21991 | 1.5865 | 4.485 | 10.3254 | 9.6581 | 10.5723 | 15.716 | 19.6199 | 26.6708 | 34.6721 | 37.8552 | 36.3662 | 40.1729 | 37.7247 | 35.0351 | 31.0097 | 31.1562 | 31.4158 | 31.1839 | 32.7218 | 33.3777 | 39.3395 | 40.4642
|  | Transmission | Holistic Transition | Curtailment (TWh) | Renewable | Offshore Wind | Offshore Wind | 0 | 0.098513 | 0.466 | 1.329 | 1.3944 | 4.5712 | 10.3271 | 15.2451 | 11.7587 | 12.9046 | 22.3076 | 27.3104 | 36.3358 | 36.1286 | 42.1777 | 40.188 | 40.3114 | 39.6104 | 35.5011 | 35.3898 | 31.7965 | 32.5078 | 33.4159 | 34.2693 | 30.6244 | 33.5571 | 33.1785 | 34.6747
|  | Transmission | Hydrogen Evolution | Curtailment (TWh) | Renewable | Offshore Wind | Offshore Wind | 0 | 0 | 0 | 0.23255 | 0.23022 | 0.30494 | 1.4473 | 3.2405 | 9.5828 | 8.9207 | 5.7921 | 10.871 | 10.4896 | 14.7225 | 19.162 | 24.6961 | 24.1093 | 22.3479 | 20.0256 | 17.3783 | 14.952 | 13.9229 | 11.1334 | 7.7442 | 7.1155 | 8.4231 | 6.7196 | 7.464
|  | Transmission | Counterfactual | Curtailment (TWh) | Renewable | Offshore Wind | Offshore Wind | 0 | 0 | 0 | 0 | 0 | 0.081238 | 0.25322 | 0.18139 | 0.56923 | 3.5261 | 4.5539 | 7.0182 | 12.0789 | 14.3178 | 17.0611 | 25.7159 | 30.6693 | 28.218 | 28.4286 | 28.2979 | 25.5061 | 25.5572 | 25.4475 | 22.6451 | 21.5355 | 19.9811 | 21.019 | 20.1149
|  | Transmission | Five Year Forecast | Curtailment (TWh) | Renewable | Offshore Wind | Offshore Wind | 2023: 0; 2024: 0; 2025: 0; 2026: 0.10714; 2027: 0.083431; 2028: 0.18309; 2029: 0.9911
|  | Distributed | Electric Engagement | Curtailment (TWh) | Renewable | Solar | Solar PV | 0 | 0.00039456 | 0.0010457 | 0.0041455 | 0.0093878 | 0.011843 | 0.036641 | 1.858 | 2.9409 | 2.2795 | 2.3533 | 2.9267 | 2.6963 | 2.475 | 2.3168 | 2.5275 | 2.1711 | 1.9418 | 1.599 | 1.4079 | 1.1713 | 1.2824 | 1.1438 | 1.201 | 0.99999 | 0.9107 | 0.77579 | 0.81554
|  | Distributed | Holistic Transition | Curtailment (TWh) | Renewable | Solar | Solar PV | 0 | 0.00041132 | 0.0015182 | 0.0089943 | 0.0069017 | 0.069852 | 0.1222 | 2.813 | 2.1271 | 2.381 | 3.1532 | 2.8805 | 2.8938 | 2.7126 | 2.4793 | 2.5091 | 2.4716 | 2.3497 | 1.8231 | 2.0297 | 1.9035 | 1.7279 | 1.5709 | 1.3741 | 1.1566 | 0.82223 | 0.72489 | 0.7722
|  | Distributed | Hydrogen Evolution | Curtailment (TWh) | Renewable | Solar | Solar PV | 0 | 0.0001614 | 0.00041692 | 0.0059599 | 0.0030784 | 0.0063123 | 0.01196 | 0.77516 | 1.8931 | 1.4897 | 0.86245 | 1.4188 | 1.0344 | 0.9211 | 0.90169 | 0.8977 | 0.82494 | 0.61724 | 0.45131 | 0.27634 | 0.30283 | 0.27216 | 0.14779 | 0.10143 | 0.12288 | 0.10004 | 0.064942 | 0.039021
|  | Distributed | Counterfactual | Curtailment (TWh) | Renewable | Solar | Solar PV | 0 | 7.0906e-05 | 7.3414e-05 | 0.00026168 | 0.0008734 | 0.0011522 | 0.0019913 | 0.16162 | 0.33375 | 0.66581 | 0.74262 | 1.063 | 1.8104 | 1.5952 | 1.4113 | 1.558 | 1.5806 | 1.4163 | 1.3668 | 1.0136 | 0.77463 | 0.82725 | 0.67503 | 0.6432 | 0.55029 | 0.51723 | 0.39617 | 0.36492
|  | Distributed | Five Year Forecast | Curtailment (TWh) | Renewable | Solar | Solar PV | 2023: 0; 2024: 0.0001679; 2025: 0.00050399; 2026: 0.0039423; 2027: 0.0021855; 2028: 0.0049513; 2029: 0.01438
|  | Transmission | Electric Engagement | Curtailment (TWh) | Renewable | Solar | Solar PV | 0 | 0.00126 | 0.0059337 | 0.014063 | 0.027191 | 0.10174 | 0.23527 | 0.31459 | 0.4933 | 0.39686 | 0.72836 | 0.85375 | 0.82543 | 0.87054 | 0.89908 | 0.94021 | 0.88208 | 0.8911 | 0.80082 | 0.77013 | 0.70214 | 0.68307 | 0.6328 | 0.61384 | 0.52829 | 0.47365 | 0.425 | 0.42153
|  | Transmission | Holistic Transition | Curtailment (TWh) | Renewable | Solar | Solar PV | 0 | 0.00048175 | 0.0060804 | 0.029204 | 0.06778 | 0.2526 | 0.44985 | 0.5465 | 0.62579 | 1.0564 | 1.6278 | 1.5929 | 1.8292 | 1.7564 | 1.8159 | 1.8724 | 1.888 | 1.83 | 1.5215 | 1.6702 | 1.504 | 1.2927 | 1.0144 | 0.92332 | 0.75284 | 0.62076 | 0.55496 | 0.4187
|  | Transmission | Hydrogen Evolution | Curtailment (TWh) | Renewable | Solar | Solar PV | 0 | 3.2096e-05 | 0.00061828 | 0.012426 | 0.018755 | 0.063308 | 0.12438 | 0.18016 | 0.36478 | 0.33388 | 0.25754 | 0.46277 | 0.39282 | 0.38013 | 0.43664 | 0.45798 | 0.436 | 0.36824 | 0.32642 | 0.25395 | 0.25043 | 0.19278 | 0.12091 | 0.090139 | 0.087314 | 0.063562 | 0.054059 | 0.038928
|  | Transmission | Counterfactual | Curtailment (TWh) | Renewable | Solar | Solar PV | 0 | 0 | 0 | 4.1428e-05 | 0.00059995 | 0.0078182 | 0.048821 | 0.032842 | 0.053069 | 0.09512 | 0.16991 | 0.25238 | 0.41619 | 0.41831 | 0.39444 | 0.41739 | 0.43102 | 0.40565 | 0.38664 | 0.34504 | 0.31526 | 0.32255 | 0.26621 | 0.23072 | 0.21479 | 0.17966 | 0.15034 | 0.14123
|  | Transmission | Five Year Forecast | Curtailment (TWh) | Renewable | Solar | Solar PV | 2023: 0; 2024: 3.2096e-05; 2025: 0.00087735; 2026: 0.012991; 2027: 0.015589; 2028: 0.061394; 2029: 0.12158
|  | Transmission | Hydrogen Evolution | Generation (TWh) | Renewable | Biomass | Biomass | 24.5765 | 22.8349 | 24.4832 | 21.0992 | 16.4652 | 11.1345 | 12.2197 | 12.625 | 10.1508 | 10.6269 | 10.1853 | 7.9552 | 7.3801 | 0 | 0 | 0 | 0 | 0 | 0 | 0 | 0 | 0 | 0 | 0 | 0 | 0 | 0 | 0
|  | Transmission | Hydrogen Evolution | Generation (TWh) | Renewable | Biomass | Biomass CHP | 0.11216 | 0.35929 | 0.53717 | 0.091002 | 0.021105 | 0.023625 | 0.017955 | 0.01638 | 0.017955 | 0.020052 | 0.020475 | 0.022076 | 0.01449 | 0 | 0 | 0 | 0 | 0 | 0 | 0 | 0 | 0 | 0 | 0 | 0 | 0 | 0 | 0
|  | Transmission | Hydrogen Evolution | Generation (TWh) | Thermal | Gas | CCGT | 66.1271 | 52.28 | 49.2832 | 43.6058 | 47.4805 | 49.0298 | 44.0509 | 46.2495 | 32.6648 | 32.5052 | 31.013 | 17.6692 | 17.3843 | 17.5288 | 24.0061 | 24.8152 | 24.3431 | 22.0639 | 22.2799 | 23.9859 | 23.9545 | 23.4384 | 24.4156 | 24.0777 | 24.532 | 20.6399 | 1.4096 | 0
|  | Transmission | Hydrogen Evolution | Generation (TWh) | Thermal | Other Thermal | Fuel Oil | 0.17807 | 0.071019 | 0.07578 | 0.067954 | 0.000696 | 0.000783 | 0.00174 | 0.0031656 | 0.0046242 | 0.0068772 | 0.01181 | 0.009702 | 0.0082782 | 0 | 0 | 0 | 0 | 0 | 0 | 0 | 0 | 0 | 0 | 0 | 0 | 0 | 0 | 0
|  | Transmission | Hydrogen Evolution | Generation (TWh) | Thermal | Gas | Gas Reciprocating Engines | 0.001113 | 0.000492 | 0.000369 | 0.000738 | 0.000246 | 0.000861 | 0.0058194 | 0.005883 | 0.008205 | 0.0089931 | 0.02121 | 0.026666 | 0.031053 | 0.020598 | 0.0229 | 0.02793 | 0.050433 | 0.027048 | 0.043525 | 0.078113 | 0.063426 | 0.048081 | 0.091047 | 0.18264 | 0.16232 | 0.17084 | 0 | 0
|  | Transmission | Hydrogen Evolution | Generation (TWh) | Low Carbon | Nuclear | Nuclear - Large | 42.477 | 44.0051 | 42.186 | 42.5167 | 26.3708 | 24.8304 | 25.5749 | 19.4615 | 31.7121 | 28.9114 | 30.703 | 32.3975 | 31.3149 | 24.6518 | 20.189 | 23.3583 | 22.8116 | 22.5188 | 23.9248 | 23.7568 | 24.5295 | 30.1992 | 29.9848 | 30.2485 | 32.9993 | 49.1049 | 47.7804 | 48.2411
|  | Transmission | Hydrogen Evolution | Generation (TWh) | Low Carbon | Nuclear | Nuclear - SMR | 0 | 0 | 0 | 0 | 0 | 0 | 0 | 0 | 0 | 0 | 0 | 0 | 0 | 0 | 0 | 0 | 6.4663 | 17.1968 | 18.8297 | 23.0932 | 23.9071 | 25.159 | 25.9842 | 24.058 | 28.4149 | 27.041 | 29.4391 | 28.5655
|  | Transmission | Hydrogen Evolution | Generation (TWh) | Thermal | Gas | OCGT | 0.049265 | 0.017609 | 0.14286 | 0.13867 | 0.12804 | 0.1747 | 0.18607 | 0.18314 | 0.31793 | 0.35559 | 0.48258 | 0.15723 | 0.16718 | 0.1941 | 0.22455 | 0.2514 | 0.30549 | 0.09049 | 0.11327 | 0.21222 | 0.19371 | 0.13656 | 0.24221 | 0 | 0 | 0 | 0 | 0
|  | Transmission | Hydrogen Evolution | Generation (TWh) | Renewable | Waste | Waste | 0.28037 | 0.39064 | 0.3939 | 0.37237 | 0.65596 | 0.62258 | 1.5391 | 1.4546 | 1.2206 | 1.3317 | 1.3373 | 1.3198 | 1.3145 | 0.19808 | 0.15387 | 0.14004 | 0.16283 | 0.16824 | 0.1086 | 0.10441 | 0.11152 | 0.13154 | 0.11407 | 0.12335 | 0.17852 | 0.18503 | 0.12372 | 0.11449
|  | Transmission | Electric Engagement | Generation (TWh) | Renewable | Biomass | Biomass | 24.5765 | 22.6292 | 23.7781 | 21.5831 | 15.6237 | 10.2808 | 11.8765 | 12.4953 | 9.5323 | 7.788 | 5.3984 | 4.9577 | 4.4992 | 2.5865 | 1.8385 | 0 | 0 | 0 | 0 | 0 | 0 | 0 | 0 | 0 | 0 | 0 | 0 | 0
|  | Transmission | Electric Engagement | Generation (TWh) | Renewable | Biomass | Biomass CHP | 0.11216 | 0.39536 | 0.54838 | 0.091268 | 0.01884 | 0.023625 | 0.017955 | 0.01638 | 0.02341 | 0.023505 | 0.02079 | 0.02079 | 0.021399 | 0 | 0 | 0 | 0 | 0 | 0 | 0 | 0 | 0 | 0 | 0 | 0 | 0 | 0 | 0
|  | Transmission | Electric Engagement | Generation (TWh) | Thermal | Gas | CCGT | 66.1271 | 48.36 | 45.1705 | 46.2214 | 47.1972 | 50.4593 | 46.0744 | 45.1369 | 30.958 | 31.2636 | 25.5252 | 16.5844 | 13.4314 | 10.8307 | 8.4657 | 7.5149 | 9.2163 | 8.2317 | 5.213 | 4.2055 | 0 | 0 | 0 | 0 | 0 | 0 | 0 | 0
|  | Transmission | Electric Engagement | Generation (TWh) | Thermal | Other Thermal | Fuel Oil | 0.17807 | 0.062891 | 0.068093 | 0.07629 | 0.001044 | 0.000882 | 0.001914 | 0.0018729 | 0.0077562 | 0.007821 | 0.0035698 | 0.0054534 | 0.0063378 | 0 | 0 | 0 | 0 | 0 | 0 | 0 | 0 | 0 | 0 | 0 | 0 | 0 | 0 | 0
|  | Transmission | Electric Engagement | Generation (TWh) | Thermal | Gas | Gas Reciprocating Engines | 0.001113 | 0.000492 | 0.000246 | 0.000861 | 0.000366 | 0.004494 | 0.001275 | 0.001413 | 0.006651 | 0.0062184 | 0.00627 | 0.005823 | 0.005469 | 0.000516 | 0 | 0.001023 | 0.002046 | 0.028272 | 0.009825 | 0.007161 | 0.014322 | 0.023529 | 0.031713 | 0 | 0 | 0 | 0 | 0
|  | Transmission | Electric Engagement | Generation (TWh) | Low Carbon | Nuclear | Nuclear - Large | 42.477 | 43.9796 | 42.1271 | 42.5079 | 26.3175 | 24.8372 | 16.9917 | 19.4536 | 31.6102 | 29.0865 | 30.5881 | 32.1732 | 30.9362 | 43.2767 | 49.8303 | 53.4277 | 51.3495 | 53.0852 | 53.5703 | 57.8311 | 63.3324 | 62.6525 | 63.6835 | 66.1708 | 66.4442 | 65.4659 | 73.0987 | 74.8313
|  | Transmission | Electric Engagement | Generation (TWh) | Low Carbon | Nuclear | Nuclear - SMR | 0 | 0 | 0 | 0 | 0 | 0 | 0 | 0 | 0 | 0 | 0 | 3.7124 | 9.4134 | 15.2503 | 21.3915 | 24.5289 | 27.9257 | 30.5646 | 39.7315 | 41.8915 | 42.7607 | 46.6098 | 51.4331 | 61.2745 | 66.9414 | 72.6428 | 74.1249 | 75.7858
|  | Transmission | Electric Engagement | Generation (TWh) | Thermal | Gas | OCGT | 0.049265 | 0.01124 | 0.12731 | 0.14667 | 0.13914 | 0.18516 | 0.18996 | 0.17447 | 0.33657 | 0.36534 | 0.18877 | 0.15602 | 0.08808 | 0 | 0 | 0 | 0 | 0 | 0 | 0 | 0 | 0 | 0 | 0 | 0 | 0 | 0 | 0
|  | Transmission | Electric Engagement | Generation (TWh) | Renewable | Waste | Waste | 0.28037 | 0.3886 | 0.39137 | 1.7543 | 1.7224 | 1.6797 | 1.493 | 1.3579 | 1.2277 | 1.2645 | 0.4618 | 0.45786 | 0.45407 | 0.17892 | 0.17988 | 0.17117 | 0.1836 | 0.1452 | 0.16089 | 0.17601 | 0.16476 | 0.17148 | 0.1692 | 0.16956 | 0.1806 | 0.18024 | 0.17976 | 0.17808
|  | Transmission | Holistic Transition | Generation (TWh) | Renewable | Biomass | Biomass | 24.5765 | 22.2892 | 22.477 | 20.2912 | 16.1328 | 11.2877 | 12.8981 | 9.4652 | 6.3651 | 5.0454 | 4.2665 | 4.2062 | 3.5933 | 3.5365 | 0 | 0 | 0 | 0 | 0 | 0 | 0 | 0 | 0 | 0 | 0 | 0 | 0 | 0
|  | Transmission | Holistic Transition | Generation (TWh) | Renewable | Biomass | Biomass CHP | 0.11216 | 0.40563 | 0.61063 | 0.19269 | 0.13201 | 0.11206 | 0.06125 | 0.018375 | 0.044787 | 0.050429 | 0.041055 | 0.04641 | 0.0476 | 0 | 0 | 0 | 0 | 0 | 0 | 0 | 0 | 0 | 0 | 0 | 0 | 0 | 0 | 0
|  | Transmission | Holistic Transition | Generation (TWh) | Thermal | Gas | CCGT | 66.1271 | 50.24 | 44.298 | 43.927 | 46.9149 | 42.2128 | 36.5213 | 31.1118 | 24.4699 | 22.4989 | 18.7425 | 10.2648 | 5.8184 | 0 | 0 | 0 | 0 | 0 | 0 | 0 | 0 | 0 | 0 | 0 | 0 | 0 | 0 | 0
|  | Transmission | Holistic Transition | Generation (TWh) | Thermal | Other Thermal | Fuel Oil | 0.17807 | 0.061758 | 0.065624 | 0.072078 | 0.001305 | 0.001218 | 0.000696 | 0.002697 | 0.011649 | 0.012623 | 0.010958 | 0.012825 | 0.012004 | 0 | 0 | 0 | 0 | 0 | 0 | 0 | 0 | 0 | 0 | 0 | 0 | 0 | 0 | 0
|  | Transmission | Holistic Transition | Generation (TWh) | Thermal | Gas | Gas Reciprocating Engines | 0.001113 | 0.000189 | 0.000615 | 0.000615 | 0.000858 | 0.004245 | 0.000189 | 0.002031 | 0.024271 | 0.016991 | 0.012113 | 0.014135 | 0.016246 | 0 | 0 | 0 | 0 | 0 | 0 | 0 | 0 | 0 | 0 | 0 | 0 | 0 | 0 | 0
|  | Transmission | Holistic Transition | Generation (TWh) | Low Carbon | Nuclear | Nuclear - Large | 42.477 | 43.439 | 41.4239 | 43.3657 | 26.4833 | 26.0918 | 19.6352 | 31.675 | 32.4915 | 31.3936 | 33.0059 | 31.7264 | 30.2042 | 20.5345 | 22.6506 | 23.0519 | 41.4757 | 46.0466 | 46.5387 | 57.615 | 57.9154 | 57.0459 | 59.6714 | 62.6026 | 59.6642 | 58.3206 | 60.1697 | 62.0448
|  | Transmission | Holistic Transition | Generation (TWh) | Low Carbon | Nuclear | Nuclear - SMR | 0 | 0 | 0 | 0 | 0 | 0 | 0 | 0 | 0 | 0 | 0 | 0 | 2.8366 | 6.0229 | 11.0254 | 10.8843 | 11.4656 | 17.6718 | 17.6715 | 27.0498 | 28.5447 | 29.1254 | 35.4916 | 34.658 | 33.6733 | 34.1515 | 35.1225 | 34.4902
|  | Transmission | Holistic Transition | Generation (TWh) | Thermal | Gas | OCGT | 0.049265 | 0.012591 | 0.10317 | 0.14156 | 0.16666 | 0.17417 | 0.11737 | 0.24091 | 0.86524 | 0.83509 | 0.30452 | 0.36238 | 0.15307 | 0 | 0 | 0 | 0 | 0 | 0 | 0 | 0 | 0 | 0 | 0 | 0 | 0 | 0 | 0
|  | Transmission | Holistic Transition | Generation (TWh) | Renewable | Waste | Waste | 0.28037 | 1.5123 | 1.7495 | 1.6595 | 1.5992 | 1.3414 | 1.2658 | 1.1202 | 1.081 | 1.0901 | 0.95646 | 0.85345 | 0.88795 | 0.15924 | 0.1272 | 0.13356 | 0.14352 | 0.14721 | 0.14841 | 0.14801 | 0.14893 | 0.14021 | 0.14664 | 0.15684 | 0.15924 | 0.15636 | 0.15992 | 0.15276
|  | Transmission | Counterfactual | Generation (TWh) | Renewable | Biomass | Biomass | 24.5765 | 10.4473 | 10.1615 | 8.887 | 3.3851 | 1.0007 | 0.58539 | 0.19247 | 1.1355 | 0.89852 | 0.58451 | 0.4482 | 0.33411 | 0.080169 | 0.072405 | 0.098033 | 0.04752 | 0.031382 | 0.018314 | 0.028925 | 0 | 0 | 0 | 0 | 0 | 0 | 0 | 0
|  | Transmission | Counterfactual | Generation (TWh) | Renewable | Biomass | Biomass CHP | 0.11216 | 0.075966 | 0.01197 | 0.001455 | 0 | 0 | 0 | 0 | 0.001575 | 0.00063 | 0.000945 | 0 | 0.001575 | 0 | 0 | 0 | 0 | 0 | 0 | 0 | 0 | 0 | 0 | 0 | 0 | 0 | 0 | 0
|  | Transmission | Counterfactual | Generation (TWh) | Thermal | Gas | CCGT | 66.1271 | 67.5328 | 63.9862 | 66.0177 | 75.8954 | 78.0178 | 70.4647 | 84.1117 | 68.5483 | 58.0662 | 59.514 | 55.9952 | 47.7926 | 47.2532 | 54.1343 | 54.565 | 52.0702 | 51.467 | 52.2103 | 53.9446 | 48.8754 | 48.7248 | 49.4785 | 46.5777 | 45.1202 | 44.5939 | 40.5205 | 42.6463
|  | Transmission | Counterfactual | Generation (TWh) | Thermal | Other Thermal | Fuel Oil | 0.17807 | 0.13288 | 0.13892 | 0.002775 | 0.002259 | 0.002679 | 0.0020491 | 0.013479 | 0.016603 | 0.007275 | 0.013254 | 0.022721 | 0.026028 | 0.009117 | 0.0019308 | 0.0045276 | 0.0061446 | 0 | 0 | 0.001617 | 0.0038808 | 0 | 0 | 0.0035574 | 0.0022638 | 0 | 0.0012861 | 0
|  | Transmission | Counterfactual | Generation (TWh) | Thermal | Gas | Gas Reciprocating Engines | 0.001113 | 0.001314 | 0.0030101 | 0.005015 | 0.00486 | 0.00552 | 0.004857 | 0.031515 | 0.075347 | 0.037812 | 0.071309 | 0.097006 | 0.1161 | 0.1078 | 0.13447 | 0.17786 | 0.16367 | 0.18009 | 0.23173 | 0.26267 | 0.23193 | 0.26048 | 0.26556 | 0.22687 | 0.19105 | 0.24698 | 0.13995 | 0.14871
|  | Transmission | Counterfactual | Generation (TWh) | Low Carbon | Nuclear | Nuclear - Large | 42.477 | 43.4395 | 41.5537 | 43.627 | 26.6061 | 26.3996 | 25.8128 | 25.7469 | 19.7792 | 31.7662 | 31.9817 | 31.95 | 33.4947 | 31.8245 | 30.1931 | 28.4933 | 40.2305 | 39.524 | 39.2122 | 50.5772 | 50.5591 | 50.0517 | 51.2643 | 50.745 | 48.5991 | 49.0783 | 51.4518 | 52.4315
|  | Transmission | Counterfactual | Generation (TWh) | Low Carbon | Nuclear | Nuclear - SMR | 0 | 0 | 0 | 0 | 0 | 0 | 0 | 0 | 0 | 0 | 0 | 0 | 0 | 0 | 0 | 0 | 0 | 1.4704 | 9.8176 | 9.2985 | 8.9777 | 15.9566 | 25.0309 | 25.5712 | 31.9437 | 31.8804 | 32.5489 | 32.3299
|  | Transmission | Counterfactual | Generation (TWh) | Thermal | Gas | OCGT | 0.049265 | 0.037302 | 0.25166 | 0.30439 | 0.3043 | 0.3248 | 0.2779 | 0.57189 | 1.2005 | 0.88667 | 0.98711 | 1.1426 | 1.038 | 1.0277 | 1.4485 | 1.7535 | 1.4369 | 1.2767 | 1.6276 | 1.6617 | 1.5721 | 1.693 | 1.595 | 1.5131 | 1.4338 | 1.3987 | 1.1261 | 1.1911
|  | Transmission | Counterfactual | Generation (TWh) | Renewable | Waste | Waste | 0.28037 | 0.39293 | 1.5607 | 1.521 | 1.494 | 1.4724 | 1.3459 | 1.3746 | 1.3802 | 1.2209 | 1.2273 | 1.0741 | 0.97712 | 0.74994 | 0.072048 | 0.070848 | 0.069072 | 0.070896 | 0.068825 | 0.062208 | 0.075381 | 0.067056 | 0.064512 | 0.06888 | 0.067152 | 0.069264 | 0.070032 | 0.0648
|  | Transmission | Five Year Forecast | Generation (TWh) | Renewable | Biomass | Biomass | 2023: 24.5765; 2024: 22.8706; 2025: 24.4103; 2026: 21.4492; 2027: 16.5814; 2028: 10.9414; 2029: 12.3264
|  | Transmission | Five Year Forecast | Generation (TWh) | Renewable | Biomass | Biomass CHP | 2023: 0.11216; 2024: 0.32604; 2025: 0.60678; 2026: 0.092885; 2027: 0.023115; 2028: 0.024041; 2029: 0.02016
|  | Transmission | Five Year Forecast | Generation (TWh) | Thermal | Gas | CCGT | 2023: 66.1271; 2024: 51.95; 2025: 49.8862; 2026: 44.6321; 2027: 49.822; 2028: 49.9577; 2029: 45.86
|  | Transmission | Five Year Forecast | Generation (TWh) | Thermal | Other Thermal | Fuel Oil | 2023: 0.17807; 2024: 0.069258; 2025: 0.07918; 2026: 0.070725; 2027: 0.001131; 2028: 0.001305; 2029: 0.001131
|  | Transmission | Five Year Forecast | Generation (TWh) | Thermal | Gas | Gas Reciprocating Engines | 2023: 0.001113; 2024: 0.000189; 2025: 0.000738; 2026: 0.000801; 2027: 0.000672; 2028: 0.0027224; 2029: 0.000624
|  | Transmission | Five Year Forecast | Generation (TWh) | Low Carbon | Nuclear | Nuclear - Large | 2023: 42.477; 2024: 43.4306; 2025: 41.533; 2026: 43.4908; 2027: 26.5607; 2028: 26.3104; 2029: 25.6641
|  | Transmission | Five Year Forecast | Generation (TWh) | Low Carbon | Nuclear | Nuclear - SMR | 2023: 0; 2024: 0; 2025: 0; 2026: 0; 2027: 0; 2028: 0; 2029: 0
|  | Transmission | Five Year Forecast | Generation (TWh) | Thermal | Gas | OCGT | 2023: 0.049265; 2024: 0.016403; 2025: 0.14151; 2026: 0.16542; 2027: 0.15096; 2028: 0.19798; 2029: 0.1593
|  | Transmission | Five Year Forecast | Generation (TWh) | Renewable | Waste | Waste | 2023: 0.28037; 2024: 0.39274; 2025: 0.38498; 2026: 0.38045; 2027: 0.6562; 2028: 0.63848; 2029: 1.5857
|  | Distributed | Hydrogen Evolution | Generation (TWh) | Renewable | Biomass | Biomass | 4.8477 | 4.6394 | 4.8376 | 4.2831 | 3.3524 | 2.06 | 2.1954 | 2.2336 | 1.7649 | 1.7173 | 1.5122 | 1.3397 | 1.099 | 0.88737 | 0.055443 | 0.1732 | 0.23212 | 0.36332 | 0.023274 | 0.0073251 | 0.013352 | 0.018006 | 0.0077026 | 0.032047 | 0.047185 | 0.081793 | 0.029973 | 0.025474
|  | Distributed | Hydrogen Evolution | Generation (TWh) | Renewable | Waste | Waste | 11.8763 | 12.0923 | 12.0257 | 11.2941 | 11.3848 | 10.9849 | 10.151 | 9.6641 | 8.0554 | 8.0692 | 8.3895 | 7.7437 | 7.403 | 6.0847 | 2.4859 | 3.4354 | 3.7925 | 4.3503 | 1.8425 | 1.9156 | 1.9637 | 2.1316 | 1.9895 | 2.0474 | 1.9512 | 2.3433 | 1.4876 | 1.3168
|  | Distributed | Hydrogen Evolution | Generation (TWh) | Renewable | Other Renewables | Other Renewables | 8.5026 | 8.3515 | 8.1362 | 7.3765 | 7.0471 | 6.4014 | 5.8201 | 5.2095 | 4.3079 | 4.3062 | 3.9126 | 3.5014 | 3.2966 | 2.4712 | 0.53249 | 0.90934 | 1.0857 | 1.2822 | 0.2957 | 0.38 | 0.39043 | 0.38376 | 0.41352 | 0.46108 | 0.48512 | 0.71175 | 0.54101 | 0.58866
|  | Distributed | Hydrogen Evolution | Generation (TWh) | Thermal | Gas | CCGT | 0.23971 | 0.14509 | 0.18635 | 0.144 | 0.14029 | 0 | 0 | 0 | 0 | 0 | 0 | 0 | 0 | 0 | 0 | 0 | 0 | 0 | 0 | 0 | 0 | 0 | 0 | 0 | 0 | 0 | 0 | 0
|  | Distributed | Hydrogen Evolution | Generation (TWh) | Thermal | Gas | Gas CHP | 0.70697 | 0.77711 | 0.77544 | 0.7759 | 0.77636 | 0.77894 | 0.7671 | 0.75066 | 0.71976 | 0.67273 | 0.63164 | 0.5835 | 0.52372 | 0.4688 | 0.41262 | 0.4037 | 0.37289 | 0.28589 | 0.23009 | 0.16533 | 0.052121 | 0.043495 | 0.041716 | 0.045486 | 0.033459 | 0.022937 | 0.015249 | 0
|  | Distributed | Hydrogen Evolution | Generation (TWh) | Thermal | Gas | Gas Reciprocating Engines | 0 | 0 | 0 | 0 | 0 | 0 | 0.014991 | 0.011183 | 0.025002 | 0.023956 | 0.062136 | 0.062973 | 0.069899 | 0.052497 | 0.044919 | 0.12183 | 0.17386 | 0.066858 | 0.059336 | 0.022514 | 0 | 0 | 0 | 0 | 0 | 0 | 0 | 0
|  | Distributed | Hydrogen Evolution | Generation (TWh) | Thermal | Other Thermal | Diesel | 0.011228 | 0.14281 | 0.033688 | 0.0057458 | 0 | 0 | 0.001453 | 0.0023705 | 0.0019362 | 0 | 0 | 0 | 0 | 0 | 0 | 0 | 0 | 0 | 0 | 0 | 0 | 0 | 0 | 0 | 0 | 0 | 0 | 0
|  | Distributed | Hydrogen Evolution | Generation (TWh) | Thermal | Other Thermal | OCGT | 0.55048 | 0.33319 | 0.42793 | 0.31958 | 0.31136 | 0.35956 | 0.31991 | 0.29068 | 0.32406 | 0.36055 | 0.432 | 0.49996 | 0.49912 | 0 | 0 | 0 | 0 | 0 | 0 | 0 | 0 | 0 | 0 | 0 | 0 | 0 | 0 | 0
|  | Distributed | Hydrogen Evolution | Generation (TWh) | Renewable | Waste | Waste CHP | 1.6593 | 2.1184 | 2.5445 | 2.9195 | 3.3573 | 3.7685 | 4.0804 | 4.3597 | 4.0949 | 4.06 | 4.0589 | 3.9242 | 3.9558 | 3.8046 | 3.5112 | 3.4946 | 3.5656 | 3.5827 | 3.2041 | 3.0762 | 3.0806 | 3.1489 | 3.0801 | 3.0726 | 3.2724 | 3.2933 | 2.9889 | 2.9144
|  | Distributed | Hydrogen Evolution | Generation (TWh) | Renewable | Biomass | Biomass CHP | 0.56359 | 0.5519 | 0.58837 | 0.53219 | 0.42527 | 0.297 | 0.32275 | 0.35622 | 0.28669 | 0.28401 | 0.29306 | 0.26408 | 0.25373 | 0.20821 | 0.014454 | 0.045858 | 0.068843 | 0.10925 | 0.0079114 | 0.0025231 | 0.0052554 | 0.0071634 | 0.0030967 | 0.013004 | 0.019322 | 0.033771 | 0.012477 | 0.010691
|  | Distributed | Electric Engagement | Generation (TWh) | Renewable | Biomass | Biomass | 4.8477 | 4.5956 | 4.7402 | 4.3672 | 3.1902 | 1.8773 | 2.0564 | 2.0909 | 1.7547 | 1.7131 | 1.2735 | 1.0915 | 0.86437 | 0.77994 | 0.57408 | 0.62908 | 0.5829 | 0.52541 | 0.51161 | 0.46432 | 0.37373 | 0.39855 | 0.27215 | 0.25273 | 0.28508 | 0.25117 | 0.25397 | 0.10843
|  | Distributed | Electric Engagement | Generation (TWh) | Renewable | Waste | Waste | 11.8763 | 11.9758 | 11.78 | 11.2322 | 10.9219 | 10.3721 | 9.3407 | 8.5778 | 7.4177 | 7.3891 | 6.9001 | 6.6075 | 6.4363 | 6.2061 | 5.4584 | 5.1168 | 5.2595 | 4.7959 | 4.8761 | 4.8119 | 4.5443 | 4.4689 | 3.7878 | 3.9585 | 3.4269 | 2.8578 | 2.3132 | 2.0404
|  | Distributed | Electric Engagement | Generation (TWh) | Renewable | Other Renewables | Other Renewables | 8.5026 | 8.7168 | 8.6483 | 8.2575 | 7.8705 | 7.2723 | 6.7203 | 6.1444 | 5.2232 | 5.3153 | 4.9154 | 4.5861 | 4.6996 | 4.2861 | 3.7135 | 3.4754 | 3.9348 | 3.2392 | 3.568 | 3.595 | 3.6643 | 3.5851 | 3.0276 | 3.5772 | 3.631 | 3.6713 | 3.4162 | 3.4664
|  | Distributed | Electric Engagement | Generation (TWh) | Thermal | Gas | CCGT | 0.23971 | 0.12097 | 0.1615 | 0.15711 | 0.12619 | 0 | 0 | 0 | 0 | 0 | 0 | 0 | 0 | 0 | 0 | 0 | 0 | 0 | 0 | 0 | 0 | 0 | 0 | 0 | 0 | 0 | 0 | 0
|  | Distributed | Electric Engagement | Generation (TWh) | Thermal | Gas | Gas CHP | 0.70697 | 0.77239 | 0.76603 | 0.76178 | 0.75754 | 0.75535 | 0.73887 | 0.72377 | 0.67963 | 0.63357 | 0.58026 | 0.52469 | 0.46627 | 0.40521 | 0.35069 | 0.30074 | 0.25605 | 0.24132 | 0.19358 | 0.16092 | 0.12735 | 0.10237 | 0.06565 | 0 | 0 | 0 | 0 | 0
|  | Distributed | Electric Engagement | Generation (TWh) | Thermal | Gas | Gas Reciprocating Engines | 0 | 0 | 0 | 0 | 0 | 0.0074098 | 0.0008958 | 0 | 0.011265 | 0.0096144 | 0.0075505 | 0.0084928 | 0 | 0.0022401 | 0 | 0.0044503 | 0.0068892 | 0.06983 | 0.012688 | 0.0021147 | 0 | 0 | 0 | 0 | 0 | 0 | 0 | 0
|  | Distributed | Electric Engagement | Generation (TWh) | Thermal | Other Thermal | Diesel | 0.011228 | 0.12448 | 0.030714 | 0.0021102 | 0 | 0.0063723 | 0.001453 | 0 | 0.0022125 | 0 | 0 | 0 | 0 | 0 | 0 | 0 | 0 | 0 | 0 | 0 | 0 | 0 | 0 | 0 | 0 | 0 | 0 | 0
|  | Distributed | Electric Engagement | Generation (TWh) | Thermal | Other Thermal | OCGT | 0.55048 | 0.27779 | 0.37086 | 0.34869 | 0.28006 | 0.39729 | 0.28202 | 0.28813 | 0.61942 | 0.68682 | 0.6557 | 0.59408 | 0.57469 | 0 | 0 | 0 | 0 | 0 | 0 | 0 | 0 | 0 | 0 | 0 | 0 | 0 | 0 | 0
|  | Distributed | Electric Engagement | Generation (TWh) | Renewable | Waste | Waste CHP | 1.6593 | 2.1382 | 2.63 | 3.1405 | 3.6668 | 4.1284 | 4.4558 | 4.7506 | 4.5954 | 4.6569 | 4.6324 | 4.6005 | 4.6896 | 4.7262 | 4.6735 | 4.6843 | 4.7965 | 4.6999 | 4.6908 | 4.7117 | 4.6772 | 4.7298 | 4.6498 | 4.7185 | 4.7592 | 4.7984 | 4.7682 | 4.7298
|  | Distributed | Electric Engagement | Generation (TWh) | Renewable | Biomass | Biomass CHP | 0.56359 | 0.5585 | 0.60101 | 0.57669 | 0.43803 | 0.30244 | 0.34318 | 0.39111 | 0.3392 | 0.34185 | 0.30632 | 0.27049 | 0.25885 | 0.24024 | 0.2026 | 0.22803 | 0.24497 | 0.22648 | 0.26019 | 0.24236 | 0.23511 | 0.25704 | 0.21839 | 0.13176 | 0.24073 | 0.21783 | 0.22612 | 0.09907
|  | Distributed | Holistic Transition | Generation (TWh) | Renewable | Biomass | Biomass | 4.8477 | 4.5379 | 4.5049 | 4.093 | 3.2028 | 2.0817 | 2.2272 | 1.597 | 1.4989 | 1.434 | 1.0392 | 1.0194 | 0.77443 | 0.73607 | 0.50705 | 0.70914 | 0.64233 | 0.65998 | 0.58203 | 0.48843 | 0.42278 | 0.42494 | 0.35372 | 0.32358 | 0.33707 | 0.3502 | 0.31505 | 0.17421
|  | Distributed | Holistic Transition | Generation (TWh) | Renewable | Waste | Waste | 11.8763 | 11.8085 | 11.2159 | 10.4012 | 10.0887 | 8.3915 | 7.7685 | 6.6826 | 6.1608 | 6.0062 | 5.0696 | 4.8768 | 4.7587 | 4.667 | 3.639 | 3.9637 | 4.2634 | 4.305 | 4.4272 | 3.9152 | 3.7291 | 3.6081 | 3.4867 | 3.1278 | 2.9017 | 2.3965 | 1.9628 | 1.8067
|  | Distributed | Holistic Transition | Generation (TWh) | Renewable | Other Renewables | Other Renewables | 8.5026 | 8.6642 | 8.2499 | 7.6286 | 7.1375 | 5.7443 | 5.4028 | 4.5337 | 4.1118 | 3.9729 | 3.3846 | 3.3346 | 3.0825 | 3.1276 | 2.257 | 2.8262 | 3.0023 | 3.1818 | 3.2247 | 2.9023 | 2.8721 | 2.8056 | 2.9877 | 2.8538 | 3.0656 | 3.1782 | 2.9819 | 2.947
|  | Distributed | Holistic Transition | Generation (TWh) | Thermal | Gas | CCGT | 0.23971 | 0.10638 | 0.14932 | 0.14938 | 0.1381 | 0.15608 | 0.10697 | 0 | 0 | 0 | 0 | 0 | 0 | 0 | 0 | 0 | 0 | 0 | 0 | 0 | 0 | 0 | 0 | 0 | 0 | 0 | 0 | 0
|  | Distributed | Holistic Transition | Generation (TWh) | Thermal | Gas | Gas CHP | 0.70697 | 0.75066 | 0.73583 | 0.72305 | 0.70808 | 0.69501 | 0.67815 | 0.63416 | 0.58684 | 0.51964 | 0.43427 | 0.31035 | 0 | 0 | 0 | 0 | 0 | 0 | 0 | 0 | 0 | 0 | 0 | 0 | 0 | 0 | 0 | 0
|  | Distributed | Holistic Transition | Generation (TWh) | Thermal | Gas | Gas Reciprocating Engines | 0 | 0 | 0 | 0 | 0 | 0.0038902 | 0 | 0 | 0.046025 | 0.020484 | 0.0099014 | 0.004858 | 0 | 0 | 0 | 0 | 0 | 0 | 0 | 0 | 0 | 0 | 0 | 0 | 0 | 0 | 0 | 0
|  | Distributed | Holistic Transition | Generation (TWh) | Thermal | Other Thermal | Diesel | 0.011228 | 0.048053 | 0.0082953 | 0 | 0 | 0 | 0 | 0 | 0 | 0 | 0 | 0 | 0 | 0 | 0 | 0 | 0 | 0 | 0 | 0 | 0 | 0 | 0 | 0 | 0 | 0 | 0 | 0
|  | Distributed | Holistic Transition | Generation (TWh) | Thermal | Other Thermal | OCGT | 0.55048 | 0.2197 | 0.30836 | 0.29698 | 0.27456 | 0.2983 | 0.20444 | 0 | 0 | 0 | 0 | 0 | 0 | 0 | 0 | 0 | 0 | 0 | 0 | 0 | 0 | 0 | 0 | 0 | 0 | 0 | 0 | 0
|  | Distributed | Holistic Transition | Generation (TWh) | Renewable | Waste | Waste CHP | 1.6593 | 2.1352 | 2.6018 | 3.0707 | 3.6022 | 3.8861 | 4.2202 | 4.4626 | 4.4601 | 4.4305 | 4.3507 | 4.3155 | 4.3992 | 4.499 | 4.3654 | 4.4853 | 4.5901 | 4.6088 | 4.6099 | 4.5478 | 4.509 | 4.5511 | 4.5596 | 4.5753 | 4.6112 | 4.6781 | 4.659 | 4.6535
|  | Distributed | Holistic Transition | Generation (TWh) | Renewable | Biomass | Biomass CHP | 0.56359 | 0.55339 | 0.57497 | 0.54564 | 0.44514 | 0.34032 | 0.37804 | 0.30449 | 0.29592 | 0.29281 | 0.25622 | 0.25939 | 0.23848 | 0.23349 | 0.18454 | 0.26543 | 0.27909 | 0.29448 | 0.30673 | 0.26444 | 0.27613 | 0.2848 | 0.29519 | 0.27728 | 0.29643 | 0.31648 | 0.29244 | 0.16603
|  | Distributed | Counterfactual | Generation (TWh) | Renewable | Biomass | Biomass | 4.8477 | 2.1927 | 2.169 | 1.8213 | 0.67853 | 0.22349 | 0.12577 | 0.048813 | 0.2545 | 0.19185 | 0.15283 | 0.12484 | 0.10862 | 0.073746 | 0.091237 | 0.10341 | 0.1188 | 0.053567 | 0.052811 | 0.052432 | 0.10093 | 0.080086 | 0.067289 | 0.068721 | 0.038204 | 0.068868 | 0.071215 | 0.010605
|  | Distributed | Counterfactual | Generation (TWh) | Renewable | Waste | Waste | 11.8763 | 12.265 | 12.4244 | 12.5435 | 12.7241 | 12.5275 | 12.1817 | 12.025 | 11.8707 | 10.9955 | 10.443 | 10.0084 | 9.2382 | 7.1185 | 7.6495 | 6.7942 | 6.9629 | 6.8244 | 6.3019 | 6.0596 | 6.6311 | 6.3793 | 6.2337 | 5.9264 | 5.697 | 5.5336 | 4.9536 | 4.6259
|  | Distributed | Counterfactual | Generation (TWh) | Renewable | Other Renewables | Other Renewables | 8.5026 | 8.1242 | 7.8382 | 7.6411 | 7.1337 | 6.5897 | 5.944 | 5.6266 | 5.0177 | 4.1156 | 3.5845 | 3.0332 | 2.5083 | 1.4229 | 1.392 | 1.3277 | 1.2693 | 1.2125 | 1.0972 | 1.0203 | 1.0184 | 0.96078 | 0.96137 | 0.93159 | 0.89727 | 0.92784 | 0.84202 | 0.86276
|  | Distributed | Counterfactual | Generation (TWh) | Thermal | Gas | CCGT | 0.23971 | 0.11193 | 0.099578 | 0.081029 | 0.060231 | 0.044787 | 0.023025 | 0 | 0 | 0 | 0 | 0 | 0 | 0 | 0 | 0 | 0 | 0 | 0 | 0 | 0 | 0 | 0 | 0 | 0 | 0 | 0 | 0
|  | Distributed | Counterfactual | Generation (TWh) | Thermal | Gas | Gas CHP | 0.70697 | 0.78984 | 0.79207 | 0.79646 | 0.80085 | 0.80305 | 0.79835 | 0.81179 | 0.86461 | 0.81395 | 0.84157 | 0.90548 | 0.89629 | 0.94159 | 0.90855 | 0.93647 | 0.95191 | 0.89999 | 0.94956 | 0.95336 | 0.94998 | 0.98506 | 0.93549 | 0.90811 | 0.8331 | 0.87368 | 0.81763 | 0.74186
|  | Distributed | Counterfactual | Generation (TWh) | Thermal | Gas | Gas Reciprocating Engines | 0 | 0.0028881 | 0.012198 | 0.0072603 | 0.0063534 | 0.016958 | 0.010745 | 0.1686 | 0.39917 | 0.19296 | 0.37781 | 0.56566 | 0.6776 | 0.68403 | 0.78526 | 1.0087 | 0.96691 | 1.0237 | 1.2711 | 1.3714 | 1.2183 | 1.3919 | 1.2481 | 1.0675 | 0.85195 | 1.1664 | 0.69436 | 0.72577
|  | Distributed | Counterfactual | Generation (TWh) | Thermal | Other Thermal | Diesel | 0.011228 | 0 | 0 | 0 | 0 | 0 | 0 | 0 | 0 | 0 | 0 | 0 | 0 | 0 | 0 | 0 | 0 | 0 | 0 | 0 | 0 | 0 | 0 | 0 | 0 | 0 | 0 | 0
|  | Distributed | Counterfactual | Generation (TWh) | Thermal | Other Thermal | OCGT | 0.55048 | 0.69219 | 0.73896 | 0.77686 | 0.76995 | 0.88666 | 0.91167 | 1.1257 | 2.0792 | 1.7525 | 1.6106 | 1.504 | 1.3627 | 1.3747 | 2.0584 | 2.2011 | 1.8699 | 1.7458 | 1.9109 | 1.6615 | 1.5422 | 1.6111 | 1.5517 | 1.5257 | 1.394 | 1.358 | 1.1603 | 1.2843
|  | Distributed | Counterfactual | Generation (TWh) | Renewable | Waste | Waste CHP | 1.6593 | 2.2206 | 2.7083 | 3.1264 | 3.4998 | 3.805 | 4.0417 | 4.2574 | 4.3967 | 4.3716 | 4.3787 | 4.4584 | 4.4977 | 4.467 | 4.5678 | 4.5808 | 4.5095 | 4.477 | 4.3597 | 4.3149 | 4.3809 | 4.2973 | 4.2097 | 4.1579 | 4.1114 | 4.0774 | 3.9641 | 3.9187
|  | Distributed | Counterfactual | Generation (TWh) | Renewable | Biomass | Biomass CHP | 0.56359 | 0.26663 | 0.2726 | 0.23676 | 0.091306 | 0.031163 | 0.018191 | 0.0073145 | 0.039462 | 0.030746 | 0.025289 | 0.021307 | 0.019105 | 0.013355 | 0.016997 | 0.019804 | 0.023369 | 0.010816 | 0.010938 | 0.011133 | 0.021956 | 0.017839 | 0.015338 | 0.016023 | 0.0091065 | 0.016774 | 0.017717 | 0.0026934
|  | Distributed | Five Year Forecast | Generation (TWh) | Renewable | Biomass | Biomass | 2023: 4.8477; 2024: 4.6291; 2025: 4.8406; 2026: 4.3177; 2027: 3.3243; 2028: 2.0429; 2029: 2.1876
|  | Distributed | Five Year Forecast | Generation (TWh) | Renewable | Waste | Waste | 2023: 11.8763; 2024: 12.1006; 2025: 11.9113; 2026: 11.4046; 2027: 11.2798; 2028: 10.8752; 2029: 10.0841
|  | Distributed | Five Year Forecast | Generation (TWh) | Renewable | Other Renewables | Other Renewables | 2023: 8.5026; 2024: 8.3899; 2025: 8.148; 2026: 7.3973; 2027: 7.0747; 2028: 6.4828; 2029: 5.8923
|  | Distributed | Five Year Forecast | Generation (TWh) | Thermal | Gas | CCGT | 2023: 0.23971; 2024: 0.14801; 2025: 0.18861; 2026: 0.15008; 2027: 0.14481; 2028: 0; 2029: 0
|  | Distributed | Five Year Forecast | Generation (TWh) | Thermal | Gas | Gas CHP | 2023: 0.70697; 2024: 0.77711; 2025: 0.77544; 2026: 0.7759; 2027: 0.77636; 2028: 0.77894; 2029: 0.7671
|  | Distributed | Five Year Forecast | Generation (TWh) | Thermal | Gas | Gas Reciprocating Engines | 2023: 0; 2024: 0; 2025: 0; 2026: 0; 2027: 0; 2028: 0.0027124; 2029: 0
|  | Distributed | Five Year Forecast | Generation (TWh) | Thermal | Other Thermal | Diesel | 2023: 0.011228; 2024: 0.13408; 2025: 0.047396; 2026: 0; 2027: 0.0040842; 2028: 0.003582; 2029: 0.0015602
|  | Distributed | Five Year Forecast | Generation (TWh) | Thermal | Other Thermal | OCGT | 2023: 0.55048; 2024: 0.33989; 2025: 0.43312; 2026: 0.33308; 2027: 0.32139; 2028: 0.37404; 2029: 0.33053
|  | Distributed | Five Year Forecast | Generation (TWh) | Renewable | Waste | Waste CHP | 2023: 1.6593; 2024: 2.126; 2025: 2.5449; 2026: 2.9305; 2027: 3.3556; 2028: 3.767; 2029: 4.0982
|  | Distributed | Five Year Forecast | Generation (TWh) | Renewable | Biomass | Biomass CHP | 2023: 0.56359; 2024: 0.55068; 2025: 0.58874; 2026: 0.5365; 2027: 0.4217; 2028: 0.29454; 2029: 0.32161
|  | Both | Electric Engagement | Consumption (TWh) | Negative emissions | DACCS | DACCS | 0 | 0 | 0 | 0 | 0 | 0 | 0 | 0 | 0 | 0 | 0 | 0 | 0 | 0 | 0 | 0 | 0 | 0.58 | 2.06 | 2.94 | 5.72 | 8.5 | 9.64 | 10.42 | 12.76 | 15.18 | 17.52 | 20.48
|  | Both | Holistic Transition | Consumption (TWh) | Negative emissions | DACCS | DACCS | 0 | 0 | 0 | 0 | 0 | 0 | 0 | 0 | 0 | 0 | 0 | 0 | 0 | 0 | 0 | 0 | 0 | 0.6564 | 2.5093 | 6.487 | 10.8596 | 13.9573 | 17.1212 | 20.1636 | 22.7704 | 24.471 | 27.5381 | 30.2948
|  | Both | Hydrogen Evolution | Consumption (TWh) | Negative emissions | DACCS | DACCS | 0 | 0 | 0 | 0 | 0 | 0 | 0 | 0 | 0 | 0 | 0 | 0 | 0 | 0 | 0 | 0 | 0 | 0.4492 | 1.4637 | 2.227 | 3.6095 | 5.3109 | 6.2664 | 7.2189 | 7.8389 | 8.9831 | 9.4694 | 10.4989
|  | Both | Counterfactual | Consumption (TWh) | Negative emissions | DACCS | DACCS | 0 | 0 | 0 | 0 | 0 | 0 | 0 | 0 | 0 | 0 | 0 | 0 | 0 | 0 | 0 | 0 | 0 | 0 | 0 | 0 | 0 | 0 | 0 | 0 | 0 | 0 | 0 | 0
|  | Both | Five Year Forecast | Consumption (TWh) | Negative emissions | DACCS | DACCS | 2023: 0; 2024: 0; 2025: 0; 2026: 0; 2027: 0; 2028: 0; 2029: 0
|  | Both | Electric Engagement | Curtailment including DACCS (TWh) | Renewables including negative emissions | DACCS | DACCS | 0 | 0.05 | 0.15 | 0.46 | 0.92 | 1.36 | 4.68 | 17.4 | 29.23 | 26.64 | 29.3 | 37.76 | 42.5 | 50.36 | 58.78 | 62.33 | 59.27 | 63.9 | 58.29 | 54.22 | 45.92 | 42.06 | 41.04 | 39.68 | 36.69 | 32.35 | 33.62 | 30.64
|  | Both | Holistic Transition | Curtailment including DACCS (TWh) | Renewables including negative emissions | DACCS | DACCS | 0 | 0.15 | 0.71 | 2.13 | 2.47 | 8.33 | 16.04 | 31.4 | 25.91 | 29.27 | 43.24 | 48.22 | 58.37 | 59.04 | 65.82 | 62.86 | 64.12 | 63.6 | 55.96 | 53.29 | 43.65 | 36.92 | 33.84 | 30.03 | 21.58 | 18.79 | 13.18 | 12.61
|  | Both | Hydrogen Evolution | Curtailment including DACCS (TWh) | Renewables including negative emissions | DACCS | DACCS | 0 | 0.02 | 0.05 | 0.74 | 0.78 | 1.2 | 3.42 | 9.87 | 22.82 | 21.55 | 15.11 | 24.45 | 23.04 | 28.3 | 33.4 | 38.67 | 35.91 | 33.19 | 27.78 | 22.51 | 18.16 | 14.86 | 8.85 | 3.05 | 1.54 | 1.58 | 0 | 0
|  | Both | Counterfactual | Curtailment including DACCS (TWh) | Renewables including negative emissions | DACCS | DACCS | 0 | 0 | 0 | 0.02 | 0.08 | 0.4 | 0.94 | 2.06 | 3.99 | 10.83 | 13.4 | 18.77 | 28.89 | 32.36 | 36.17 | 46.1 | 51.62 | 47.9 | 48.18 | 46.45 | 44.34 | 45.55 | 44.15 | 40.31 | 38.27 | 35.79 | 33.27 | 31.32
|  | Both | Five Year Forecast | Curtailment including DACCS (TWh) | Renewables including negative emissions | DACCS | DACCS | 2023: 0; 2024: 0.02; 2025: 0.06; 2026: 0.56; 2027: 0.57; 2028: 1.01; 2029: 2.86
|  | Both | Electric Engagement | Demand (MW) | Demand | Demand (MW) - Excluding Electrolysis |  | 51098.2787 | 50852.4933 | 51245.7048 | 51895.3503 | 52872.2851 | 54317.2686 | 56069.7892 | 58171.1503 | 60689.0535 | 63579.0942 | 66799.1118 | 70193.7266 | 73694.8631 | 78268.4025 | 82941.1069 | 87542.5068 | 91911.9418 | 95894.8504 | 99468.0359 | 102605.4475 | 105275.6015 | 107588.1731 | 109423.5088 | 110950.0491 | 112323.6308 | 113412.6297 | 114450.0234 | 115493.3119
|  | Both | Holistic Transition | Demand (MW) | Demand | Demand (MW) - Excluding Electrolysis |  | 51098.2787 | 50278.4644 | 50483.7896 | 51007.3212 | 51843.659 | 52876.6729 | 54103.1352 | 55428.9522 | 57402.5499 | 59778.1256 | 62484.9508 | 65335.7556 | 68257.775 | 71727.209 | 75367.9579 | 78988.9098 | 82588.3603 | 85796.0904 | 88615.0926 | 91149.0285 | 93445.6576 | 95484.9866 | 97199.0425 | 98621.7926 | 99886.9081 | 100879.8672 | 101508.9823 | 102081.0171
|  | Both | Hydrogen Evolution | Demand (MW) | Demand | Demand (MW) - Excluding Electrolysis |  | 51098.2787 | 51362.5696 | 51979.3581 | 52627.3776 | 53681.7974 | 54955.2516 | 56513.0952 | 58343.928 | 60485.626 | 62802.6418 | 65391.9021 | 67875.9278 | 70296.1497 | 73136.4308 | 76140.8433 | 79258.754 | 82211.7657 | 85132.4295 | 87944.6015 | 90410.6304 | 92696.7541 | 94528.4569 | 96049.228 | 97326.8413 | 98409.6126 | 99341.509 | 100241.6364 | 101113.3893
|  | Both | Counterfactual | Demand (MW) | Demand | Demand (MW) - Excluding Electrolysis |  | 51098.2787 | 52091.9561 | 52759.0226 | 53378.1894 | 54217.0288 | 55174.0681 | 56360.1506 | 57660.2935 | 58956.9565 | 60424.138 | 62017.4475 | 63587.4804 | 65077.71 | 66820.1762 | 68837.0512 | 70907.2012 | 73144.5044 | 75499.6013 | 78083.4086 | 80639.6385 | 83184.782 | 85724.5749 | 88387.262 | 91101.7071 | 93609.7863 | 96262.2577 | 99008.2406 | 101806.6909
|  | Both | Five Year Forecast | Demand (MW) | Demand | Demand (MW) - Excluding Electrolysis |  | 2023: 51098.2787; 2024: 51235.3043; 2025: 51907.8368; 2026: 52639.5384; 2027: 53690.7889; 2028: 54859.9987; 2029: 56293.6655
|  | Both | Electric Engagement | CO2 Intensity of Generation (gCO2/kWh) | CO2 | CO2 |  | 133.3502 | 139.2163 | 119.8489 | 114.4435 | 115.952 | 112.7589 | 90.3356 | 73.1315 | 42.9454 | 29.3672 | 12.2923 | -8.8068 | -10.6931 | -13.2928 | -15.4549 | -20.8931 | -17.9461 | -31.719 | -31.8646 | -31.1741 | -32.815 | -33.2206 | -36.9067 | -36.1483 | -36.4138 | -35.9351 | -35.9463 | -35.9422
|  | Both | Holistic Transition | CO2 Intensity of Generation (gCO2/kWh) | CO2 | CO2 |  | 133.3502 | 136.643 | 113.0052 | 103.6812 | 107.287 | 88.3293 | 71.1846 | 41.4885 | 23.394 | 9.9149 | -5.336 | -14.169 | -17.4664 | -22.0593 | -34.9113 | -33.9851 | -32.3438 | -30.7274 | -29.7435 | -29.3634 | -29.2122 | -28.7675 | -28.1552 | -27.4031 | -27.5385 | -27.7503 | -27.7301 | -28.3309
|  | Both | Hydrogen Evolution | CO2 Intensity of Generation (gCO2/kWh) | CO2 | CO2 |  | 133.3502 | 143.7472 | 125.5764 | 109.6574 | 119.3014 | 112.2274 | 90.2727 | 77.7111 | 43.7525 | 41.4265 | 38.91 | 9.2135 | -1.3679 | -21.4861 | -26.1182 | -22.0493 | -22.0839 | -22.1271 | -27.924 | -23.9733 | -23.7224 | -25.0307 | -24.088 | -24.2456 | -25.1721 | -26.202 | -34.8882 | -37.3033
|  | Both | Counterfactual | CO2 Intensity of Generation (gCO2/kWh) | CO2 | CO2 |  | 133.3502 | 171.4913 | 165.2992 | 164.016 | 167.4334 | 159.0821 | 137.6843 | 134.3463 | 117.9404 | 95.6907 | 93.3246 | 84.6016 | 68.7332 | 45.0793 | 48.5912 | 46.387 | 43.0631 | 41.1054 | 41.4522 | 40.9583 | 35.4973 | 36.2202 | 33.8517 | 30.7053 | 29.2866 | 22.3321 | 20.6793 | 20.9215
|  | Both | Five Year Forecast | CO2 Intensity of Generation (gCO2/kWh) | CO2 | CO2 |  | 2023: 133.3502; 2024: 159.1185; 2025: 140.0049; 2026: 118.517; 2027: 121.5498; 2028: 114.6605; 2029: 92.6525
|  | Both | Electric Engagement | CO2 Intensity of Generation excluding BECCS (gCO2/kWh) | CO2 | CO2 |  | 133.3502 | 139.2163 | 119.8489 | 114.4435 | 115.952 | 112.7589 | 90.3356 | 73.1315 | 54.1592 | 50.28 | 41.5216 | 27.6526 | 23.7669 | 18.7437 | 14.8509 | 13.5953 | 14.6981 | 12.9849 | 11.3263 | 10.6354 | 8.1077 | 7.5815 | 7.1037 | 7.0236 | 6.5881 | 6.4764 | 5.9716 | 5.7869
|  | Both | Holistic Transition | CO2 Intensity of Generation excluding BECCS (gCO2/kWh) | CO2 | CO2 |  | 133.3502 | 136.643 | 113.0052 | 103.6812 | 107.287 | 88.3293 | 71.1846 | 52.648 | 44.4378 | 39.7299 | 31.259 | 20.6695 | 15.0922 | 9.7009 | 7.7367 | 8.4009 | 8.4121 | 8.3745 | 8.3413 | 7.535 | 7.1965 | 6.9185 | 6.9697 | 6.5772 | 6.5468 | 6.3255 | 5.955 | 5.7677
|  | Both | Hydrogen Evolution | CO2 Intensity of Generation excluding BECCS (gCO2/kWh) | CO2 | CO2 |  | 133.3502 | 143.7472 | 125.5764 | 109.6574 | 119.3014 | 112.2274 | 90.2727 | 77.7111 | 55.2611 | 52.7666 | 49.4049 | 28.4079 | 26.3928 | 22.7382 | 21.3235 | 22.7361 | 21.4491 | 19.8361 | 15.8256 | 16.678 | 17.0576 | 15.7755 | 16.2226 | 15.8521 | 14.496 | 12.8599 | 6.285 | 5.2354
|  | Both | Counterfactual | CO2 Intensity of Generation excluding BECCS (gCO2/kWh) | CO2 | CO2 |  | 133.3502 | 171.4913 | 165.2992 | 164.016 | 167.4334 | 159.0821 | 137.6843 | 134.3463 | 117.9404 | 95.6907 | 93.3246 | 84.6016 | 68.7332 | 62.1137 | 65.6309 | 62.8303 | 58.5193 | 55.4232 | 54.628 | 53.7912 | 49.8669 | 48.9899 | 47.801 | 44.6847 | 42.5521 | 41.9039 | 37.7357 | 38.2364
|  | Both | Five Year Forecast | CO2 Intensity of Generation excluding BECCS (gCO2/kWh) | CO2 | CO2 |  | 2023: 133.3502; 2024: 159.1185; 2025: 140.0049; 2026: 118.517; 2027: 121.5498; 2028: 114.6605; 2029: 92.6525
|  | Distributed - Micro | Counterfactual | Capacity (MW) | Storage | Storage | Battery | 90.1 | 103.5 | 117.2 | 132 | 148.8 | 167.2 | 187 | 208.8 | 233.2 | 258.7 | 285.9 | 314.3 | 344.3 | 375.7 | 408.6 | 443.1 | 479.5 | 517.7 | 556.7 | 597.6 | 640.1 | 684.8 | 729.7 | 776.2 | 825 | 874.5 | 925.4 | 977.9
|  | Distributed - Micro | Counterfactual | Capacity (MW) | Renewable | Hydro | Hydro | 196.7 | 196.7 | 196.7 | 196.7 | 196.7 | 196.7 | 196.7 | 196.7 | 196.7 | 196.7 | 196.7 | 196.7 | 196.7 | 196.7 | 196.7 | 196.7 | 196.7 | 196.7 | 196.7 | 196.7 | 196.7 | 196.7 | 196.7 | 196.7 | 196.7 | 196.7 | 196.7 | 196.7
|  | Distributed - Micro | Counterfactual | Capacity (MW) | Renewable | Onshore Wind | Onshore Wind | 564.3 | 567.9 | 571.4 | 575 | 578.5 | 582.1 | 585.7 | 589.2 | 592.8 | 596.4 | 599.9 | 603.5 | 607 | 610.6 | 614.2 | 617.7 | 621.3 | 624.8 | 628.4 | 632 | 635.5 | 639.1 | 642.7 | 646.2 | 649.8 | 653.3 | 656.9 | 660.5
|  | Distributed - Micro | Counterfactual | Capacity (MW) | Renewable | Solar | Solar PV | 6111 | 6527.7 | 6944.3 | 7361 | 7777.7 | 8194.3 | 8611 | 9027.7 | 9444.3 | 9861 | 10277.7 | 10694.3 | 11111 | 11527.7 | 11944.3 | 12361 | 12777.7 | 13194.3 | 13611 | 14027.7 | 14444.3 | 14861 | 15277.7 | 15694.3 | 16111 | 16527.7 | 16944.3 | 17361
|  | Distributed - Micro | Electric Engagement | Capacity (MW) | Storage | Storage | Battery | 90.1 | 131.3 | 190.7 | 273 | 370.2 | 482.7 | 609.9 | 752.2 | 913.2 | 1093 | 1288.9 | 1501 | 1729.4 | 1974.4 | 2237.3 | 2514.3 | 2807.4 | 3120.8 | 3452.7 | 3801.5 | 4167.9 | 4550.3 | 4949.5 | 5365.5 | 5798.3 | 6247.9 | 6714.2 | 7197.4
|  | Distributed - Micro | Electric Engagement | Capacity (MW) | Renewable | Hydro | Hydro | 196.7 | 196.7 | 196.7 | 196.7 | 196.7 | 196.7 | 196.7 | 196.7 | 196.7 | 196.7 | 196.7 | 196.7 | 196.7 | 196.7 | 196.7 | 196.7 | 196.7 | 196.7 | 196.7 | 196.7 | 196.7 | 196.7 | 196.7 | 196.7 | 196.7 | 196.7 | 196.7 | 196.7
|  | Distributed - Micro | Electric Engagement | Capacity (MW) | Renewable | Onshore Wind | Onshore Wind | 564.3 | 593.3 | 622.3 | 651.3 | 680.2 | 709.2 | 738.2 | 767.2 | 796.2 | 825.2 | 854.2 | 883.1 | 912.1 | 941.1 | 970.1 | 999.1 | 1028.1 | 1057 | 1086 | 1115 | 1144 | 1173 | 1202 | 1231 | 1259.9 | 1288.9 | 1317.9 | 1346.9
|  | Distributed - Micro | Electric Engagement | Capacity (MW) | Renewable | Solar | Solar PV | 6111 | 7126 | 8141 | 9156 | 10171 | 11186 | 12201 | 13216 | 14231 | 15246 | 16261 | 17276 | 18291 | 19306 | 20321 | 21336 | 22351 | 23366 | 24381 | 25396 | 26411 | 27426 | 28441 | 29456 | 30471 | 31486 | 32501 | 33516
|  | Distributed - Micro | Five Year Forecast | Capacity (MW) | Storage | Storage | Battery | 2023: 90.1; 2024: 106.1; 2025: 124.9; 2026: 147.9; 2027: 175.8; 2028: 208.1; 2029: 244.1
|  | Distributed - Micro | Five Year Forecast | Capacity (MW) | Renewable | Hydro | Hydro | 2023: 196.7; 2024: 196.7; 2025: 196.7; 2026: 196.7; 2027: 196.7; 2028: 196.7; 2029: 196.7
|  | Distributed - Micro | Five Year Forecast | Capacity (MW) | Renewable | Onshore Wind | Onshore Wind | 2023: 564.3; 2024: 570.5; 2025: 574.5; 2026: 578.6; 2027: 582.7; 2028: 587.8; 2029: 593
|  | Distributed - Micro | Five Year Forecast | Capacity (MW) | Renewable | Solar | Solar PV | 2023: 6111; 2024: 6723.6; 2025: 7336.2; 2026: 7948.8; 2027: 8561.4; 2028: 9174; 2029: 9786.6
|  | Distributed - Micro | Holistic Transition | Capacity (MW) | Storage | Storage | Battery | 90.1 | 138.1 | 207.5 | 303.4 | 417.1 | 548.1 | 696.5 | 862.5 | 1050.3 | 1260 | 1488.6 | 1736.1 | 2002.5 | 2287.8 | 2592 | 2915.1 | 3257.1 | 3621.5 | 4008.8 | 4416.2 | 4843.3 | 5289.9 | 5755.6 | 6241.7 | 6747.5 | 7272 | 7816.9 | 8381.6
|  | Distributed - Micro | Holistic Transition | Capacity (MW) | Renewable | Hydro | Hydro | 196.7 | 196.7 | 196.7 | 196.7 | 196.7 | 196.7 | 196.7 | 196.7 | 196.7 | 196.7 | 196.7 | 196.7 | 196.7 | 196.7 | 196.7 | 196.7 | 196.7 | 196.7 | 196.7 | 196.7 | 196.7 | 196.7 | 196.7 | 196.7 | 196.7 | 196.7 | 196.7 | 196.7
|  | Distributed - Micro | Holistic Transition | Capacity (MW) | Renewable | Onshore Wind | Onshore Wind | 564.3 | 582.7 | 601.1 | 619.5 | 638 | 656.4 | 674.8 | 693.2 | 711.6 | 730 | 748.4 | 766.9 | 785.3 | 803.7 | 822.1 | 840.5 | 858.9 | 877.3 | 895.8 | 914.2 | 932.6 | 951 | 969.4 | 987.8 | 1006.2 | 1024.7 | 1043.1 | 1061.5
|  | Distributed - Micro | Holistic Transition | Capacity (MW) | Renewable | Solar | Solar PV | 6111 | 7431.3704 | 8751.7407 | 10072.1111 | 11392.4815 | 12712.8518 | 14033.2222 | 15353.5926 | 16673.963 | 17994.3333 | 19314.7037 | 20635.0741 | 21955.4444 | 23275.8148 | 24596.1852 | 25916.5556 | 27236.9259 | 28557.2963 | 29877.6667 | 31198.037 | 32518.4074 | 33838.7778 | 35159.1482 | 36479.5185 | 37799.8889 | 39120.2593 | 40440.6296 | 41761
|  | Distributed - Micro | Hydrogen Evolution | Capacity (MW) | Storage | Storage | Battery | 90.1 | 106.1 | 124.9 | 147.9 | 175.8 | 208.1 | 244.1 | 283.6 | 327.6 | 376.2 | 428.7 | 485.1 | 545.5 | 609.9 | 678.1 | 750.1 | 826 | 905.8 | 989.5 | 1077.2 | 1168.7 | 1264.1 | 1363.4 | 1466.7 | 1573.8 | 1684.8 | 1799.7 | 1918.5
|  | Distributed - Micro | Hydrogen Evolution | Capacity (MW) | Renewable | Hydro | Hydro | 196.7 | 196.7 | 196.7 | 196.7 | 196.7 | 196.7 | 196.7 | 196.7 | 196.7 | 196.7 | 196.7 | 196.7 | 196.7 | 196.7 | 196.7 | 196.7 | 196.7 | 196.7 | 196.7 | 196.7 | 196.7 | 196.7 | 196.7 | 196.7 | 196.7 | 196.7 | 196.7 | 196.7
|  | Distributed - Micro | Hydrogen Evolution | Capacity (MW) | Renewable | Onshore Wind | Onshore Wind | 564.3 | 570.5 | 574.5 | 578.6 | 582.7 | 587.8 | 593 | 598.1 | 603.2 | 608.3 | 613.4 | 618.5 | 623.6 | 629.8 | 635.9 | 642.1 | 648.2 | 654.3 | 661.5 | 668.7 | 675.8 | 683 | 690.1 | 698.3 | 706.5 | 714.7 | 722.9 | 731.1
|  | Distributed - Micro | Hydrogen Evolution | Capacity (MW) | Renewable | Solar | Solar PV | 6111 | 6723.6 | 7336.2 | 7948.8 | 8561.4 | 9174 | 9786.6 | 10399.1 | 11011.7 | 11624.3 | 12236.9 | 12849.5 | 13462.1 | 14074.7 | 14687.3 | 15299.9 | 15912.5 | 16525.1 | 17137.7 | 17750.3 | 18362.9 | 18975.4 | 19588 | 20200.6 | 20813.2 | 21425.8 | 22038.4 | 22651
16442520
16442.52
16.4425

## ES2
ES2: European electricity supply data table
Return to: Main Menu
Return to: Chapter contents
Notes: | This data sets out our electricity installed capacity and annual demand assumptions for European countries as included in our pan-European dispatch model.
We worked with Energy Exemplar and Baringa to develop the two European scenarios. This included the co-creation of a set of modelling assumptions to align with the FES framework.
Where possible we have replicated the format of our ES1 (Great Britain) data table.
Data table includes multiple variables as indicated in "Variable" column.
If a row is zero for any scenario it has been omitted.
| Country | EU Scenario | FES Pathway Alignment | Variable | Category | Type | SubType | 2023 | 2024 | 2025 | 2026 | 2027 | 2028 | 2029 | 2030 | 2031 | 2032 | 2033 | 2034 | 2035 | 2036 | 2037 | 2038 | 2039 | 2040 | 2041 | 2042 | 2043 | 2044 | 2045 | 2046 | 2047 | 2048 | 2049 | 2050
| Austria | EU Green | Holistic Transition | Capacity (MW) | Storage | Storage | Battery | 161.5 | 189.5 | 200 | 200 | 200 | 200 | 200 | 200 | 407 | 614 | 821 | 1028 | 1235 | 1635 | 2035 | 2435 | 2835 | 3235 | 3435 | 3835 | 4235 | 4635 | 5035 | 5835 | 6335 | 6635 | 7235 | 8435
| Austria | EU Green | Holistic Transition | Capacity (MW) | Renewable | Biomass | Biomass | 584.5 | 584.5 | 584.5 | 584.5 | 584.5 | 584.5 | 584.5 | 584.5 | 584.5 | 584.5 | 584.5 | 584.5 | 584.5 | 584.5 | 584.5 | 584.5 | 584.5 | 584.5 | 584.5 | 584.5 | 584.5 | 584.5 | 584.5 | 584.5 | 584.5 | 584.5 | 584.5 | 584.5
| Austria | EU Green | Holistic Transition | Capacity (MW) | Low Carbon | CCS | Biomass CCS | 0 | 0 | 0 | 0 | 0 | 0 | 0 | 0 | 0 | 0 | 0 | 0 | 0 | 0 | 0 | 0 | 0 | 0 | 0 | 0 | 0 | 0 | 0 | 36 | 72 | 108 | 144 | 180
| Austria | EU Green | Holistic Transition | Capacity (MW) | Thermal | Gas | Fossil Gas | 2621.86 | 2621.86 | 2621.86 | 2621.86 | 2621.86 | 2621.86 | 2396.86 | 1996.86 | 1547.16 | 1547.16 | 1518.2 | 1518.2 | 1518.2 | 1518.2 | 1518.2 | 1118.2 | 290.2 | 0 | 0 | 0 | 0 | 0 | 0 | 0 | 0 | 0 | 0 | 0
| Austria | EU Green | Holistic Transition | Capacity (MW) | Thermal | Other Thermal | Fossil Oil | 164 | 164 | 164 | 164 | 164 | 164 | 164 | 164 | 164 | 164 | 164 | 164 | 164 | 164 | 164 | 164 | 164 | 0 | 0 | 0 | 0 | 0 | 0 | 0 | 0 | 0 | 0 | 0
| Austria | EU Green | Holistic Transition | Capacity (MW) | Low Carbon | Low Carbon | GT Hydrogen | 0 | 0 | 0 | 0 | 0 | 0 | 0 | 0 | 300 | 400 | 500 | 600 | 700 | 800 | 800 | 800 | 800 | 1000 | 1300 | 1400 | 1500 | 1600 | 1800 | 2000 | 2200 | 2400 | 2600 | 2800
| Austria | EU Green | Holistic Transition | Capacity (MW) | Renewable | Other Renewables | Other RES | 0 | 0 | 0 | 0 | 0 | 0 | 0 | 293 | 293 | 293 | 293 | 293 | 293 | 293 | 293 | 293 | 293 | 293 | 293 | 293 | 293 | 293 | 293 | 293 | 293 | 293 | 293 | 293
| Austria | EU Green | Holistic Transition | Capacity (MW) | Storage | Storage | Pumped Hydro | 4239.8 | 4239.8 | 4239.8 | 4239.8 | 4239.8 | 4239.8 | 4239.8 | 4239.8 | 4239.8 | 4239.8 | 4239.8 | 4239.8 | 4239.8 | 4239.8 | 4239.8 | 4239.8 | 4239.8 | 4239.8 | 4239.8 | 4239.8 | 4239.8 | 4239.8 | 4239.8 | 4239.8 | 4239.8 | 4239.8 | 4239.8 | 4239.8
| Austria | EU Green | Holistic Transition | Capacity (MW) | Renewable | Hydro | Run-of-river Hydro | 5272 | 5272 | 5272 | 5272 | 5272 | 5272 | 5272 | 5272 | 5272 | 5272 | 5272 | 5272 | 5272 | 5272 | 5272 | 5272 | 5272 | 5272 | 5272 | 5272 | 5272 | 5272 | 5272 | 5272 | 5272 | 5272 | 5272 | 5272
| Austria | EU Green | Holistic Transition | Capacity (MW) | Renewable | Solar | Solar PV | 3718.33 | 4414.68 | 5126.52 | 6817.2342 | 8507.9484 | 10198.6626 | 11889.3768 | 13580.091 | 14088.6972 | 14597.3034 | 15105.9096 | 15614.5158 | 16123.122 | 17499.728 | 18876.334 | 20252.94 | 21629.546 | 23006.152 | 23145.6422 | 23285.1324 | 23424.6226 | 23564.1128 | 23703.603 | 23843.149 | 23982.695 | 24122.241 | 24261.787 | 24401.333
| Austria | EU Green | Holistic Transition | Capacity (MW) | Renewable | Onshore Wind | Wind Onshore | 4574.47 | 5037.23 | 5500 | 6716.1996 | 7932.3992 | 9148.5988 | 10364.7984 | 11580.998 | 11956.9982 | 12332.9984 | 12708.9986 | 13084.9988 | 13460.999 | 14538.9988 | 15616.9986 | 16694.9984 | 17772.9982 | 18850.998 | 19188.9982 | 19526.9984 | 19864.9986 | 20202.9988 | 20540.999 | 20554.9992 | 20568.9994 | 20582.9996 | 20596.9998 | 20611
| Austria | EU Blue | Hydrogen Evolution | Capacity (MW) | Storage | Storage | Battery | 161.5 | 189.5 | 200 | 408 | 616 | 824 | 1032 | 1240 | 1240 | 1240 | 1240 | 1240 | 1240 | 1388 | 1536 | 1684 | 1832 | 1980 | 1980 | 1980 | 1980 | 1980 | 1980 | 2276 | 2572 | 2868 | 3164 | 3460
| Austria | EU Blue | Hydrogen Evolution | Capacity (MW) | Renewable | Biomass | Biomass | 584.5 | 584.5 | 584.5 | 584.5 | 584.5 | 584.5 | 584.5 | 584.5 | 584.5 | 584.5 | 584.5 | 584.5 | 584.5 | 584.5 | 584.5 | 584.5 | 584.5 | 584.5 | 584.5 | 584.5 | 584.5 | 584.5 | 584.5 | 584.5 | 584.5 | 584.5 | 584.5 | 584.5
| Austria | EU Blue | Hydrogen Evolution | Capacity (MW) | Low Carbon | CCS | Biomass CCS | 0 | 0 | 0 | 0 | 0 | 0 | 0 | 0 | 0 | 0 | 0 | 0 | 0 | 0 | 0 | 0 | 0 | 0 | 36 | 72 | 108 | 144 | 180 | 180 | 180 | 180 | 180 | 180
| Austria | EU Blue | Hydrogen Evolution | Capacity (MW) | Thermal | Gas | Fossil Gas | 2621.86 | 2621.86 | 2621.86 | 2621.86 | 2621.86 | 2621.86 | 2396.86 | 1996.86 | 1547.16 | 1547.16 | 1518.2 | 1518.2 | 1518.2 | 1518.2 | 1518.2 | 1118.2 | 290.2 | 0 | 0 | 0 | 0 | 0 | 0 | 0 | 0 | 0 | 0 | 0
| Austria | EU Blue | Hydrogen Evolution | Capacity (MW) | Thermal | Other Thermal | Fossil Oil | 164 | 164 | 164 | 164 | 164 | 164 | 164 | 164 | 164 | 164 | 164 | 164 | 164 | 164 | 164 | 164 | 164 | 0 | 0 | 0 | 0 | 0 | 0 | 0 | 0 | 0 | 0 | 0
| Austria | EU Blue | Hydrogen Evolution | Capacity (MW) | Low Carbon | Low Carbon | GT Hydrogen | 0 | 0 | 0 | 0 | 0 | 0 | 0 | 0 | 0 | 0 | 0 | 0 | 0 | 808 | 1516 | 2224 | 2932 | 3640 | 3799 | 3959 | 4118 | 4278 | 4437 | 4437 | 4437 | 4437 | 4437 | 4437
| Austria | EU Blue | Hydrogen Evolution | Capacity (MW) | Renewable | Other Renewables | Other RES | 0 | 0 | 0 | 0 | 0 | 0 | 0 | 293 | 293 | 293 | 293 | 293 | 293 | 293 | 293 | 293 | 293 | 293 | 293 | 293 | 293 | 293 | 293 | 293 | 293 | 293 | 293 | 293
| Austria | EU Blue | Hydrogen Evolution | Capacity (MW) | Storage | Storage | Pumped Hydro | 4239.8 | 4239.8 | 4239.8 | 4239.8 | 4239.8 | 4239.8 | 4239.8 | 4239.8 | 4239.8 | 4239.8 | 4239.8 | 4239.8 | 4239.8 | 4239.8 | 4239.8 | 4239.8 | 4239.8 | 4239.8 | 4239.8 | 4239.8 | 4239.8 | 4239.8 | 4239.8 | 4239.8 | 4239.8 | 4239.8 | 4239.8 | 4239.8
| Austria | EU Blue | Hydrogen Evolution | Capacity (MW) | Renewable | Hydro | Run-of-river Hydro | 5272 | 5272 | 5272 | 5272 | 5272 | 5272 | 5272 | 5272 | 5272 | 5272 | 5272 | 5272 | 5272 | 5272 | 5272 | 5272 | 5272 | 5272 | 5272 | 5272 | 5272 | 5272 | 5272 | 5272 | 5272 | 5272 | 5272 | 5272
| Austria | EU Blue | Hydrogen Evolution | Capacity (MW) | Renewable | Solar | Solar PV | 3718.33 | 4414.68 | 5126.52 | 6025.2346 | 6923.9492 | 7822.6638 | 8721.3784 | 9620.093 | 10178.6984 | 10737.3038 | 11295.9092 | 11854.5146 | 12413.12 | 12979.7258 | 13546.3316 | 14112.9374 | 14679.5432 | 15246.149 | 15675.6394 | 16105.1298 | 16534.6202 | 16964.1106 | 17393.601 | 17803.1478 | 18212.6946 | 18622.2414 | 19031.7882 | 19441.335
| Austria | EU Blue | Hydrogen Evolution | Capacity (MW) | Renewable | Onshore Wind | Wind Onshore | 4574.47 | 5037.23 | 5500 | 6138.2004 | 6776.4008 | 7414.6012 | 8052.8016 | 8691.002 | 8812.1214 | 8933.2408 | 9054.3602 | 9175.4796 | 9296.599 | 9368.5998 | 9440.6006 | 9512.6014 | 9584.6022 | 9656.603 | 9794.6036 | 9932.6042 | 10070.6048 | 10208.6054 | 10346.606 | 10457.4862 | 10568.3664 | 10679.2466 | 10790.1268 | 10901.007
| Austria | EU Green | Holistic Transition | Demand (TWh) | Demand | Demand | Demand Total (TWh) | 75.56 | 76.81 | 77.2 | 80.2 | 82.15 | 84.35 | 86.24 | 88.5 | 91.47 | 94.79 | 96.63 | 98.52 | 100.28 | 102.31 | 103.58 | 105.08 | 106.5 | 108.22 | 108.72 | 109.51 | 109.6 | 110.7 | 111.01 | 111.49 | 111.94 | 112.79 | 112.83 | 113.2
| Austria | EU Blue | Hydrogen Evolution | Demand (TWh) | Demand | Demand | Demand Total (TWh) | 75.74 | 77.27 | 78.38 | 79.59 | 80.82 | 82.2 | 83.14 | 84.35 | 85.85 | 87.65 | 88.93 | 90.47 | 91.97 | 93.94 | 95.25 | 96.78 | 98.22 | 99.93 | 100.3 | 100.93 | 100.94 | 101.82 | 101.96 | 102.58 | 103.25 | 104.19 | 104.4 | 104.98
| Belgium | EU Green | Holistic Transition | Capacity (MW) | Storage | Storage | Battery | 36 | 36 | 166.5 | 167 | 167 | 167 | 167 | 167 | 167 | 167 | 167 | 167 | 167 | 347 | 527 | 707 | 887 | 1067 | 1067 | 1067 | 1067 | 1067 | 1067 | 1247 | 1427 | 1607 | 1787 | 1967
| Belgium | EU Green | Holistic Transition | Capacity (MW) | Renewable | Biomass | Biomass | 668 | 668 | 668 | 668 | 668 | 668 | 668 | 668 | 668 | 668 | 668 | 668 | 668 | 668 | 668 | 668 | 668 | 668 | 668 | 668 | 668 | 668 | 668 | 668 | 668 | 668 | 668 | 668
| Belgium | EU Green | Holistic Transition | Capacity (MW) | Low Carbon | CCS | Biomass CCS | 0 | 0 | 0 | 0 | 0 | 0 | 0 | 0 | 0 | 0 | 0 | 0 | 0 | 36 | 72 | 108 | 144 | 180 | 276 | 372 | 468 | 564 | 660 | 792 | 924 | 1056 | 1188 | 1320
| Belgium | EU Green | Holistic Transition | Capacity (MW) | Thermal | Gas | Fossil Gas | 6742.2 | 6672.2 | 9222.2 | 9272.2 | 9322.2 | 9679.2 | 9729.2 | 8771.84 | 8470.2 | 8470.2 | 7970.2 | 7970.2 | 6294 | 6178 | 6178 | 6050 | 5510 | 4521 | 3690.22 | 3686 | 3686 | 3686 | 3643 | 3643 | 3643 | 3643 | 3600 | 3600
| Belgium | EU Green | Holistic Transition | Capacity (MW) | Thermal | Other Thermal | Fossil Oil | 122 | 122 | 122 | 122 | 122 | 122 | 122 | 150 | 150 | 150 | 150 | 150 | 100 | 100 | 100 | 100 | 100 | 150 | 150 | 150 | 150 | 150 | 150 | 150 | 150 | 150 | 150 | 150
| Belgium | EU Green | Holistic Transition | Capacity (MW) | Low Carbon | Low Carbon | GT Hydrogen | 0 | 0 | 0 | 0 | 0 | 0 | 0 | 0 | 942 | 1884 | 2826 | 3768 | 4710 | 5652 | 6594 | 7536 | 8478 | 9620 | 9787 | 9954 | 10120 | 10287 | 10454 | 10494 | 10534 | 10574 | 10614 | 10654
| Belgium | EU Green | Holistic Transition | Capacity (MW) | Low Carbon | Nuclear | Nuclear | 4937 | 3929 | 3484 | 2077 | 2077 | 2077 | 2077 | 2077 | 2077 | 2077 | 2077 | 2077 | 2077 | 0 | 0 | 0 | 0 | 0 | 0 | 0 | 0 | 0 | 0 | 0 | 0 | 0 | 0 | 0
| Belgium | EU Green | Holistic Transition | Capacity (MW) | Renewable | Other Renewables | Other RES | 0 | 0 | 0 | 0 | 0 | 0 | 0 | 451.8 | 451.8 | 451.8 | 451.8 | 451.8 | 451.8 | 451.8 | 451.8 | 451.8 | 451.8 | 451.8 | 451.8 | 451.8 | 451.8 | 451.8 | 451.8 | 451.8 | 451.8 | 451.8 | 451.8 | 451.8
| Belgium | EU Green | Holistic Transition | Capacity (MW) | Storage | Storage | Pumped Hydro | 1164 | 1164 | 1164 | 1164 | 1164 | 1164 | 1164 | 1164 | 1164 | 1164 | 1164 | 1164 | 1164 | 1164 | 1164 | 1164 | 1164 | 1164 | 1164 | 1164 | 1164 | 1164 | 1164 | 1164 | 1164 | 1164 | 1164 | 1164
| Belgium | EU Green | Holistic Transition | Capacity (MW) | Renewable | Hydro | Run-of-river Hydro | 177 | 177 | 177 | 177 | 177 | 177 | 177 | 177 | 177 | 177 | 177 | 177 | 177 | 177 | 177 | 177 | 177 | 177 | 177 | 177 | 177 | 177 | 177 | 177 | 177 | 177 | 177 | 177
| Belgium | EU Green | Holistic Transition | Capacity (MW) | Renewable | Solar | Solar PV | 6715.2 | 7357.6 | 8000 | 8510 | 9020 | 9530 | 10040 | 10550 | 10735.3504 | 10920.7008 | 11106.0512 | 11291.4016 | 11476.752 | 11718.8918 | 11961.0316 | 12203.1714 | 12445.3112 | 12687.451 | 13191.6808 | 13695.9106 | 14200.1404 | 14704.3702 | 15208.6 | 15272.818 | 15337.036 | 15401.254 | 15465.472 | 15529.69
| Belgium | EU Green | Holistic Transition | Capacity (MW) | Renewable | Waste | Waste | 310.1 | 310.1 | 310.1 | 310.1 | 310.1 | 310.1 | 310.1 | 0 | 0 | 0 | 0 | 0 | 0 | 0 | 0 | 0 | 0 | 0 | 0 | 0 | 0 | 0 | 0 | 0 | 0 | 0 | 0 | 0
| Belgium | EU Green | Holistic Transition | Capacity (MW) | Renewable | Offshore Wind | Wind Offshore | 2254 | 2254 | 2254 | 2964.1 | 3674.2 | 4384.3 | 5094.4 | 5804.5 | 5804.5 | 5804.5 | 5804.5 | 5804.5 | 5804.5 | 6244.4976 | 6684.4952 | 7124.4928 | 7564.4904 | 8004.488 | 8004.488 | 8004.488 | 8004.488 | 8004.488 | 8004.488 | 8004.488 | 8004.488 | 8004.488 | 8004.488 | 8004.488
| Belgium | EU Green | Holistic Transition | Capacity (MW) | Renewable | Onshore Wind | Wind Onshore | 2946.99 | 3225.99 | 3504.99 | 3809.144 | 4113.298 | 4417.452 | 4721.606 | 5025.76 | 5025.76 | 5025.76 | 5025.76 | 5025.76 | 5025.76 | 5025.7602 | 5025.7604 | 5025.7606 | 5025.7608 | 5025.761 | 5025.761 | 5025.761 | 5025.761 | 5025.761 | 5025.761 | 5025.761 | 5025.761 | 5025.761 | 5025.761 | 5025.761
| Belgium | EU Blue | Hydrogen Evolution | Capacity (MW) | Storage | Storage | Battery | 36 | 36 | 166.5 | 269 | 371 | 473 | 575 | 677 | 677 | 677 | 677 | 677 | 677 | 677 | 677 | 677 | 677 | 677 | 677 | 677 | 677 | 677 | 677 | 809 | 941 | 1073 | 1205 | 1337
| Belgium | EU Blue | Hydrogen Evolution | Capacity (MW) | Renewable | Biomass | Biomass | 668 | 668 | 668 | 668 | 668 | 668 | 668 | 668 | 668 | 668 | 668 | 668 | 668 | 668 | 668 | 668 | 668 | 668 | 668 | 668 | 668 | 668 | 668 | 668 | 668 | 668 | 668 | 668
| Belgium | EU Blue | Hydrogen Evolution | Capacity (MW) | Low Carbon | CCS | Biomass CCS | 0 | 0 | 0 | 0 | 0 | 0 | 0 | 0 | 36 | 72 | 108 | 144 | 180 | 276 | 372 | 468 | 564 | 660 | 792 | 924 | 1056 | 1188 | 1320 | 1320 | 1320 | 1320 | 1320 | 1320
| Belgium | EU Blue | Hydrogen Evolution | Capacity (MW) | Thermal | Gas | Fossil Gas | 6742.2 | 6672.2 | 9222.2 | 9272.2 | 9322.2 | 9679.2 | 9729.2 | 8771.84 | 8470.2 | 8470.2 | 7970.2 | 7970.2 | 6294 | 6178 | 6178 | 6050 | 5510 | 4521 | 3690.22 | 3686 | 3686 | 3686 | 3643 | 3643 | 3643 | 3643 | 3600 | 3600
| Belgium | EU Blue | Hydrogen Evolution | Capacity (MW) | Thermal | Other Thermal | Fossil Oil | 122 | 122 | 122 | 122 | 122 | 122 | 122 | 150 | 150 | 150 | 150 | 150 | 100 | 100 | 100 | 100 | 100 | 150 | 150 | 150 | 150 | 150 | 150 | 150 | 150 | 150 | 150 | 150
| Belgium | EU Blue | Hydrogen Evolution | Capacity (MW) | Low Carbon | Low Carbon | GT Hydrogen | 0 | 0 | 0 | 0 | 0 | 0 | 0 | 0 | 0 | 0 | 0 | 0 | 0 | 898 | 1646 | 2394 | 3142 | 3890 | 4638 | 5386 | 6134 | 6882 | 7580 | 7580 | 7580 | 7580 | 7580 | 7580
| Belgium | EU Blue | Hydrogen Evolution | Capacity (MW) | Low Carbon | Nuclear | Nuclear | 4937 | 3929 | 3484 | 2077 | 2077 | 2077 | 2077 | 2077 | 2077 | 2077 | 2077 | 2077 | 2077 | 0 | 0 | 0 | 0 | 0 | 0 | 0 | 0 | 0 | 0 | 0 | 0 | 0 | 0 | 0
| Belgium | EU Blue | Hydrogen Evolution | Capacity (MW) | Renewable | Other Renewables | Other RES | 0 | 0 | 0 | 0 | 0 | 0 | 0 | 451.8 | 451.8 | 451.8 | 451.8 | 451.8 | 451.8 | 451.8 | 451.8 | 451.8 | 451.8 | 451.8 | 451.8 | 451.8 | 451.8 | 451.8 | 451.8 | 451.8 | 451.8 | 451.8 | 451.8 | 451.8
| Belgium | EU Blue | Hydrogen Evolution | Capacity (MW) | Storage | Storage | Pumped Hydro | 1164 | 1164 | 1164 | 1164 | 1164 | 1164 | 1164 | 1164 | 1164 | 1164 | 1164 | 1164 | 1164 | 1164 | 1164 | 1164 | 1164 | 1164 | 1164 | 1164 | 1164 | 1164 | 1164 | 1164 | 1164 | 1164 | 1164 | 1164
| Belgium | EU Blue | Hydrogen Evolution | Capacity (MW) | Renewable | Hydro | Run-of-river Hydro | 177 | 177 | 177 | 177 | 177 | 177 | 177 | 177 | 177 | 177 | 177 | 177 | 177 | 177 | 177 | 177 | 177 | 177 | 177 | 177 | 177 | 177 | 177 | 177 | 177 | 177 | 177 | 177
| Belgium | EU Blue | Hydrogen Evolution | Capacity (MW) | Renewable | Solar | Solar PV | 6715.2 | 7357.6 | 8000 | 8318.0048 | 8636.0096 | 8954.0144 | 9272.0192 | 9590.024 | 9683.37 | 9776.716 | 9870.062 | 9963.408 | 10056.754 | 10166.2788 | 10275.8036 | 10385.3284 | 10494.8532 | 10604.378 | 10734.9722 | 10865.5664 | 10996.1606 | 11126.7548 | 11257.349 | 11346.798 | 11436.247 | 11525.696 | 11615.145 | 11704.594
| Belgium | EU Blue | Hydrogen Evolution | Capacity (MW) | Renewable | Waste | Waste | 310.1 | 310.1 | 310.1 | 310.1 | 310.1 | 310.1 | 310.1 | 0 | 0 | 0 | 0 | 0 | 0 | 0 | 0 | 0 | 0 | 0 | 0 | 0 | 0 | 0 | 0 | 0 | 0 | 0 | 0 | 0
| Belgium | EU Blue | Hydrogen Evolution | Capacity (MW) | Renewable | Offshore Wind | Wind Offshore | 2254 | 2254 | 2254 | 2964.1 | 3674.2 | 4384.3 | 5094.4 | 5804.5 | 5804.5002 | 5804.5004 | 5804.5006 | 5804.5008 | 5804.501 | 5804.5014 | 5804.5018 | 5804.5022 | 5804.5026 | 5804.503 | 5804.503 | 5804.503 | 5804.503 | 5804.503 | 5804.503 | 5804.5036 | 5804.5042 | 5804.5048 | 5804.5054 | 5804.506
| Belgium | EU Blue | Hydrogen Evolution | Capacity (MW) | Renewable | Onshore Wind | Wind Onshore | 2946.99 | 3225.99 | 3504.99 | 3683.1442 | 3861.2984 | 4039.4526 | 4217.6068 | 4395.761 | 4395.7614 | 4395.7618 | 4395.7622 | 4395.7626 | 4395.763 | 4395.7632 | 4395.7634 | 4395.7636 | 4395.7638 | 4395.764 | 4395.7642 | 4395.7644 | 4395.7646 | 4395.7648 | 4395.765 | 4395.7654 | 4395.7658 | 4395.7662 | 4395.7666 | 4395.767
| Belgium | EU Green | Holistic Transition | Demand (TWh) | Demand | Demand | Demand Total (TWh) | 87.25 | 88.98 | 89.98 | 94.8 | 97.45 | 100.55 | 103.17 | 106.16 | 108.27 | 110.69 | 112.35 | 114.24 | 116 | 118.01 | 119.17 | 120.53 | 121.75 | 123.26 | 123.69 | 124.42 | 125.05 | 126.03 | 126.19 | 126.87 | 127.49 | 128.53 | 128.78 | 129.35
| Belgium | EU Blue | Hydrogen Evolution | Demand (TWh) | Demand | Demand | Demand Total (TWh) | 87.25 | 88.98 | 90.29 | 92.02 | 93.83 | 95.91 | 97.47 | 99.47 | 100.74 | 102.4 | 103.51 | 104.97 | 106.43 | 108.37 | 109.55 | 110.96 | 112.24 | 113.78 | 114.36 | 115.1 | 115.84 | 116.89 | 117.16 | 117.73 | 118.24 | 119.02 | 119.14 | 119.58
| Czech Republic | EU Green | Holistic Transition | Capacity (MW) | Storage | Storage | Battery | 135 | 202.5 | 270 | 1570 | 1920 | 2070 | 2220 | 2370 | 2566 | 2762 | 2958 | 3154 | 3350 | 3442 | 3534 | 3626 | 3718 | 3810 | 3810 | 3810 | 3810 | 3810 | 3910 | 4102 | 4294 | 4486 | 4678 | 6370
| Czech Republic | EU Green | Holistic Transition | Capacity (MW) | Renewable | Biomass | Biomass | 410 | 410 | 410 | 410 | 410 | 410 | 410 | 410 | 410 | 410 | 410 | 410 | 410 | 410 | 410 | 410 | 410 | 410 | 410 | 410 | 410 | 410 | 410 | 410 | 410 | 410 | 410 | 410
| Czech Republic | EU Green | Holistic Transition | Capacity (MW) | Low Carbon | CCS | Biomass CCS | 0 | 0 | 0 | 0 | 0 | 0 | 0 | 0 | 0 | 0 | 0 | 0 | 0 | 0 | 0 | 0 | 0 | 0 | 0 | 0 | 0 | 0 | 0 | 36 | 72 | 108 | 144 | 180
| Czech Republic | EU Green | Holistic Transition | Capacity (MW) | Thermal | Coal | Coal | 6935.12 | 4458.84 | 4250.7 | 3876.7 | 3689.7 | 3689.7 | 3689.7 | 3689.7 | 3689.7 | 3689.7 | 3689.7 | 3689.7 | 3309.7 | 3309.7 | 1355.14 | 1355.14 | 1355.14 | 1355.14 | 1355.14 | 1355.14 | 1355.14 | 1355.14 | 1355.14 | 1355.14 | 1355.14 | 1355.14 | 1355.14 | 1355.14
| Czech Republic | EU Green | Holistic Transition | Capacity (MW) | Thermal | Gas | Fossil Gas | 1226 | 1226 | 856 | 856 | 856 | 856 | 856 | 856 | 856 | 856 | 856 | 856 | 847 | 847 | 847 | 847 | 847 | 847 | 0 | 0 | 0 | 0 | 0 | 0 | 0 | 0 | 0 | 0
| Czech Republic | EU Green | Holistic Transition | Capacity (MW) | Low Carbon | Low Carbon | GT Hydrogen | 0 | 0 | 0 | 200 | 200 | 300 | 400 | 500 | 970 | 1439 | 1909 | 2378 | 3048 | 3448 | 3848 | 4248 | 4648 | 4948 | 5248 | 5398 | 5548 | 5598 | 5648 | 5698 | 5748 | 5798 | 5848 | 5898
| Czech Republic | EU Green | Holistic Transition | Capacity (MW) | Low Carbon | Nuclear | Nuclear | 3936 | 3936 | 3936 | 3936 | 3936 | 3936 | 3936 | 3936 | 5536 | 5536 | 5536 | 5066 | 4596 | 4126 | 3656 | 3656 | 3656 | 3656 | 3656 | 3656 | 3656 | 3656 | 3656 | 3656 | 3656 | 3656 | 2627 | 2627
| Czech Republic | EU Green | Holistic Transition | Capacity (MW) | Storage | Storage | Pumped Hydro | 1172 | 1172 | 1172 | 1172 | 1172 | 1172 | 1172 | 1172 | 1172 | 1172 | 1172 | 1172 | 1172 | 1172 | 1172 | 1172 | 1172 | 1172 | 1172 | 1172 | 1172 | 1172 | 1172 | 1172 | 1172 | 1172 | 1172 | 1172
| Czech Republic | EU Green | Holistic Transition | Capacity (MW) | Renewable | Hydro | Run-of-river Hydro | 761.84 | 761.84 | 761.84 | 761.84 | 761.84 | 761.84 | 761.84 | 761.84 | 761.84 | 761.84 | 761.84 | 761.84 | 761.84 | 761.84 | 761.84 | 761.84 | 761.84 | 761.84 | 761.84 | 761.84 | 761.84 | 761.84 | 761.84 | 761.84 | 761.84 | 761.84 | 761.84 | 761.84
| Czech Republic | EU Green | Holistic Transition | Capacity (MW) | Renewable | Solar | Solar PV | 2503.81 | 2763.27 | 2988.79 | 3935.0636 | 4881.3372 | 5827.6108 | 6773.8844 | 7720.158 | 8215.3214 | 8710.4848 | 9205.6482 | 9700.8116 | 10195.975 | 11221.1384 | 12246.3018 | 13271.4652 | 14296.6286 | 15321.792 | 16107.4762 | 16893.1604 | 17678.8446 | 18464.5288 | 19250.213 | 19576.7374 | 19903.2618 | 20229.7862 | 20556.3106 | 20882.835
| Czech Republic | EU Green | Holistic Transition | Capacity (MW) | Renewable | Onshore Wind | Wind Onshore | 505 | 565 | 635.87 | 809.8958 | 983.9216 | 1157.9474 | 1331.9732 | 1505.999 | 1803.999 | 2101.999 | 2399.999 | 2697.999 | 2995.999 | 3195.9992 | 3395.9994 | 3595.9996 | 3795.9998 | 3996 | 4515.451 | 5034.902 | 5554.353 | 6073.804 | 6593.255 | 6995.255 | 7397.255 | 7799.255 | 8201.255 | 8603.255
| Czech Republic | EU Blue | Hydrogen Evolution | Capacity (MW) | Storage | Storage | Battery | 135 | 202.5 | 570 | 819 | 1068 | 1316.5 | 1565.5 | 1814 | 1814 | 1814 | 1814 | 1814 | 1814 | 2214 | 2314 | 2314 | 2314 | 2314 | 2514 | 2714 | 2914 | 3114 | 3314 | 3548 | 3682 | 3816 | 3950 | 4084
| Czech Republic | EU Blue | Hydrogen Evolution | Capacity (MW) | Renewable | Biomass | Biomass | 410 | 410 | 410 | 410 | 410 | 410 | 410 | 410 | 410 | 410 | 410 | 410 | 410 | 410 | 410 | 410 | 410 | 410 | 410 | 410 | 410 | 410 | 410 | 410 | 410 | 410 | 410 | 410
| Czech Republic | EU Blue | Hydrogen Evolution | Capacity (MW) | Low Carbon | CCS | Biomass CCS | 0 | 0 | 0 | 0 | 0 | 0 | 0 | 0 | 0 | 0 | 0 | 0 | 0 | 0 | 0 | 0 | 0 | 0 | 36 | 72 | 108 | 144 | 180 | 252 | 324 | 396 | 468 | 540
| Czech Republic | EU Blue | Hydrogen Evolution | Capacity (MW) | Thermal | Coal | Coal | 6935.12 | 4458.84 | 4250.7 | 3876.7 | 3689.7 | 3689.7 | 3689.7 | 3689.7 | 3689.7 | 3689.7 | 3689.7 | 3689.7 | 3309.7 | 3309.7 | 1355.14 | 1355.14 | 1355.14 | 1355.14 | 1355.14 | 1355.14 | 1355.14 | 1355.14 | 1355.14 | 1355.14 | 1355.14 | 1355.14 | 1355.14 | 1355.14
| Czech Republic | EU Blue | Hydrogen Evolution | Capacity (MW) | Thermal | Gas | Fossil Gas | 1226 | 1226 | 856 | 856 | 856 | 856 | 856 | 856 | 856 | 856 | 856 | 856 | 847 | 847 | 847 | 847 | 847 | 847 | 0 | 0 | 0 | 0 | 0 | 0 | 0 | 0 | 0 | 0
| Czech Republic | EU Blue | Hydrogen Evolution | Capacity (MW) | Low Carbon | Low Carbon | GT Hydrogen | 0 | 0 | 0 | 0 | 200 | 300 | 400 | 500 | 600 | 700 | 800 | 800 | 800 | 1370 | 1940 | 2510 | 3080 | 3650 | 3650 | 3650 | 3650 | 3650 | 3650 | 3650 | 3650 | 3650 | 3650 | 3650
| Czech Republic | EU Blue | Hydrogen Evolution | Capacity (MW) | Low Carbon | Nuclear | Nuclear | 3936 | 3936 | 3936 | 3936 | 3936 | 3936 | 3936 | 3936 | 5536 | 5536 | 5536 | 5066 | 4596 | 5726 | 5256 | 5256 | 6856 | 6856 | 6856 | 6856 | 6856 | 6856 | 8456 | 8456 | 8456 | 8456 | 8456 | 8456
| Czech Republic | EU Blue | Hydrogen Evolution | Capacity (MW) | Storage | Storage | Pumped Hydro | 1172 | 1172 | 1172 | 1172 | 1172 | 1172 | 1172 | 1172 | 1172 | 1172 | 1172 | 1172 | 1172 | 1172 | 1172 | 1172 | 1172 | 1172 | 1172 | 1172 | 1172 | 1172 | 1172 | 1172 | 1172 | 1172 | 1172 | 1172
| Czech Republic | EU Blue | Hydrogen Evolution | Capacity (MW) | Renewable | Hydro | Run-of-river Hydro | 761.84 | 761.84 | 761.84 | 761.84 | 761.84 | 761.84 | 761.84 | 761.84 | 761.84 | 761.84 | 761.84 | 761.84 | 761.84 | 761.84 | 761.84 | 761.84 | 761.84 | 761.84 | 761.84 | 761.84 | 761.84 | 761.84 | 761.84 | 761.84 | 761.84 | 761.84 | 761.84 | 761.84
| Czech Republic | EU Blue | Hydrogen Evolution | Capacity (MW) | Renewable | Solar | Solar PV | 2503.81 | 2763.27 | 2988.79 | 3607.0638 | 4225.3376 | 4843.6114 | 5461.8852 | 6080.159 | 6269.3214 | 6458.4838 | 6647.6462 | 6836.8086 | 7025.971 | 7315.1356 | 7604.3002 | 7893.4648 | 8182.6294 | 8471.794 | 8779.4716 | 9087.1492 | 9394.8268 | 9702.5044 | 10010.182 | 10102.7062 | 10195.2304 | 10287.7546 | 10380.2788 | 10472.803
| Czech Republic | EU Blue | Hydrogen Evolution | Capacity (MW) | Renewable | Onshore Wind | Wind Onshore | 505 | 565 | 635.87 | 809.8954 | 983.9208 | 1157.9462 | 1331.9716 | 1505.997 | 1729.9972 | 1953.9974 | 2177.9976 | 2401.9978 | 2625.998 | 2675.9982 | 2725.9984 | 2775.9986 | 2825.9988 | 2875.999 | 2875.9994 | 2875.9998 | 2876.0002 | 2876.0006 | 2876.001 | 2941.0584 | 3006.1158 | 3071.1732 | 3136.2306 | 3201.288
| Czech Republic | EU Green | Holistic Transition | Demand (TWh) | Demand | Demand | Demand Total (TWh) | 71.01 | 72.35 | 73.33 | 75.49 | 77.32 | 79.35 | 81.05 | 83.11 | 84.95 | 86.2 | 87.02 | 88.08 | 89.14 | 90.47 | 91.29 | 92.29 | 93.23 | 94.37 | 94.39 | 95.09 | 95.75 | 96.62 | 96.89 | 97.35 | 97.71 | 98.37 | 98.48 | 98.87
| Czech Republic | EU Blue | Hydrogen Evolution | Demand (TWh) | Demand | Demand | Demand Total (TWh) | 71.01 | 72.35 | 73.71 | 75.19 | 76.65 | 78.23 | 79.53 | 80.96 | 81.74 | 82.68 | 83.28 | 84.01 | 84.74 | 85.83 | 86.35 | 87.17 | 87.9 | 88.96 | 88.78 | 89.36 | 89.81 | 90.57 | 90.85 | 91.25 | 91.72 | 92.45 | 92.58 | 93.02
| Denmark | EU Green | Holistic Transition | Capacity (MW) | Storage | Storage | Battery | 108 | 133 | 144 | 192 | 240 | 288 | 336 | 384 | 396 | 408 | 420 | 432 | 444 | 462 | 480 | 498 | 516 | 534 | 546 | 558 | 570 | 582 | 594 | 606 | 618 | 630 | 642 | 654
| Denmark | EU Green | Holistic Transition | Capacity (MW) | Renewable | Biomass | Biomass | 2534 | 2534 | 2534 | 2534 | 2534 | 2534 | 2534 | 2534 | 2534 | 2534 | 2534 | 2534 | 2534 | 2534 | 2534 | 2534 | 2534 | 2534 | 2534 | 2534 | 2534 | 2534 | 2534 | 2534 | 2534 | 2534 | 2534 | 2534
| Denmark | EU Green | Holistic Transition | Capacity (MW) | Low Carbon | CCS | Biomass CCS | 0 | 0 | 0 | 0 | 0 | 0 | 0 | 0 | 60 | 120 | 180 | 240 | 300 | 360 | 420 | 480 | 540 | 600 | 660 | 720 | 780 | 840 | 900 | 960 | 1020 | 1080 | 1140 | 1200
| Denmark | EU Green | Holistic Transition | Capacity (MW) | Thermal | Coal | Coal | 1177 | 436 | 436 | 436 | 436 | 436 | 436 | 0 | 0 | 0 | 0 | 0 | 0 | 0 | 0 | 0 | 0 | 0 | 0 | 0 | 0 | 0 | 0 | 0 | 0 | 0 | 0 | 0
| Denmark | EU Green | Holistic Transition | Capacity (MW) | Thermal | Gas | Fossil Gas | 1059 | 1059 | 817 | 763 | 763 | 692 | 692 | 628 | 628 | 628 | 628 | 628 | 628 | 628 | 628 | 628 | 628 | 628 | 628 | 628 | 628 | 628 | 571 | 571 | 571 | 571 | 571 | 571
| Denmark | EU Green | Holistic Transition | Capacity (MW) | Thermal | Other Thermal | Fossil Oil | 665 | 665 | 665 | 665 | 665 | 665 | 665 | 0 | 0 | 0 | 0 | 0 | 0 | 0 | 0 | 0 | 0 | 0 | 0 | 0 | 0 | 0 | 0 | 0 | 0 | 0 | 0 | 0
| Denmark | EU Green | Holistic Transition | Capacity (MW) | Low Carbon | Low Carbon | GT Hydrogen | 0 | 0 | 0 | 458 | 916 | 1374 | 1832 | 2290 | 2724 | 3158 | 3592 | 4026 | 4460 | 4822 | 5184 | 5546 | 5908 | 6270 | 6270 | 6270 | 6270 | 6270 | 6270 | 6270 | 6270 | 6270 | 6270 | 6270
| Denmark | EU Green | Holistic Transition | Capacity (MW) | Renewable | Solar | Solar PV | 2508.2 | 3140.21 | 3777.14 | 4207.5324 | 4637.9248 | 5068.3172 | 5498.7096 | 5929.102 | 6116.036 | 6302.97 | 6489.904 | 6676.838 | 6863.772 | 6989.4428 | 7115.1136 | 7240.7844 | 7366.4552 | 7492.126 | 7638.342 | 7784.558 | 7930.774 | 8076.99 | 8223.206 | 8319.4346 | 8415.6632 | 8511.8918 | 8608.1204 | 8704.349
| Denmark | EU Green | Holistic Transition | Capacity (MW) | Renewable | Offshore Wind | Wind Offshore | 2305 | 2655 | 2880 | 3536.0178 | 4192.0356 | 4848.0534 | 5504.0712 | 6160.089 | 7806.0884 | 9452.0878 | 11098.0872 | 12744.0866 | 14390.086 | 15958.0876 | 17526.0892 | 19094.0908 | 20662.0924 | 22230.094 | 22664.094 | 23098.094 | 23532.094 | 23966.094 | 24400.094 | 24434.0942 | 24468.0944 | 24502.0946 | 24536.0948 | 24570.095
| Denmark | EU Green | Holistic Transition | Capacity (MW) | Renewable | Onshore Wind | Wind Onshore | 5010.06 | 5097.8 | 5238.5 | 5406.6818 | 5574.8636 | 5743.0454 | 5911.2272 | 6079.409 | 6099.4086 | 6119.4082 | 6139.4078 | 6159.4074 | 6179.407 | 6193.4058 | 6207.4046 | 6221.4034 | 6235.4022 | 6249.401 | 6249.401 | 6249.401 | 6249.401 | 6249.401 | 6249.401 | 6249.4012 | 6249.4014 | 6249.4016 | 6249.4018 | 6249.402
| Denmark | EU Blue | Hydrogen Evolution | Capacity (MW) | Storage | Storage | Battery | 108 | 133 | 144 | 188 | 232 | 276 | 320 | 364 | 420 | 476 | 532 | 588 | 644 | 652 | 660 | 668 | 676 | 684 | 688 | 692 | 696 | 700 | 704 | 728 | 752 | 776 | 800 | 824
| Denmark | EU Blue | Hydrogen Evolution | Capacity (MW) | Renewable | Biomass | Biomass | 2534 | 2534 | 2534 | 2534 | 2534 | 2534 | 2534 | 2534 | 2534 | 2534 | 2534 | 2534 | 2534 | 2534 | 2534 | 2534 | 2534 | 2534 | 2534 | 2534 | 2534 | 2534 | 2534 | 2534 | 2534 | 2534 | 2534 | 2534
| Denmark | EU Blue | Hydrogen Evolution | Capacity (MW) | Low Carbon | CCS | Biomass CCS | 0 | 0 | 0 | 60 | 120 | 180 | 240 | 300 | 336 | 372 | 408 | 444 | 480 | 516 | 552 | 588 | 624 | 660 | 678 | 696 | 720 | 738 | 756 | 756 | 756 | 756 | 756 | 756
| Denmark | EU Blue | Hydrogen Evolution | Capacity (MW) | Thermal | Coal | Coal | 1177 | 436 | 436 | 436 | 436 | 436 | 436 | 0 | 0 | 0 | 0 | 0 | 0 | 0 | 0 | 0 | 0 | 0 | 0 | 0 | 0 | 0 | 0 | 0 | 0 | 0 | 0 | 0
| Denmark | EU Blue | Hydrogen Evolution | Capacity (MW) | Thermal | Gas | Fossil Gas | 1059 | 1059 | 817 | 763 | 763 | 692 | 692 | 628 | 628 | 628 | 628 | 628 | 628 | 628 | 628 | 628 | 628 | 528 | 528 | 528 | 528 | 528 | 471 | 471 | 471 | 471 | 471 | 471
| Denmark | EU Blue | Hydrogen Evolution | Capacity (MW) | Thermal | Other Thermal | Fossil Oil | 665 | 665 | 665 | 665 | 665 | 665 | 665 | 0 | 0 | 0 | 0 | 0 | 0 | 0 | 0 | 0 | 0 | 0 | 0 | 0 | 0 | 0 | 0 | 0 | 0 | 0 | 0 | 0
| Denmark | EU Blue | Hydrogen Evolution | Capacity (MW) | Low Carbon | Low Carbon | GT Hydrogen | 0 | 0 | 0 | 0 | 0 | 0 | 0 | 0 | 334 | 668 | 1002 | 1336 | 1670 | 1992 | 2314 | 2636 | 2958 | 3280 | 3602 | 3924 | 4246 | 4568 | 4890 | 4944 | 4998 | 5052 | 5106 | 5160
| Denmark | EU Blue | Hydrogen Evolution | Capacity (MW) | Renewable | Solar | Solar PV | 2508.2 | 3140.21 | 3777.14 | 4027.5342 | 4277.9284 | 4528.3226 | 4778.7168 | 5029.111 | 5148.0442 | 5266.9774 | 5385.9106 | 5504.8438 | 5623.777 | 5691.4482 | 5759.1194 | 5826.7906 | 5894.4618 | 5962.133 | 6030.349 | 6098.565 | 6166.781 | 6234.997 | 6303.213 | 6377.443 | 6451.673 | 6525.903 | 6600.133 | 6674.363
| Denmark | EU Blue | Hydrogen Evolution | Capacity (MW) | Renewable | Offshore Wind | Wind Offshore | 2305 | 2655 | 2880 | 4250.018 | 5620.036 | 6990.054 | 8360.072 | 9730.09 | 10496.0896 | 11262.0892 | 12028.0888 | 12794.0884 | 13560.088 | 14162.0886 | 14764.0892 | 15366.0898 | 15968.0904 | 16570.091 | 17000.0906 | 17430.0902 | 17860.0898 | 18290.0894 | 18720.089 | 19192.0898 | 19664.0906 | 20136.0914 | 20608.0922 | 21080.093
| Denmark | EU Blue | Hydrogen Evolution | Capacity (MW) | Renewable | Onshore Wind | Wind Onshore | 5010.06 | 5097.8 | 5238.5 | 5286.6826 | 5334.8652 | 5383.0478 | 5431.2304 | 5479.413 | 5483.4128 | 5487.4126 | 5491.4124 | 5495.4122 | 5499.412 | 5513.4124 | 5527.4128 | 5541.4132 | 5555.4136 | 5569.414 | 5609.414 | 5649.414 | 5689.414 | 5729.414 | 5769.414 | 5807.414 | 5845.414 | 5883.414 | 5921.414 | 5959.414
| Denmark | EU Green | Holistic Transition | Demand (TWh) | Demand | Demand | Demand Total (TWh) | 40.81 | 42.72 | 44.31 | 46.94 | 48.83 | 50.84 | 52.72 | 54.77 | 57.16 | 59.71 | 61.88 | 64.18 | 66.38 | 68.75 | 70.75 | 72.75 | 74.9 | 76.89 | 78.51 | 80.32 | 82.2 | 84.17 | 85.64 | 87.29 | 88.76 | 90.51 | 91.74 | 93.39
| Denmark | EU Blue | Hydrogen Evolution | Demand (TWh) | Demand | Demand | Demand Total (TWh) | 40.87 | 42.79 | 44.99 | 46.73 | 48.39 | 50.08 | 51.49 | 54.42 | 56.91 | 59.48 | 61.81 | 64.28 | 82.48 | 93.54 | 96.8 | 97.02 | 98.86 | 123.45 | 124.03 | 126.08 | 129.07 | 130.87 | 134.33 | 136.81 | 139.37 | 141.47 | 143.27 | 145.51
| Finland | EU Green | Holistic Transition | Capacity (MW) | Storage | Storage | Battery | 149 | 182.5 | 197.5 | 334 | 470 | 606 | 742 | 878 | 878 | 878 | 878 | 878 | 878 | 878 | 878 | 878 | 878 | 878 | 878 | 878 | 878 | 878 | 878 | 878 | 878 | 878 | 878 | 878
| Finland | EU Green | Holistic Transition | Capacity (MW) | Renewable | Biomass | Biomass | 1400 | 1400 | 1400 | 1300 | 1500 | 1600 | 1600 | 1600 | 1600 | 1600 | 1600 | 1600 | 1600 | 1600 | 1600 | 1600 | 1600 | 1600 | 1600 | 1600 | 1600 | 1600 | 1600 | 1600 | 1600 | 1600 | 1600 | 1600
| Finland | EU Green | Holistic Transition | Capacity (MW) | Low Carbon | CCS | Biomass CCS | 0 | 0 | 0 | 0 | 0 | 0 | 0 | 0 | 0 | 0 | 0 | 0 | 0 | 60 | 120 | 180 | 240 | 300 | 396 | 492 | 588 | 684 | 780 | 876 | 972 | 1068 | 1164 | 1260
| Finland | EU Green | Holistic Transition | Capacity (MW) | Thermal | Gas | CCGT CHP | 5977 | 5765 | 5602 | 5244 | 4922 | 4850 | 4850 | 2969 | 2969 | 2969 | 2894 | 2894 | 2894 | 2894 | 2894 | 2789 | 2737 | 2442 | 2212 | 2212 | 2107 | 2107 | 2107 | 2032 | 2032 | 1462 | 1462 | 1462
| Finland | EU Green | Holistic Transition | Capacity (MW) | Low Carbon | Low Carbon | GT Hydrogen | 0 | 0 | 0 | 0 | 0 | 0 | 0 | 0 | 149 | 298 | 447 | 596 | 745 | 1028 | 1310 | 1592 | 1875 | 2157 | 2157 | 2157 | 2157 | 2157 | 2157 | 2157 | 2157 | 2157 | 2157 | 2157
| Finland | EU Green | Holistic Transition | Capacity (MW) | Low Carbon | Nuclear | Nuclear | 4394 | 4394 | 4394 | 4394 | 3887 | 3887 | 3887 | 3380 | 3380 | 3380 | 3380 | 3380 | 4980 | 4980 | 4535 | 4090 | 3645 | 3200 | 3200 | 3200 | 3200 | 3200 | 3200 | 3200 | 3200 | 3200 | 3200 | 3200
| Finland | EU Green | Holistic Transition | Capacity (MW) | Renewable | Hydro | Run-of-river Hydro | 3208.2 | 3212.3 | 3216.3999 | 3220.5 | 3224.6001 | 3228.7 | 3232.8 | 3236.6001 | 3236.6001 | 3236.6001 | 3236.6001 | 3236.6001 | 3236.6001 | 3236.6001 | 3236.6001 | 3236.6001 | 3236.6001 | 3236.6001 | 3236.6001 | 3236.6001 | 3236.6001 | 3236.6001 | 3236.6001 | 3236.6001 | 3236.6001 | 3236.6001 | 3236.6001 | 3236.6001
| Finland | EU Green | Holistic Transition | Capacity (MW) | Renewable | Solar | Solar PV | 508.5 | 771.68 | 1097.56 | 1579.032 | 2060.504 | 2541.976 | 3023.448 | 3504.92 | 3522.948 | 3540.976 | 3559.004 | 3577.032 | 3595.06 | 3613.0882 | 3631.1164 | 3649.1446 | 3667.1728 | 3685.201 | 3700.727 | 3716.253 | 3731.779 | 3747.305 | 3762.831 | 3778.451 | 3794.071 | 3809.691 | 3825.311 | 3840.931
| Finland | EU Green | Holistic Transition | Capacity (MW) | Renewable | Offshore Wind | Wind Offshore | 70.7 | 70.7 | 70.7 | 772.7 | 1474.7 | 2176.7 | 2878.7 | 3580.7 | 3580.7 | 3580.7 | 3580.7 | 3580.7 | 3580.7 | 4314.7 | 5048.7 | 5782.7 | 6516.7 | 7250.7 | 7444.6994 | 7638.6988 | 7832.6982 | 8026.6976 | 8220.697 | 8454.6976 | 8688.6982 | 8922.6988 | 9156.6994 | 9390.7
| Finland | EU Green | Holistic Transition | Capacity (MW) | Renewable | Onshore Wind | Wind Onshore | 5809.35 | 6994.85 | 7615.75 | 8717.85 | 9819.95 | 10922.05 | 12024.15 | 13126.25 | 14228.25 | 15330.25 | 16432.25 | 17534.25 | 18636.25 | 19418.25 | 20200.25 | 20982.25 | 21764.25 | 22546.25 | 23226.25 | 23906.25 | 24586.25 | 25266.25 | 25946.25 | 26626.2502 | 27306.2504 | 27986.2506 | 28666.2508 | 29346.251
| Finland | EU Blue | Hydrogen Evolution | Capacity (MW) | Storage | Storage | Battery | 149 | 182.5 | 197.5 | 302 | 406 | 510 | 614 | 718 | 854 | 990 | 1126 | 1262 | 1398 | 1398 | 1398 | 1398 | 1398 | 1398 | 1398 | 1398 | 1398 | 1398 | 1398 | 1398 | 1398 | 1398 | 1398 | 1398
| Finland | EU Blue | Hydrogen Evolution | Capacity (MW) | Renewable | Biomass | Biomass | 1400 | 1400 | 1400 | 1300 | 1500 | 1600 | 1600 | 1600 | 1600 | 1600 | 1600 | 1600 | 1600 | 1600 | 1600 | 1600 | 1600 | 1600 | 1600 | 1600 | 1600 | 1600 | 1600 | 1600 | 1600 | 1600 | 1600 | 1600
| Finland | EU Blue | Hydrogen Evolution | Capacity (MW) | Low Carbon | CCS | Biomass CCS | 0 | 0 | 0 | 0 | 0 | 0 | 0 | 0 | 0 | 0 | 0 | 0 | 0 | 36 | 72 | 108 | 144 | 180 | 180 | 180 | 180 | 180 | 180 | 180 | 180 | 180 | 180 | 180
| Finland | EU Blue | Hydrogen Evolution | Capacity (MW) | Thermal | Gas | CCGT CHP | 5977 | 5765 | 5602 | 5244 | 4922 | 4850 | 4850 | 2969 | 2969 | 2969 | 2894 | 2894 | 2894 | 2894 | 2894 | 2789 | 2737 | 2442 | 2212 | 2212 | 2107 | 2107 | 2107 | 2032 | 2032 | 1462 | 1462 | 1462
| Finland | EU Blue | Hydrogen Evolution | Capacity (MW) | Low Carbon | Low Carbon | GT Hydrogen | 0 | 0 | 0 | 0 | 0 | 0 | 0 | 0 | 0 | 0 | 0 | 0 | 0 | 82 | 165 | 247 | 329 | 412 | 412 | 412 | 412 | 412 | 412 | 518 | 624 | 731 | 837 | 943
| Finland | EU Blue | Hydrogen Evolution | Capacity (MW) | Low Carbon | Nuclear | Nuclear | 4394 | 4394 | 4394 | 4394 | 3887 | 3887 | 3887 | 3380 | 3380 | 3380 | 3380 | 3380 | 4980 | 4980 | 4535 | 4090 | 3645 | 3200 | 3200 | 3200 | 3200 | 3200 | 3200 | 3200 | 3200 | 3200 | 3200 | 3200
| Finland | EU Blue | Hydrogen Evolution | Capacity (MW) | Renewable | Hydro | Run-of-river Hydro | 3208.2 | 3212.3 | 3216.3999 | 3220.5 | 3224.6001 | 3228.7 | 3232.8 | 3236.6001 | 3236.6001 | 3236.6001 | 3236.6001 | 3236.6001 | 3236.6001 | 3236.6001 | 3236.6001 | 3236.6001 | 3236.6001 | 3236.6001 | 3236.6001 | 3236.6001 | 3236.6001 | 3236.6001 | 3236.6001 | 3236.6001 | 3236.6001 | 3236.6001 | 3236.6001 | 3236.6001
| Finland | EU Blue | Hydrogen Evolution | Capacity (MW) | Renewable | Solar | Solar PV | 508.5 | 771.68 | 1097.56 | 1515.0314 | 1932.5028 | 2349.9742 | 2767.4456 | 3184.917 | 3202.9462 | 3220.9754 | 3239.0046 | 3257.0338 | 3275.063 | 3293.0912 | 3311.1194 | 3329.1476 | 3347.1758 | 3365.204 | 3380.7304 | 3396.2568 | 3411.7832 | 3427.3096 | 3442.836 | 3458.4564 | 3474.0768 | 3489.6972 | 3505.3176 | 3520.938
| Finland | EU Blue | Hydrogen Evolution | Capacity (MW) | Renewable | Offshore Wind | Wind Offshore | 70.7 | 70.7 | 70.7 | 1476.8044 | 2882.9088 | 4289.0132 | 5695.1176 | 7101.222 | 7929.1174 | 8757.0128 | 9584.9082 | 10412.8036 | 11240.699 | 11590.6994 | 11940.6998 | 12290.7002 | 12640.7006 | 12990.701 | 13510.701 | 14030.701 | 14550.701 | 15070.701 | 15590.701 | 16214.701 | 16838.701 | 17462.701 | 18086.701 | 18710.701
| Finland | EU Blue | Hydrogen Evolution | Capacity (MW) | Renewable | Onshore Wind | Wind Onshore | 5809.35 | 6994.85 | 7615.75 | 8957.85 | 10299.95 | 11642.05 | 12984.15 | 14326.25 | 15013.902 | 15701.554 | 16389.206 | 17076.858 | 17764.51 | 17764.51 | 17764.51 | 17764.51 | 17764.51 | 17764.51 | 17764.51 | 17764.51 | 17764.51 | 17764.51 | 17764.51 | 17930.511 | 18096.512 | 18262.513 | 18428.514 | 18594.515
| Finland | EU Green | Holistic Transition | Demand (TWh) | Demand | Demand | Demand Total (TWh) | 90.11 | 91.61 | 92.52 | 95.15 | 96.88 | 98.82 | 100.39 | 102.09 | 105.45 | 109.25 | 112.52 | 116.37 | 120.32 | 124.16 | 127.76 | 130.74 | 136.8 | 140.69 | 143.14 | 146.15 | 148.66 | 151.77 | 154.31 | 152.19 | 154.77 | 157.84 | 159.92 | 162.79
| Finland | EU Blue | Hydrogen Evolution | Demand (TWh) | Demand | Demand | Demand Total (TWh) | 90.38 | 92 | 93.96 | 96.9 | 98.52 | 100.28 | 101.67 | 103.15 | 106.34 | 109.78 | 113.16 | 116.9 | 127.43 | 130.76 | 131.93 | 133.78 | 135.44 | 136.83 | 139.14 | 141.67 | 143.62 | 146.52 | 150.1 | 154.49 | 157.81 | 162.18 | 165.07 | 168.34
| France | EU Green | Holistic Transition | Capacity (MW) | Storage | Storage | Battery | 100 | 125 | 250 | 1185 | 1419.5 | 1654.5 | 1889.5 | 2124 | 2436 | 2748 | 3060 | 3372 | 3684 | 4248 | 4812 | 5376 | 5940 | 6504 | 6954 | 7404 | 7854 | 8304 | 8754 | 9416 | 10078 | 10740 | 11402 | 12064
| France | EU Green | Holistic Transition | Capacity (MW) | Renewable | Biomass | Biomass | 2120 | 2120 | 2120 | 2120 | 2120 | 2120 | 2120 | 2120 | 2120 | 2120 | 2120 | 2120 | 2120 | 2120 | 2120 | 2120 | 2120 | 2120 | 2120 | 2120 | 2120 | 2120 | 2120 | 2120 | 2120 | 2120 | 2120 | 2120
| France | EU Green | Holistic Transition | Capacity (MW) | Low Carbon | CCS | Biomass CCS | 0 | 0 | 0 | 0 | 0 | 0 | 0 | 0 | 0 | 0 | 0 | 0 | 0 | 0 | 0 | 0 | 0 | 0 | 204 | 408 | 612 | 816 | 1020 | 1020 | 1020 | 1020 | 1020 | 1020
| France | EU Green | Holistic Transition | Capacity (MW) | Thermal | Coal | Coal | 1755 | 1755 | 1755 | 0 | 0 | 0 | 0 | 0 | 0 | 0 | 0 | 0 | 0 | 0 | 0 | 0 | 0 | 0 | 0 | 0 | 0 | 0 | 0 | 0 | 0 | 0 | 0 | 0
| France | EU Green | Holistic Transition | Capacity (MW) | Thermal | Gas | Fossil Gas | 11680 | 11480 | 11280 | 11380 | 11830 | 12030 | 12086 | 12486 | 12386 | 12286 | 12286 | 12106 | 11223.08 | 10940 | 10840 | 10840 | 10219.86 | 10548.69 | 8984.4 | 8397.45 | 7615.85 | 7481 | 7781 | 6919.65 | 6750 | 6750 | 6750 | 6750
| France | EU Green | Holistic Transition | Capacity (MW) | Thermal | Other Thermal | Fossil Oil | 1640 | 1640 | 1640 | 1506 | 1381 | 1381 | 1381 | 1041 | 1041 | 1041 | 1041 | 1041 | 1041 | 1041 | 912 | 552 | 370 | 0 | 0 | 0 | 0 | 0 | 0 | 0 | 0 | 0 | 0 | 0
| France | EU Green | Holistic Transition | Capacity (MW) | Low Carbon | Low Carbon | GT Hydrogen | 0 | 0 | 0 | 400 | 400 | 400 | 400 | 500 | 1966 | 3432 | 4898 | 6364 | 7830 | 8230 | 8630 | 9030 | 9430 | 9830 | 13692 | 17553 | 21415 | 25276 | 29138 | 29538 | 29938 | 30338 | 30738 | 31138
| France | EU Green | Holistic Transition | Capacity (MW) | Renewable | Marine | Marine | 240 | 240 | 240 | 240 | 240 | 240 | 240 | 240 | 240 | 240 | 240 | 240 | 240 | 240 | 240 | 240 | 240 | 240 | 240 | 240 | 240 | 240 | 240 | 240 | 240 | 240 | 240 | 240
| France | EU Green | Holistic Transition | Capacity (MW) | Low Carbon | Nuclear | Nuclear | 63020 | 63020 | 63020 | 63020 | 63020 | 62110 | 61200 | 60320 | 58550 | 58550 | 57660 | 57660 | 56750 | 54930 | 53100 | 52010 | 48355 | 47225 | 43585 | 39930 | 37270 | 32365 | 29735 | 27500 | 26165 | 24855 | 23555 | 22245
| France | EU Green | Holistic Transition | Capacity (MW) | Storage | Storage | Pumped Hydro | 5101 | 5101 | 5101 | 5101 | 5101 | 5101 | 5101 | 5101 | 5101 | 5101 | 5101 | 5101 | 5101 | 5101 | 5101 | 5101 | 5101 | 5101 | 5101 | 5101 | 5101 | 5101 | 5101 | 5101 | 5101 | 5101 | 5101 | 5101
| France | EU Green | Holistic Transition | Capacity (MW) | Renewable | Hydro | Run-of-river Hydro | 20450.5605 | 20628.3301 | 20806.1094 | 20983.8906 | 21161.6699 | 21339.4395 | 21517.2207 | 21695 | 21755 | 21815 | 21875 | 21935 | 21995 | 22055 | 22115 | 22175 | 22235 | 22295 | 22295 | 22295 | 22295 | 22295 | 22295 | 22295 | 22295 | 22295 | 22295 | 22295
| France | EU Green | Holistic Transition | Capacity (MW) | Renewable | Solar | Solar PV | 17000 | 19555.39 | 22131.78 | 27393.1456 | 32654.5112 | 37915.8768 | 43177.2424 | 48438.608 | 53560.8504 | 58683.0928 | 63805.3352 | 68927.5776 | 74049.82 | 79692.3528 | 85334.8856 | 90977.4184 | 96619.9512 | 102262.484 | 107524.255 | 112786.026 | 118047.797 | 123309.568 | 128571.339 | 129722.959 | 130874.579 | 132026.199 | 133177.819 | 134329.439
| France | EU Green | Holistic Transition | Capacity (MW) | Renewable | Waste | Waste | 55 | 55 | 55 | 55 | 55 | 55 | 55 | 0 | 0 | 0 | 0 | 0 | 0 | 0 | 0 | 0 | 0 | 0 | 0 | 0 | 0 | 0 | 0 | 0 | 0 | 0 | 0 | 0
| France | EU Green | Holistic Transition | Capacity (MW) | Renewable | Offshore Wind | Wind Offshore | 480 | 1559 | 2009 | 2774 | 3539 | 4304 | 5069 | 5834 | 7352 | 8870 | 10388 | 11906 | 13424 | 16352 | 19280 | 22208 | 25136 | 28064 | 30991.9998 | 33919.9996 | 36847.9994 | 39775.9992 | 42703.999 | 45631.999 | 48559.999 | 51487.999 | 54415.999 | 57343.999
| France | EU Green | Holistic Transition | Capacity (MW) | Renewable | Onshore Wind | Wind Onshore | 21587.5 | 23075.01 | 24562.5 | 26610.448 | 28658.396 | 30706.344 | 32754.292 | 34802.24 | 37004.392 | 39206.544 | 41408.696 | 43610.848 | 45813 | 47650.7598 | 49488.5196 | 51326.2794 | 53164.0392 | 55001.799 | 57624.027 | 60246.255 | 62868.483 | 65490.711 | 68112.939 | 69372.2532 | 70631.5674 | 71890.8816 | 73150.1958 | 74409.51
| France | EU Blue | Hydrogen Evolution | Capacity (MW) | Storage | Storage | Battery | 100 | 125 | 250 | 768 | 886 | 1004.5 | 1122.5 | 1340.5 | 1440.5 | 1540.5 | 1640.5 | 1740.5 | 1840.5 | 1940.5 | 2040.5 | 2140.5 | 2240.5 | 2340.5 | 2440.5 | 2540.5 | 2640.5 | 2740.5 | 2840.5 | 3098.5 | 3356.5 | 3614.5 | 3873 | 4131
| France | EU Blue | Hydrogen Evolution | Capacity (MW) | Renewable | Biomass | Biomass | 2120 | 2120 | 2120 | 2120 | 2120 | 2120 | 2120 | 2120 | 2120 | 2120 | 2120 | 2120 | 2120 | 2120 | 2120 | 2120 | 2120 | 2120 | 2120 | 2120 | 2120 | 2120 | 2120 | 2120 | 2120 | 2120 | 2120 | 2120
| France | EU Blue | Hydrogen Evolution | Capacity (MW) | Low Carbon | CCS | Biomass CCS | 0 | 0 | 0 | 0 | 0 | 0 | 0 | 0 | 0 | 0 | 0 | 0 | 0 | 168 | 336 | 504 | 672 | 840 | 1176 | 1512 | 1848 | 2184 | 2520 | 2520 | 2520 | 2520 | 2520 | 2520
| France | EU Blue | Hydrogen Evolution | Capacity (MW) | Thermal | Gas | Fossil Gas | 11680 | 11480 | 11280 | 11380 | 11830 | 12030 | 12086 | 12486 | 12386 | 12286 | 12286 | 12106 | 11223.08 | 10940 | 10840 | 10840 | 10219.86 | 10548.69 | 8984.4 | 8397.45 | 7615.85 | 7481 | 8281 | 7865.65 | 7696 | 7696 | 7696 | 7696
| France | EU Blue | Hydrogen Evolution | Capacity (MW) | Thermal | Coal | Coal | 1755 | 1755 | 1755 | 0 | 0 | 0 | 0 | 0 | 0 | 0 | 0 | 0 | 0 | 0 | 0 | 0 | 0 | 0 | 0 | 0 | 0 | 0 | 0 | 0 | 0 | 0 | 0 | 0
| France | EU Blue | Hydrogen Evolution | Capacity (MW) | Thermal | Other Thermal | Fossil Oil | 1640 | 1640 | 1640 | 1506 | 1381 | 1381 | 1381 | 1041 | 1041 | 1041 | 1041 | 1041 | 1041 | 1041 | 912 | 552 | 370 | 0 | 0 | 0 | 0 | 0 | 0 | 0 | 0 | 0 | 0 | 0
| France | EU Blue | Hydrogen Evolution | Capacity (MW) | Low Carbon | Low Carbon | GT Hydrogen | 0 | 0 | 0 | 400 | 400 | 400 | 400 | 500 | 3411 | 6322 | 9232 | 12143 | 15054 | 15254 | 15454 | 15654 | 15854 | 16054 | 16394 | 16735 | 17075 | 17416 | 17756 | 18006 | 18256 | 18506 | 18756 | 19006
| France | EU Blue | Hydrogen Evolution | Capacity (MW) | Renewable | Hydro | Run-of-river Hydro | 20450.5605 | 20628.3301 | 20806.1094 | 20983.8906 | 21161.6699 | 21339.4395 | 21517.2207 | 21695 | 21755 | 21815 | 21875 | 21935 | 21995 | 22055 | 22115 | 22175 | 22235 | 22295 | 22295 | 22295 | 22295 | 22295 | 22295 | 22295 | 22295 | 22295 | 22295 | 22295
| France | EU Blue | Hydrogen Evolution | Capacity (MW) | Storage | Storage | Pumped Hydro | 5101 | 5101 | 5101 | 5101 | 5101 | 5101 | 5101 | 5101 | 5101 | 5101 | 5101 | 5101 | 5101 | 5101 | 5101 | 5101 | 5101 | 5101 | 5101 | 5101 | 5101 | 5101 | 5101 | 5101 | 5101 | 5101 | 5101 | 5101
| France | EU Blue | Hydrogen Evolution | Capacity (MW) | Renewable | Marine | Marine | 240 | 240 | 240 | 240 | 240 | 240 | 240 | 240 | 240 | 240 | 240 | 240 | 240 | 240 | 240 | 240 | 240 | 240 | 240 | 240 | 240 | 240 | 240 | 240 | 240 | 240 | 240 | 240
| France | EU Blue | Hydrogen Evolution | Capacity (MW) | Low Carbon | Nuclear | Nuclear | 63020 | 63020 | 63020 | 63020 | 63020 | 62110 | 61200 | 60320 | 58550 | 58550 | 57660 | 57660 | 56750 | 56530 | 56300 | 55210 | 53155 | 52025 | 49985 | 46330 | 45270 | 41965 | 40935 | 40300 | 40565 | 42455 | 42755 | 43045
| France | EU Blue | Hydrogen Evolution | Capacity (MW) | Renewable | Solar | Solar PV | 17000 | 19555.39 | 22131.78 | 25459.145 | 28786.51 | 32113.875 | 35441.24 | 38768.605 | 41632.8478 | 44497.0906 | 47361.3334 | 50225.5762 | 53089.819 | 55989.1806 | 58888.5422 | 61787.9038 | 64687.2654 | 67586.627 | 70004.398 | 72422.169 | 74839.94 | 77257.711 | 79675.482 | 80827.1028 | 81978.7236 | 83130.3444 | 84281.9652 | 85433.586
| France | EU Blue | Hydrogen Evolution | Capacity (MW) | Renewable | Waste | Waste | 55 | 55 | 55 | 55 | 55 | 55 | 55 | 0 | 0 | 0 | 0 | 0 | 0 | 0 | 0 | 0 | 0 | 0 | 0 | 0 | 0 | 0 | 0 | 0 | 0 | 0 | 0 | 0
| France | EU Blue | Hydrogen Evolution | Capacity (MW) | Renewable | Offshore Wind | Wind Offshore | 480 | 1559 | 2009 | 2600 | 3191 | 3782 | 4373 | 4964 | 4964.0002 | 4964.0004 | 4964.0006 | 4964.0008 | 4964.001 | 5817.838 | 6671.675 | 7525.512 | 8379.349 | 9233.186 | 10250.5626 | 11267.9392 | 12285.3158 | 13302.6924 | 14320.069 | 17535.1474 | 20750.2258 | 23965.3042 | 27180.3826 | 30395.461
| France | EU Blue | Hydrogen Evolution | Capacity (MW) | Renewable | Onshore Wind | Wind Onshore | 21587.5 | 23075.01 | 24562.5 | 25576.4482 | 26590.3964 | 27604.3446 | 28618.2928 | 29632.241 | 29696.3024 | 29760.3638 | 29824.4252 | 29888.4866 | 29952.548 | 30702.307 | 31452.066 | 32201.825 | 32951.584 | 33701.343 | 33701.5712 | 33701.7994 | 33702.0276 | 33702.2558 | 33702.484 | 33800.3658 | 33898.2476 | 33996.1294 | 34094.0112 | 34191.893
| France | EU Green | Holistic Transition | Demand (TWh) | Demand | Demand | Demand Total (TWh) | 473.75 | 477.62 | 482.02 | 497.96 | 509.72 | 523.45 | 529.49 | 538.29 | 554.72 | 572.86 | 588.55 | 605.6 | 622.07 | 640.13 | 653.72 | 669.3 | 681.08 | 694.76 | 704.81 | 716.8 | 729 | 742.88 | 751.16 | 761.11 | 771.95 | 781.98 | 789.15 | 800.03
| France | EU Blue | Hydrogen Evolution | Demand (TWh) | Demand | Demand | Demand Total (TWh) | 473.75 | 477.62 | 482.02 | 488.17 | 494.72 | 503.34 | 508.64 | 516.22 | 519.61 | 525.2 | 527.39 | 531.79 | 536.27 | 542.89 | 545.79 | 550.57 | 555.25 | 561.75 | 564.1 | 568.08 | 571.52 | 576.9 | 577.87 | 584.62 | 590.97 | 599.39 | 603.36 | 609.29
| Germany | EU Green | Holistic Transition | Capacity (MW) | Storage | Storage | Battery | 1519.5 | 1855.5 | 2145 | 3445 | 4745 | 6044.5 | 7344.5 | 8644.5 | 12574.5 | 15404.5 | 18834.5 | 21664.5 | 25094.5 | 30894.5 | 36294.5 | 41694.5 | 47094.5 | 52494.5 | 54920 | 57546 | 60172 | 62797.5 | 65423.5 | 69530 | 73436.5 | 77542.5 | 81649 | 86355
| Germany | EU Green | Holistic Transition | Capacity (MW) | Renewable | Biomass | Biomass | 9890.4 | 10320.4 | 10760.4 | 11190.4 | 11670.4 | 12110.4 | 12110.4 | 12110.4 | 12110.4 | 12110.4 | 12110.4 | 12110.4 | 12110.4 | 12110.4 | 12110.4 | 12110.4 | 12110.4 | 12110.4 | 12110.4 | 12110.4 | 12110.4 | 12110.4 | 12110.4 | 12110.4 | 12110.4 | 12110.4 | 12110.4 | 12110.4
| Germany | EU Green | Holistic Transition | Capacity (MW) | Low Carbon | CCS | Biomass CCS | 0 | 0 | 0 | 0 | 0 | 0 | 0 | 0 | 0 | 0 | 0 | 0 | 0 | 0 | 0 | 0 | 0 | 0 | 612 | 1224 | 1836 | 2448 | 3060 | 3648 | 4236 | 4824 | 5412 | 6000
| Germany | EU Green | Holistic Transition | Capacity (MW) | Thermal | Coal | Coal | 28090.9 | 26103.9 | 25146.5 | 21766.5 | 20459.5 | 16500.9 | 13817.6 | 13382.6 | 10337.6 | 10337.6 | 9338 | 7749 | 6007 | 6007 | 6007 | 4955 | 400 | 400 | 400 | 400 | 400 | 400 | 400 | 0 | 0 | 0 | 0 | 0
| Germany | EU Green | Holistic Transition | Capacity (MW) | Thermal | Gas | Fossil Gas | 32932.52 | 33432.82 | 33774.42 | 34525.236 | 34991.32 | 35861.67 | 36043.704 | 35604.38 | 35115.1 | 35077.819 | 34812.7 | 34547.92 | 33477.19 | 32904.1 | 31388.58 | 30460.1 | 30332.12 | 27284.47 | 25859.82 | 25773.915 | 25469.28 | 25215.5 | 22363 | 21089.04 | 20752 | 20552 | 20352 | 20152
| Germany | EU Green | Holistic Transition | Capacity (MW) | Thermal | Other Thermal | Fossil Oil | 3031.2 | 2496.2 | 2496.2 | 2496.2 | 2403.7 | 2403.7 | 2169.7 | 857.1 | 857.1 | 857.1 | 857.1 | 760 | 760 | 760 | 760 | 760 | 700 | 650 | 650 | 650 | 650 | 650 | 650 | 650 | 650 | 650 | 650 | 150
| Germany | EU Green | Holistic Transition | Capacity (MW) | Low Carbon | Low Carbon | GT Hydrogen | 0 | 0 | 0 | 5082 | 10164 | 15246 | 20328 | 25409 | 26209 | 26309 | 26409 | 26509 | 26609 | 27009 | 27409 | 27809 | 28209 | 28809 | 29009 | 29609 | 30209 | 30809 | 31409 | 32709 | 34009 | 34909 | 35809 | 36709
| Germany | EU Green | Holistic Transition | Capacity (MW) | Renewable | Other Renewables | Other RES | 0 | 0 | 0 | 0 | 0 | 0 | 0 | 500 | 500 | 500 | 500 | 500 | 500 | 500 | 500 | 500 | 500 | 500 | 500 | 500 | 500 | 500 | 500 | 500 | 500 | 500 | 500 | 500
| Germany | EU Green | Holistic Transition | Capacity (MW) | Storage | Storage | Pumped Hydro | 8437.5 | 8437.5 | 8437.5 | 8437.5 | 8437.5 | 8437.5 | 8437.5 | 8437.5 | 8437.5 | 8437.5 | 8437.5 | 8437.5 | 8437.5 | 8437.5 | 8437.5 | 8437.5 | 8437.5 | 8437.5 | 8437.5 | 8437.5 | 8437.5 | 8437.5 | 8437.5 | 8437.5 | 8437.5 | 8437.5 | 8437.5 | 8437.5
| Germany | EU Green | Holistic Transition | Capacity (MW) | Renewable | Hydro | Run-of-river Hydro | 4372.13 | 4372.13 | 4372.13 | 4372.13 | 4372.13 | 4372.13 | 4372.13 | 4372.13 | 4372.13 | 4372.13 | 4372.13 | 4372.13 | 4372.13 | 4372.13 | 4372.13 | 4372.13 | 4372.13 | 4372.13 | 4372.13 | 4372.13 | 4372.13 | 4372.13 | 4372.13 | 4372.13 | 4372.13 | 4372.13 | 4372.13 | 4372.13
| Germany | EU Green | Holistic Transition | Capacity (MW) | Renewable | Solar | Solar PV | 67604.51 | 75961.49 | 86692.01 | 100644.1486 | 114596.2872 | 128548.4258 | 142500.5644 | 156452.703 | 166552.015 | 176651.327 | 186750.639 | 196849.951 | 206949.263 | 223577.6638 | 240206.0646 | 256834.4654 | 273462.8662 | 290091.267 | 313385.2172 | 336679.1674 | 359973.1176 | 383267.0678 | 406561.018 | 409885.485 | 413209.952 | 416534.419 | 419858.886 | 423183.353
| Germany | EU Green | Holistic Transition | Capacity (MW) | Renewable | Waste | Waste | 1900.2 | 1900.2 | 1900.2 | 1900.2 | 1900.2 | 1900.2 | 1900.2 | 1600 | 1600 | 1600 | 1600 | 1600 | 1600 | 1600 | 1600 | 1600 | 1600 | 1600 | 1600 | 1600 | 1600 | 1600 | 1600 | 1600 | 1600 | 1600 | 1600 | 1600
| Germany | EU Green | Holistic Transition | Capacity (MW) | Renewable | Offshore Wind | Wind Offshore | 8418.4 | 8913.4 | 10167 | 16410.478 | 22653.956 | 28897.434 | 35140.912 | 41384.39 | 45855.2638 | 50326.1376 | 54797.0114 | 59267.8852 | 63738.759 | 66989.199 | 70239.639 | 73490.079 | 76740.519 | 79990.959 | 79990.999 | 79991.039 | 79991.079 | 79991.119 | 79991.159 | 79991.121 | 79991.083 | 79991.045 | 79991.007 | 79990.969
| Germany | EU Green | Holistic Transition | Capacity (MW) | Renewable | Onshore Wind | Wind Onshore | 60217.86 | 63171.12 | 66573.29 | 72460.8582 | 78348.4264 | 84235.9946 | 90123.5628 | 96011.131 | 102599.23 | 109187.329 | 115775.428 | 122363.527 | 128951.626 | 133009.1224 | 137066.6188 | 141124.1152 | 145181.6116 | 149239.108 | 149533.306 | 149827.504 | 150121.702 | 150415.9 | 150710.098 | 150966.0924 | 151222.0868 | 151478.0812 | 151734.0756 | 151990.07
| Germany | EU Blue | Hydrogen Evolution | Capacity (MW) | Storage | Storage | Battery | 1519.5 | 1855.5 | 2145 | 5745 | 8945 | 12145 | 15445 | 18745 | 18845 | 18945 | 19045 | 19145 | 19245 | 21345 | 23445 | 25545 | 27645 | 29745 | 29845 | 29945 | 30045 | 30145 | 30245 | 35145 | 40045 | 44945 | 49845 | 54745
| Germany | EU Blue | Hydrogen Evolution | Capacity (MW) | Renewable | Biomass | Biomass | 9890.4 | 10320.4 | 10760.4 | 11190.4 | 11670.4 | 12110.4 | 12110.4 | 12110.4 | 12110.4 | 12110.4 | 12110.4 | 12110.4 | 12110.4 | 12110.4 | 12110.4 | 12110.4 | 12110.4 | 12110.4 | 12110.4 | 12110.4 | 12110.4 | 12110.4 | 12110.4 | 12110.4 | 12110.4 | 12110.4 | 12110.4 | 12110.4
| Germany | EU Blue | Hydrogen Evolution | Capacity (MW) | Low Carbon | CCS | Biomass CCS | 0 | 0 | 0 | 0 | 0 | 0 | 0 | 0 | 0 | 0 | 0 | 0 | 0 | 0 | 0 | 0 | 0 | 0 | 780 | 1554 | 2334 | 3114 | 3888 | 3888 | 3888 | 3888 | 3888 | 3888
| Germany | EU Blue | Hydrogen Evolution | Capacity (MW) | Thermal | Coal | Coal | 28090.9 | 26103.9 | 25146.5 | 21766.5 | 20459.5 | 16500.9 | 13817.6 | 13382.6 | 10337.6 | 10337.6 | 9338 | 7749 | 6007 | 6007 | 6007 | 4955 | 400 | 400 | 400 | 400 | 400 | 400 | 400 | 0 | 0 | 0 | 0 | 0
| Germany | EU Blue | Hydrogen Evolution | Capacity (MW) | Thermal | Gas | Fossil Gas | 32932.52 | 33432.82 | 33774.42 | 34525.236 | 34991.32 | 35861.67 | 36043.704 | 35604.38 | 35115.1 | 35077.819 | 34812.7 | 34547.92 | 33477.19 | 32904.1 | 31388.58 | 30460.1 | 30332.12 | 28795.87 | 27371.22 | 27285.315 | 26725.08 | 26300.9 | 25790.18 | 23896.029 | 23389.6 | 23389.6 | 23107.08 | 22706.48
| Germany | EU Blue | Hydrogen Evolution | Capacity (MW) | Thermal | Other Thermal | Fossil Oil | 3031.2 | 2496.2 | 2496.2 | 2496.2 | 2403.7 | 2403.7 | 2169.7 | 857.1 | 857.1 | 857.1 | 857.1 | 760 | 760 | 760 | 760 | 760 | 700 | 650 | 650 | 650 | 650 | 650 | 650 | 650 | 650 | 650 | 650 | 150
| Germany | EU Blue | Hydrogen Evolution | Capacity (MW) | Low Carbon | Low Carbon | GT Hydrogen | 0 | 0 | 0 | 400 | 400 | 400 | 400 | 500 | 5086 | 9672 | 14258 | 18844 | 23430 | 23630 | 23830 | 24030 | 24230 | 24430 | 26037 | 27644 | 29251 | 30858 | 32465 | 32865 | 33265 | 33665 | 34065 | 34465
| Germany | EU Blue | Hydrogen Evolution | Capacity (MW) | Renewable | Other Renewables | Other RES | 0 | 0 | 0 | 0 | 0 | 0 | 0 | 500 | 500 | 500 | 500 | 500 | 500 | 500 | 500 | 500 | 500 | 500 | 500 | 500 | 500 | 500 | 500 | 500 | 500 | 500 | 500 | 500
| Germany | EU Blue | Hydrogen Evolution | Capacity (MW) | Storage | Storage | Pumped Hydro | 8437.5 | 8437.5 | 8437.5 | 8437.5 | 8437.5 | 8437.5 | 8437.5 | 8437.5 | 8437.5 | 8437.5 | 8437.5 | 8437.5 | 8437.5 | 8437.5 | 8437.5 | 8437.5 | 8437.5 | 8437.5 | 8437.5 | 8437.5 | 8437.5 | 8437.5 | 8437.5 | 8437.5 | 8437.5 | 8437.5 | 8437.5 | 8437.5
| Germany | EU Blue | Hydrogen Evolution | Capacity (MW) | Renewable | Hydro | Run-of-river Hydro | 4372.13 | 4372.13 | 4372.13 | 4372.13 | 4372.13 | 4372.13 | 4372.13 | 4372.13 | 4372.13 | 4372.13 | 4372.13 | 4372.13 | 4372.13 | 4372.13 | 4372.13 | 4372.13 | 4372.13 | 4372.13 | 4372.13 | 4372.13 | 4372.13 | 4372.13 | 4372.13 | 4372.13 | 4372.13 | 4372.13 | 4372.13 | 4372.13
| Germany | EU Blue | Hydrogen Evolution | Capacity (MW) | Renewable | Solar | Solar PV | 67604.51 | 75961.49 | 86692.01 | 100613.1152 | 114534.2204 | 128455.3256 | 142376.4308 | 156297.536 | 158478.864 | 160660.192 | 162841.52 | 165022.848 | 167204.176 | 172221.6776 | 177239.1792 | 182256.6808 | 187274.1824 | 192291.684 | 199897.6392 | 207503.5944 | 215109.5496 | 222715.5048 | 230321.46 | 232309.728 | 234297.996 | 236286.264 | 238274.532 | 240262.8
| Germany | EU Blue | Hydrogen Evolution | Capacity (MW) | Renewable | Waste | Waste | 1900.2 | 1900.2 | 1900.2 | 1900.2 | 1900.2 | 1900.2 | 1900.2 | 1600 | 1600 | 1600 | 1600 | 1600 | 1600 | 1600 | 1600 | 1600 | 1600 | 1600 | 1600 | 1600 | 1600 | 1600 | 1600 | 1600 | 1600 | 1600 | 1600 | 1600
| Germany | EU Blue | Hydrogen Evolution | Capacity (MW) | Renewable | Offshore Wind | Wind Offshore | 8418.4 | 8913.4 | 10167 | 13737.7522 | 17308.5044 | 20879.2566 | 24450.0088 | 28020.761 | 29718.961 | 31417.161 | 33115.361 | 34813.561 | 36511.761 | 39063.6032 | 41615.4454 | 44167.2876 | 46719.1298 | 49270.972 | 51821.012 | 54371.052 | 56921.092 | 59471.132 | 62021.172 | 63439.6976 | 64858.2232 | 66276.7488 | 67695.2744 | 69113.8
| Germany | EU Blue | Hydrogen Evolution | Capacity (MW) | Renewable | Onshore Wind | Wind Onshore | 60217.86 | 63171.12 | 66573.29 | 69684.3302 | 72795.3704 | 75906.4106 | 79017.4508 | 82128.491 | 84360.591 | 86592.691 | 88824.791 | 91056.891 | 93288.991 | 94290.6814 | 95292.3718 | 96294.0622 | 97295.7526 | 98297.443 | 99223.641 | 100149.839 | 101076.037 | 102002.235 | 102928.433 | 103784.4278 | 104640.4226 | 105496.4174 | 106352.4122 | 107208.407
| Germany | EU Green | Holistic Transition | Demand (TWh) | Demand | Demand | Demand Total (TWh) | 566.1 | 581.58 | 597.17 | 631.62 | 658.2 | 687.7 | 713.59 | 738.71 | 770.62 | 807.4 | 842.08 | 877.09 | 914.44 | 949.41 | 979.91 | 1016.72 | 1053.44 | 1088.41 | 1098.34 | 1112.53 | 1122.93 | 1139.19 | 1151.48 | 1165.22 | 1199.79 | 1277.67 | 1397 | 1422.37
| Germany | EU Blue | Hydrogen Evolution | Demand (TWh) | Demand | Demand | Demand Total (TWh) | 566.1 | 581.58 | 597.17 | 614.07 | 631.5 | 650.75 | 666.5 | 684.36 | 697.21 | 712.39 | 723.31 | 736.38 | 749.2 | 764.12 | 773.86 | 785.14 | 795.71 | 808.19 | 831.53 | 856.86 | 881.6 | 908.81 | 930.2 | 944.5 | 958.25 | 975.09 | 985.91 | 999.59
| Italy | EU Green | Holistic Transition | Capacity (MW) | Storage | Storage | Battery | 876.5 | 1083.5 | 1802 | 1801.5 | 1800 | 1800 | 1800 | 1800 | 2452 | 3104 | 3756 | 4408 | 5060 | 6038 | 7016 | 7994 | 8972 | 9950 | 10602 | 11254 | 11906 | 12558 | 13210 | 14188 | 15166 | 16144 | 17122 | 18100
| Italy | EU Green | Holistic Transition | Capacity (MW) | Renewable | Biomass | Biomass | 4442 | 4552 | 4672 | 4672 | 4672 | 4672 | 4672 | 4672 | 4672 | 4672 | 4672 | 4672 | 4672 | 4672 | 4672 | 4672 | 4672 | 4672 | 4672 | 4672 | 4672 | 4672 | 4672 | 4672 | 4672 | 4672 | 4672 | 4672
| Italy | EU Green | Holistic Transition | Capacity (MW) | Low Carbon | CCS | Biomass CCS | 0 | 0 | 0 | 0 | 0 | 0 | 0 | 0 | 0 | 0 | 0 | 0 | 0 | 0 | 0 | 0 | 0 | 0 | 0 | 0 | 0 | 0 | 0 | 180 | 360 | 540 | 720 | 900
| Italy | EU Green | Holistic Transition | Capacity (MW) | Thermal | Coal | Coal | 4941 | 4941 | 966 | 966 | 966 | 966 | 0 | 0 | 0 | 0 | 0 | 0 | 0 | 0 | 0 | 0 | 0 | 0 | 0 | 0 | 0 | 0 | 0 | 0 | 0 | 0 | 0 | 0
| Italy | EU Green | Holistic Transition | Capacity (MW) | Thermal | Gas | Fossil Gas | 48765 | 51466 | 52637 | 52415.5 | 52667 | 52463 | 52274 | 50222 | 50232 | 50198.36 | 50299 | 47323 | 44243.52 | 41423.06 | 40099 | 39197.2 | 37888.65 | 35873.23 | 28174.4 | 27183.5 | 27350 | 26483 | 26260.04 | 22080 | 20380 | 18500 | 16800 | 15100
| Italy | EU Green | Holistic Transition | Capacity (MW) | Thermal | Other Thermal | Fossil Oil | 946 | 946 | 946 | 946 | 946 | 946 | 946 | 0 | 0 | 0 | 0 | 0 | 0 | 0 | 0 | 0 | 0 | 0 | 0 | 0 | 0 | 0 | 0 | 0 | 0 | 0 | 0 | 0
| Italy | EU Green | Holistic Transition | Capacity (MW) | Renewable | Other Renewables | Geothermal | 764 | 764 | 764 | 764 | 764 | 764 | 764 | 0 | 0 | 0 | 0 | 0 | 0 | 0 | 0 | 0 | 0 | 0 | 0 | 0 | 0 | 0 | 0 | 0 | 0 | 0 | 0 | 0
| Italy | EU Green | Holistic Transition | Capacity (MW) | Low Carbon | Low Carbon | GT Hydrogen | 0 | 0 | 0 | 0 | 0 | 0 | 0 | 0 | 0 | 0 | 0 | 0 | 0 | 460 | 920 | 1381 | 1841 | 2302 | 3523 | 4745 | 5967 | 7188 | 8410 | 8410 | 8410 | 8410 | 8410 | 8410
| Italy | EU Green | Holistic Transition | Capacity (MW) | Storage | Storage | Pumped Hydro | 8120 | 9020 | 9920 | 10220 | 10520 | 10720 | 10720 | 11420 | 11420 | 11420 | 11420 | 11420 | 11420 | 11420 | 11420 | 11420 | 11420 | 11420 | 11420 | 11420 | 11420 | 11420 | 11420 | 11420 | 11420 | 11420 | 11420 | 11420
| Italy | EU Green | Holistic Transition | Capacity (MW) | Renewable | Hydro | Run-of-river Hydro | 15755 | 15755 | 15755 | 15755 | 15755 | 15755 | 15755 | 15755 | 15755 | 15755 | 15755 | 15755 | 15755 | 15755 | 15755 | 15755 | 15755 | 15755 | 15755 | 15755 | 15755 | 15755 | 15755 | 15755 | 15755 | 15755 | 15755 | 15755
| Italy | EU Green | Holistic Transition | Capacity (MW) | Renewable | Solar | Solar PV | 25896.25 | 28646.58 | 31588.38 | 39906.3836 | 48224.3872 | 56542.3908 | 64860.3944 | 73178.398 | 77974.5572 | 82770.7164 | 87566.8756 | 92363.0348 | 97159.194 | 101967.3406 | 106775.4872 | 111583.6338 | 116391.7804 | 121199.927 | 126051.4508 | 130902.9746 | 135754.4984 | 140606.0222 | 145457.546 | 149435.1974 | 153412.8488 | 157390.5002 | 161368.1516 | 165345.803
| Italy | EU Green | Holistic Transition | Capacity (MW) | Renewable | Waste | Waste | 452.6 | 452.6 | 452.6 | 452.6 | 452.6 | 452.6 | 452.6 | 0 | 0 | 0 | 0 | 0 | 0 | 0 | 0 | 0 | 0 | 0 | 0 | 0 | 0 | 0 | 0 | 0 | 0 | 0 | 0 | 0
| Italy | EU Green | Holistic Transition | Capacity (MW) | Renewable | Offshore Wind | Wind Offshore | 30 | 132 | 300 | 717.999 | 1135.998 | 1553.997 | 1971.996 | 2389.995 | 3155.5668 | 3921.1386 | 4686.7104 | 5452.2822 | 6217.854 | 7031.854 | 7845.854 | 8659.854 | 9473.854 | 10287.854 | 11101.8538 | 11915.8536 | 12729.8534 | 13543.8532 | 14357.853 | 14745.3296 | 15132.8062 | 15520.2828 | 15907.7594 | 16295.236
| Italy | EU Green | Holistic Transition | Capacity (MW) | Renewable | Onshore Wind | Wind Onshore | 12568.09 | 13375.43 | 14271.65 | 15301.911 | 16332.172 | 17362.433 | 18392.694 | 19422.955 | 21094.954 | 22766.953 | 24438.952 | 26110.951 | 27782.95 | 29869.9106 | 31956.8712 | 34043.8318 | 36130.7924 | 38217.753 | 40117.7444 | 42017.7358 | 43917.7272 | 45817.7186 | 47717.71 | 48768.4718 | 49819.2336 | 50869.9954 | 51920.7572 | 52971.519
| Italy | EU Blue | Hydrogen Evolution | Capacity (MW) | Storage | Storage | Battery | 876.5 | 1083.5 | 1802 | 1801.5 | 1800 | 1800 | 1800 | 1800 | 2199.5 | 2598.5 | 2998 | 3397.5 | 3797 | 4277 | 4757 | 5237 | 5717 | 6197.5 | 6677.5 | 7157.5 | 7637.5 | 8117.5 | 8597.5 | 9377 | 10157 | 10935.5 | 11716 | 12495.5
| Italy | EU Blue | Hydrogen Evolution | Capacity (MW) | Renewable | Biomass | Biomass | 4442 | 4552 | 4672 | 4672 | 4672 | 4672 | 4672 | 4672 | 4672 | 4672 | 4672 | 4672 | 4672 | 4672 | 4672 | 4672 | 4672 | 4672 | 4672 | 4672 | 4672 | 4672 | 4672 | 4672 | 4672 | 4672 | 4672 | 4672
| Italy | EU Blue | Hydrogen Evolution | Capacity (MW) | Low Carbon | CCS | Biomass CCS | 0 | 0 | 0 | 0 | 0 | 0 | 0 | 0 | 0 | 0 | 0 | 0 | 0 | 0 | 0 | 0 | 0 | 0 | 132 | 264 | 396 | 528 | 660 | 762 | 864 | 966 | 1068 | 1170
| Italy | EU Blue | Hydrogen Evolution | Capacity (MW) | Thermal | Coal | Coal | 4941 | 4941 | 966 | 966 | 966 | 966 | 0 | 0 | 0 | 0 | 0 | 0 | 0 | 0 | 0 | 0 | 0 | 0 | 0 | 0 | 0 | 0 | 0 | 0 | 0 | 0 | 0 | 0
| Italy | EU Blue | Hydrogen Evolution | Capacity (MW) | Thermal | Gas | Fossil Gas | 48765 | 51466 | 52637 | 52415.5 | 52667 | 52463 | 52274 | 50222 | 50232 | 50198.36 | 50299 | 47323 | 44443.52 | 42756.06 | 42089.04 | 41374.2 | 39864.65 | 38099.23 | 33250.4 | 32871.99 | 33176 | 33419 | 33296.04 | 28260 | 26660 | 24880 | 23280 | 21680
| Italy | EU Blue | Hydrogen Evolution | Capacity (MW) | Thermal | Other Thermal | Fossil Oil | 946 | 946 | 946 | 946 | 946 | 946 | 946 | 0 | 0 | 0 | 0 | 0 | 0 | 0 | 0 | 0 | 0 | 0 | 0 | 0 | 0 | 0 | 0 | 0 | 0 | 0 | 0 | 0
| Italy | EU Blue | Hydrogen Evolution | Capacity (MW) | Renewable | Other Renewables | Geothermal | 764 | 764 | 764 | 764 | 764 | 764 | 764 | 0 | 0 | 0 | 0 | 0 | 0 | 0 | 0 | 0 | 0 | 0 | 0 | 0 | 0 | 0 | 0 | 0 | 0 | 0 | 0 | 0
| Italy | EU Blue | Hydrogen Evolution | Capacity (MW) | Storage | Storage | Pumped Hydro | 8120 | 9020 | 9920 | 10220 | 10520 | 10720 | 10720 | 11420 | 11420 | 11420 | 11420 | 11420 | 11420 | 11420 | 11420 | 11420 | 11420 | 11420 | 11420 | 11420 | 11420 | 11420 | 11420 | 11420 | 11420 | 11420 | 11420 | 11420
| Italy | EU Blue | Hydrogen Evolution | Capacity (MW) | Renewable | Hydro | Run-of-river Hydro | 15755 | 15755 | 15755 | 15755 | 15755 | 15755 | 15755 | 15755 | 15755 | 15755 | 15755 | 15755 | 15755 | 15755 | 15755 | 15755 | 15755 | 15755 | 15755 | 15755 | 15755 | 15755 | 15755 | 15755 | 15755 | 15755 | 15755 | 15755
| Italy | EU Blue | Hydrogen Evolution | Capacity (MW) | Renewable | Solar | Solar PV | 25896.25 | 28646.58 | 31588.38 | 37984.3824 | 44380.3848 | 50776.3872 | 57172.3896 | 63568.392 | 67124.5322 | 70680.6724 | 74236.8126 | 77792.9528 | 81349.093 | 83875.245 | 86401.397 | 88927.549 | 91453.701 | 93979.853 | 97331.3314 | 100682.8098 | 104034.2882 | 107385.7666 | 110737.245 | 113866.8526 | 116996.4602 | 120126.0678 | 123255.6754 | 126385.283
| Italy | EU Blue | Hydrogen Evolution | Capacity (MW) | Renewable | Waste | Waste | 452.6 | 452.6 | 452.6 | 452.6 | 452.6 | 452.6 | 452.6 | 0 | 0 | 0 | 0 | 0 | 0 | 0 | 0 | 0 | 0 | 0 | 0 | 0 | 0 | 0 | 0 | 0 | 0 | 0 | 0 | 0
| Italy | EU Blue | Hydrogen Evolution | Capacity (MW) | Renewable | Offshore Wind | Wind Offshore | 30 | 132 | 300 | 628 | 956 | 1284 | 1612 | 1940 | 1968.8716 | 1997.7432 | 2026.6148 | 2055.4864 | 2084.358 | 3953.624 | 5822.89 | 7692.156 | 9561.422 | 11430.688 | 12517.195 | 13603.702 | 14690.209 | 15776.716 | 16863.223 | 17393.0408 | 17922.8586 | 18452.6764 | 18982.4942 | 19512.312
| Italy | EU Blue | Hydrogen Evolution | Capacity (MW) | Renewable | Onshore Wind | Wind Onshore | 12568.09 | 13375.43 | 14271.65 | 14765.9142 | 15260.1784 | 15754.4426 | 16248.7068 | 16742.971 | 17096.973 | 17450.975 | 17804.977 | 18158.979 | 18512.981 | 18512.9882 | 18512.9954 | 18513.0026 | 18513.0098 | 18513.017 | 18513.0192 | 18513.0214 | 18513.0236 | 18513.0258 | 18513.028 | 18779.0294 | 19045.0308 | 19311.0322 | 19577.0336 | 19843.035
| Italy | EU Green | Holistic Transition | Demand (TWh) | Demand | Demand | Demand Total (TWh) | 337.3 | 344.14 | 352.01 | 364.71 | 374.14 | 384.26 | 390.93 | 400.35 | 407.3 | 412.3 | 415.02 | 418.77 | 422.28 | 432.11 | 438.94 | 446.74 | 453.95 | 461.97 | 472.17 | 484.03 | 495.75 | 509.26 | 518.81 | 539.31 | 559.4 | 574.94 | 579.04 | 585.64
| Italy | EU Blue | Hydrogen Evolution | Demand (TWh) | Demand | Demand | Demand Total (TWh) | 337.3 | 344.14 | 352 | 357.76 | 363.62 | 370.05 | 374.77 | 380.75 | 382.51 | 385.46 | 386.35 | 388.47 | 390.59 | 394.17 | 395.32 | 397.65 | 399.71 | 402.87 | 402.28 | 402.89 | 403.44 | 405.53 | 404.86 | 411.13 | 417.39 | 425.38 | 430.45 | 436.68
| Luxembourg | EU Green | Holistic Transition | Capacity (MW) | Storage | Storage | Battery | 0.5 | 0.5 | 0.5 | 2 | 4 | 6 | 8 | 10 | 12 | 14 | 16 | 18 | 20 | 24.5 | 28.5 | 32.5 | 36.5 | 40.5 | 42.5 | 44.5 | 46.5 | 48.5 | 50.5 | 54.5 | 58 | 62 | 66 | 70
| Luxembourg | EU Green | Holistic Transition | Capacity (MW) | Low Carbon | Low Carbon | GT Hydrogen | 0 | 0 | 0 | 0 | 0 | 0 | 0 | 0 | 0 | 0 | 0 | 0 | 0 | 100 | 200 | 300 | 400 | 500 | 600 | 700 | 800 | 900 | 900 | 900 | 900 | 900 | 900 | 900
| Luxembourg | EU Green | Holistic Transition | Capacity (MW) | Storage | Storage | Pumped Hydro | 1294 | 1294 | 1294 | 1294 | 1294 | 1294 | 1294 | 1294 | 1294 | 1294 | 1294 | 1294 | 1294 | 1294 | 1294 | 1294 | 1294 | 1294 | 1294 | 1294 | 1294 | 1294 | 1294 | 1294 | 1294 | 1294 | 1294 | 1294
| Luxembourg | EU Green | Holistic Transition | Capacity (MW) | Renewable | Solar | Solar PV | 318.21 | 375.48 | 435.42 | 465.288 | 495.156 | 525.024 | 554.892 | 584.76 | 597.2162 | 609.6724 | 622.1286 | 634.5848 | 647.041 | 653.497 | 659.953 | 666.409 | 672.865 | 679.321 | 693.7052 | 708.0894 | 722.4736 | 736.8578 | 751.242 | 758.048 | 764.854 | 771.66 | 778.466 | 785.272
| Luxembourg | EU Green | Holistic Transition | Capacity (MW) | Renewable | Onshore Wind | Wind Onshore | 151.53 | 168.12 | 193.07 | 215.056 | 237.042 | 259.028 | 281.014 | 303 | 323.0004 | 343.0008 | 363.0012 | 383.0016 | 403.002 | 423.0024 | 443.0028 | 463.0032 | 483.0036 | 503.004 | 507.0044 | 511.0048 | 515.0052 | 519.0056 | 523.006 | 527.0064 | 531.0068 | 535.0072 | 539.0076 | 543.008
| Luxembourg | EU Blue | Hydrogen Evolution | Capacity (MW) | Storage | Storage | Battery | 0.5 | 0.5 | 0.5 | 4.5 | 8 | 12 | 16 | 20 | 20 | 20 | 20 | 20 | 20 | 22 | 24 | 26 | 28 | 30 | 30 | 30 | 30 | 30 | 30 | 34 | 38 | 42 | 46 | 50.5
| Luxembourg | EU Blue | Hydrogen Evolution | Capacity (MW) | Low Carbon | Low Carbon | GT Hydrogen | 0 | 0 | 0 | 0 | 0 | 0 | 0 | 0 | 0 | 0 | 0 | 0 | 0 | 160 | 320 | 480 | 640 | 800 | 860 | 920 | 980 | 1040 | 1100 | 1100 | 1100 | 1100 | 1100 | 1100
| Luxembourg | EU Blue | Hydrogen Evolution | Capacity (MW) | Storage | Storage | Pumped Hydro | 1294 | 1294 | 1294 | 1294 | 1294 | 1294 | 1294 | 1294 | 1294 | 1294 | 1294 | 1294 | 1294 | 1294 | 1294 | 1294 | 1294 | 1294 | 1294 | 1294 | 1294 | 1294 | 1294 | 1294 | 1294 | 1294 | 1294 | 1294
| Luxembourg | EU Blue | Hydrogen Evolution | Capacity (MW) | Renewable | Solar | Solar PV | 318.21 | 375.48 | 435.42 | 457.293 | 479.166 | 501.039 | 522.912 | 544.785 | 549.2426 | 553.7002 | 558.1578 | 562.6154 | 567.073 | 571.532 | 575.991 | 580.45 | 584.909 | 589.368 | 603.7574 | 618.1468 | 632.5362 | 646.9256 | 661.315 | 668.121 | 674.927 | 681.733 | 688.539 | 695.345
| Luxembourg | EU Blue | Hydrogen Evolution | Capacity (MW) | Renewable | Onshore Wind | Wind Onshore | 151.53 | 168.12 | 193.07 | 201.0562 | 209.0424 | 217.0286 | 225.0148 | 233.001 | 247.0014 | 261.0018 | 275.0022 | 289.0026 | 303.003 | 313.0032 | 323.0034 | 333.0036 | 343.0038 | 353.004 | 361.0044 | 369.0048 | 377.0052 | 385.0056 | 393.006 | 401.0062 | 409.0064 | 417.0066 | 425.0068 | 433.007
| Luxembourg | EU Green | Holistic Transition | Demand (TWh) | Demand | Demand | Demand Total (TWh) | 7.4 | 7.77 | 8.3 | 8.5 | 8.68 | 8.91 | 9.11 | 9.36 | 9.8 | 10.27 | 10.72 | 11.16 | 11.55 | 11.93 | 12.38 | 12.66 | 13.13 | 13.54 | 13.63 | 13.77 | 14.02 | 14.18 | 14.25 | 14.34 | 14.57 | 14.58 | 14.57 | 14.68
| Luxembourg | EU Blue | Hydrogen Evolution | Demand (TWh) | Demand | Demand | Demand Total (TWh) | 7.44 | 7.81 | 8.25 | 8.39 | 8.53 | 8.69 | 8.82 | 9.01 | 9.37 | 9.77 | 10.15 | 10.5 | 10.9 | 11.34 | 11.81 | 12.19 | 12.37 | 12.57 | 12.66 | 12.78 | 12.88 | 13.01 | 13.06 | 13.04 | 13.01 | 13.02 | 12.94 | 12.89
| Netherlands | EU Green | Holistic Transition | Capacity (MW) | Storage | Storage | Battery | 194 | 204.5 | 215 | 599 | 983 | 1367 | 1751 | 2135 | 2318 | 2501 | 2684 | 2867 | 3049.5 | 3437.5 | 3825.5 | 4213.5 | 4601.5 | 4989.5 | 4989.5 | 4989.5 | 4989.5 | 4989.5 | 4989.5 | 5183.5 | 5377.5 | 5571.5 | 5765.5 | 5959.5
| Netherlands | EU Green | Holistic Transition | Capacity (MW) | Renewable | Biomass | Biomass | 1059 | 1059 | 1059 | 1059 | 1059 | 1059 | 1059 | 1059 | 1059 | 1059 | 1059 | 1059 | 1059 | 1059 | 1059 | 1059 | 1059 | 1059 | 1059 | 1059 | 1059 | 1059 | 1059 | 1059 | 1059 | 1059 | 1059 | 1059
| Netherlands | EU Green | Holistic Transition | Capacity (MW) | Low Carbon | CCS | Biomass CCS | 0 | 0 | 0 | 0 | 0 | 0 | 0 | 0 | 0 | 0 | 0 | 0 | 0 | 72 | 144 | 216 | 288 | 360 | 504 | 648 | 792 | 936 | 1080 | 1296 | 1512 | 1728 | 1944 | 2160
| Netherlands | EU Green | Holistic Transition | Capacity (MW) | Thermal | Coal | Coal | 3450 | 3450 | 3450 | 3450 | 3450 | 3450 | 3450 | 0 | 0 | 0 | 0 | 0 | 0 | 0 | 0 | 0 | 0 | 0 | 0 | 0 | 0 | 0 | 0 | 0 | 0 | 0 | 0 | 0
| Netherlands | EU Green | Holistic Transition | Capacity (MW) | Thermal | Gas | Fossil Gas | 15686 | 15686 | 15390 | 15130 | 15186 | 14986 | 15186 | 15386 | 12922 | 12872 | 12802 | 12012 | 12012 | 11562 | 11162 | 10762 | 9442 | 8607 | 7385 | 6967 | 6967 | 6967 | 6126 | 3650 | 3450 | 3250 | 3050 | 2850
| Netherlands | EU Green | Holistic Transition | Capacity (MW) | Low Carbon | Low Carbon | GT Hydrogen | 0 | 0 | 0 | 1045 | 2090 | 3134 | 4179 | 5224 | 5224 | 5224 | 5224 | 5224 | 5424 | 6672 | 7920 | 9168 | 10417 | 11465 | 11497 | 11529 | 11562 | 11594 | 11626 | 11626 | 11626 | 11626 | 11626 | 11626
| Netherlands | EU Green | Holistic Transition | Capacity (MW) | Low Carbon | Nuclear | Nuclear | 485 | 485 | 485 | 485 | 485 | 485 | 485 | 485 | 485 | 485 | 485 | 485 | 485 | 485 | 485 | 0 | 0 | 0 | 0 | 0 | 0 | 0 | 0 | 0 | 0 | 0 | 0 | 0
| Netherlands | EU Green | Holistic Transition | Capacity (MW) | Renewable | Solar | Solar PV | 16250.01 | 18654.04 | 21759.44 | 23758.3 | 25757.16 | 27756.02 | 29754.88 | 31753.74 | 31899.8402 | 32045.9404 | 32192.0406 | 32338.1408 | 32484.241 | 32630.341 | 32776.441 | 32922.541 | 33068.641 | 33214.741 | 33482.4652 | 33750.1894 | 34017.9136 | 34285.6378 | 34553.362 | 34658.362 | 34763.362 | 34868.362 | 34973.362 | 35078.362
| Netherlands | EU Green | Holistic Transition | Capacity (MW) | Renewable | Waste | Waste | 780 | 780 | 780 | 780 | 780 | 780 | 780 | 0 | 0 | 0 | 0 | 0 | 0 | 0 | 0 | 0 | 0 | 0 | 0 | 0 | 0 | 0 | 0 | 0 | 0 | 0 | 0 | 0
| Netherlands | EU Green | Holistic Transition | Capacity (MW) | Renewable | Offshore Wind | Wind Offshore | 3960 | 4710 | 5460 | 6625.8 | 7791.6 | 8957.4 | 10123.2 | 11289 | 14021.804 | 16754.608 | 19487.412 | 22220.216 | 24953.02 | 27991.22 | 31029.42 | 34067.62 | 37105.82 | 40144.02 | 40646.02 | 41148.02 | 41650.02 | 42152.02 | 42654.02 | 44176.1934 | 45698.3668 | 47220.5402 | 48742.7136 | 50264.887
| Netherlands | EU Green | Holistic Transition | Capacity (MW) | Renewable | Onshore Wind | Wind Onshore | 5750 | 6100 | 6350 | 6893 | 7436 | 7979 | 8522 | 9065 | 9065.2022 | 9065.4044 | 9065.6066 | 9065.8088 | 9066.011 | 9066.0092 | 9066.0074 | 9066.0056 | 9066.0038 | 9066.002 | 9066.0022 | 9066.0024 | 9066.0026 | 9066.0028 | 9066.003 | 9066.0032 | 9066.0034 | 9066.0036 | 9066.0038 | 9066.004
| Netherlands | EU Blue | Hydrogen Evolution | Capacity (MW) | Storage | Storage | Battery | 194 | 204.5 | 215 | 637 | 1059 | 1481 | 1903 | 2325 | 2325 | 2325 | 2325 | 2325 | 2325 | 2434.5 | 2543.5 | 2653 | 2762 | 2871 | 2871 | 2871 | 2871.5 | 2871.5 | 2871.5 | 3015.5 | 3159.5 | 3303.5 | 3447.5 | 3591.5
| Netherlands | EU Blue | Hydrogen Evolution | Capacity (MW) | Renewable | Biomass | Biomass | 1059 | 1059 | 1059 | 1059 | 1059 | 1059 | 1059 | 1059 | 1059 | 1059 | 1059 | 1059 | 1059 | 1059 | 1059 | 1059 | 1059 | 1059 | 1059 | 1059 | 1059 | 1059 | 1059 | 1059 | 1059 | 1059 | 1059 | 1059
| Netherlands | EU Blue | Hydrogen Evolution | Capacity (MW) | Low Carbon | CCS | Biomass CCS | 0 | 0 | 0 | 0 | 0 | 0 | 0 | 0 | 48 | 96 | 144 | 192 | 240 | 348 | 456 | 564 | 672 | 780 | 936 | 1092 | 1248 | 1404 | 1560 | 1560 | 1560 | 1560 | 1560 | 1560
| Netherlands | EU Blue | Hydrogen Evolution | Capacity (MW) | Thermal | Coal | Coal | 3450 | 3450 | 3450 | 3450 | 3450 | 3450 | 3450 | 0 | 0 | 0 | 0 | 0 | 0 | 0 | 0 | 0 | 0 | 0 | 0 | 0 | 0 | 0 | 0 | 0 | 0 | 0 | 0 | 0
| Netherlands | EU Blue | Hydrogen Evolution | Capacity (MW) | Thermal | Gas | Fossil Gas | 15686 | 15686 | 15390 | 15130 | 15186 | 14986 | 15186 | 15386 | 12922 | 12872 | 12802 | 12012 | 12012 | 11562 | 11162 | 10762 | 9442 | 9042 | 7820 | 7402 | 6967 | 6967 | 6967 | 3850 | 3850 | 3850 | 3850 | 3850
| Netherlands | EU Blue | Hydrogen Evolution | Capacity (MW) | Low Carbon | Low Carbon | GT Hydrogen | 0 | 0 | 0 | 0 | 0 | 0 | 0 | 0 | 976 | 1952 | 2928 | 3904 | 4880 | 4880 | 4880 | 4880 | 4880 | 4880 | 5312 | 5745 | 6177 | 6609 | 7041 | 7041 | 7041 | 7041 | 7041 | 7041
| Netherlands | EU Blue | Hydrogen Evolution | Capacity (MW) | Low Carbon | Nuclear | Nuclear | 485 | 485 | 485 | 485 | 485 | 485 | 485 | 485 | 485 | 485 | 485 | 485 | 485 | 485 | 485 | 0 | 0 | 0 | 0 | 0 | 0 | 0 | 0 | 0 | 0 | 0 | 0 | 0
| Netherlands | EU Blue | Hydrogen Evolution | Capacity (MW) | Renewable | Solar | Solar PV | 16250.01 | 18654.04 | 21759.44 | 23024.3046 | 24289.1692 | 25554.0338 | 26818.8984 | 28083.763 | 28229.8644 | 28375.9658 | 28522.0672 | 28668.1686 | 28814.27 | 28960.371 | 29106.472 | 29252.573 | 29398.674 | 29544.775 | 29649.7826 | 29754.7902 | 29859.7978 | 29964.8054 | 30069.813 | 30174.8132 | 30279.8134 | 30384.8136 | 30489.8138 | 30594.814
| Netherlands | EU Blue | Hydrogen Evolution | Capacity (MW) | Renewable | Waste | Waste | 780 | 780 | 780 | 780 | 780 | 780 | 780 | 0 | 0 | 0 | 0 | 0 | 0 | 0 | 0 | 0 | 0 | 0 | 0 | 0 | 0 | 0 | 0 | 0 | 0 | 0 | 0 | 0
| Netherlands | EU Blue | Hydrogen Evolution | Capacity (MW) | Renewable | Offshore Wind | Wind Offshore | 3960 | 4710 | 5460 | 7763.8002 | 10067.6004 | 12371.4006 | 14675.2008 | 16979.001 | 20547.001 | 24115.001 | 27683.001 | 31251.001 | 34819.001 | 35177.201 | 35535.401 | 35893.601 | 36251.801 | 36610.001 | 36986.0012 | 37362.0014 | 37738.0016 | 38114.0018 | 38490.002 | 38884.0022 | 39278.0024 | 39672.0026 | 40066.0028 | 40460.003
| Netherlands | EU Blue | Hydrogen Evolution | Capacity (MW) | Renewable | Onshore Wind | Wind Onshore | 5750 | 6100 | 6350 | 6639 | 6928 | 7217 | 7506 | 7795 | 7795.2024 | 7795.4048 | 7795.6072 | 7795.8096 | 7796.012 | 7796.0102 | 7796.0084 | 7796.0066 | 7796.0048 | 7796.003 | 7796.0034 | 7796.0038 | 7796.0042 | 7796.0046 | 7796.005 | 7796.0052 | 7796.0054 | 7796.0056 | 7796.0058 | 7796.006
| Netherlands | EU Green | Holistic Transition | Demand (TWh) | Demand | Demand | Demand Total (TWh) | 122.86 | 126.2 | 128.68 | 140.28 | 148.08 | 156.42 | 164.22 | 177.05 | 185.12 | 193.72 | 202.8 | 211.75 | 220.33 | 229.73 | 237.77 | 245.87 | 254.48 | 263.73 | 269.49 | 271.41 | 271.87 | 275.98 | 281.17 | 284.9 | 293.48 | 298.96 | 304.2 | 312.04
| Netherlands | EU Blue | Hydrogen Evolution | Demand (TWh) | Demand | Demand | Demand Total (TWh) | 123.36 | 126.95 | 132.97 | 141.73 | 150.66 | 159.87 | 166.67 | 180.39 | 189.82 | 197 | 203.77 | 211.05 | 241.59 | 245.56 | 248.06 | 251.21 | 254.23 | 258.82 | 260.73 | 263.28 | 265.84 | 268.97 | 270.67 | 276.51 | 282.33 | 288.98 | 294.19 | 299.98
| Norway | EU Green | Holistic Transition | Capacity (MW) | Storage | Storage | Battery | 243.5 | 329 | 394.5 | 410.5 | 426 | 442 | 458 | 474 | 474 | 474 | 474 | 474 | 474 | 474 | 474 | 474 | 474 | 474 | 474 | 474 | 474 | 474 | 474 | 474 | 474 | 474 | 474 | 474
| Norway | EU Green | Holistic Transition | Capacity (MW) | Renewable | Biomass | Biomass | 90 | 90 | 90 | 90 | 90 | 90 | 90 | 90 | 90 | 90 | 90 | 90 | 90 | 90 | 90 | 90 | 90 | 90 | 90 | 90 | 90 | 90 | 90 | 90 | 90 | 90 | 90 | 90
| Norway | EU Green | Holistic Transition | Capacity (MW) | Low Carbon | CCS | Biomass CCS | 0 | 0 | 0 | 0 | 0 | 0 | 0 | 0 | 0 | 0 | 0 | 0 | 0 | 84 | 168 | 252 | 336 | 420 | 564 | 708 | 852 | 996 | 1140 | 1368 | 1596 | 1824 | 2052 | 2280
| Norway | EU Green | Holistic Transition | Capacity (MW) | Low Carbon | Low Carbon | GT Hydrogen | 0 | 0 | 0 | 0 | 0 | 0 | 0 | 0 | 44 | 87 | 131 | 175 | 219 | 219 | 219 | 219 | 219 | 219 | 219 | 219 | 219 | 219 | 219 | 219 | 219 | 219 | 219 | 219
| Norway | EU Green | Holistic Transition | Capacity (MW) | Renewable | Hydro | Run-of-river Hydro | 34456 | 35552 | 36648 | 36648 | 36648 | 36648 | 36648 | 36648 | 37046 | 37046 | 37046 | 37046 | 37046 | 37046 | 37046 | 37046 | 37046 | 37046 | 37046 | 37046 | 37046 | 37046 | 37046 | 37046 | 37046 | 37046 | 37046 | 37046
| Norway | EU Green | Holistic Transition | Capacity (MW) | Renewable | Solar | Solar PV | 578.11 | 629.65 | 682.79 | 1066.7902 | 1450.7904 | 1834.7906 | 2218.7908 | 2602.791 | 2634.7916 | 2666.7922 | 2698.7928 | 2730.7934 | 2762.794 | 2794.7946 | 2826.7952 | 2858.7958 | 2890.7964 | 2922.797 | 2988.7992 | 3054.8014 | 3120.8036 | 3186.8058 | 3252.808 | 3392.8094 | 3532.8108 | 3672.8122 | 3812.8136 | 3952.815
| Norway | EU Green | Holistic Transition | Capacity (MW) | Renewable | Offshore Wind | Wind Offshore | 0 | 0 | 0 | 822 | 1644 | 2466 | 3288 | 4110 | 4749.287 | 5388.574 | 6027.861 | 6667.148 | 7306.435 | 8108.4346 | 8910.4342 | 9712.4338 | 10514.4334 | 11316.433 | 11865.4258 | 12414.4186 | 12963.4114 | 13512.4042 | 14061.397 | 14147.259 | 14233.121 | 14318.983 | 14404.845 | 14490.707
| Norway | EU Green | Holistic Transition | Capacity (MW) | Renewable | Onshore Wind | Wind Onshore | 5231.9 | 5630.21 | 5870.21 | 6318.063 | 6765.916 | 7213.769 | 7661.622 | 8109.475 | 8227.4738 | 8345.4726 | 8463.4714 | 8581.4702 | 8699.469 | 8819.47 | 8939.471 | 9059.472 | 9179.473 | 9299.474 | 9683.4732 | 10067.4724 | 10451.4716 | 10835.4708 | 11219.47 | 11341.4686 | 11463.4672 | 11585.4658 | 11707.4644 | 11829.463
| Norway | EU Blue | Hydrogen Evolution | Capacity (MW) | Storage | Storage | Battery | 243.5 | 329 | 394.5 | 410.5 | 426.5 | 442 | 458 | 474 | 490 | 506 | 522 | 538 | 554 | 554 | 554 | 554 | 554 | 554 | 554 | 554 | 554 | 554 | 554 | 554 | 554 | 554 | 554 | 554
| Norway | EU Blue | Hydrogen Evolution | Capacity (MW) | Renewable | Biomass | Biomass | 90 | 90 | 90 | 90 | 90 | 90 | 90 | 90 | 90 | 90 | 90 | 90 | 90 | 90 | 90 | 90 | 90 | 90 | 90 | 90 | 90 | 90 | 90 | 90 | 90 | 90 | 90 | 90
| Norway | EU Blue | Hydrogen Evolution | Capacity (MW) | Low Carbon | CCS | Biomass CCS | 0 | 0 | 0 | 0 | 0 | 0 | 0 | 0 | 60 | 120 | 180 | 240 | 300 | 408 | 516 | 624 | 732 | 840 | 840 | 840 | 840 | 840 | 840 | 840 | 840 | 840 | 840 | 840
| Norway | EU Blue | Hydrogen Evolution | Capacity (MW) | Renewable | Hydro | Run-of-river Hydro | 34456 | 35552 | 36648 | 36648 | 36648 | 36648 | 36648 | 36648 | 37046 | 37046 | 37046 | 37046 | 37046 | 37046 | 37046 | 37046 | 37046 | 37046 | 37046 | 37046 | 37046 | 37046 | 37046 | 37046 | 37046 | 37046 | 37046 | 37046
| Norway | EU Blue | Hydrogen Evolution | Capacity (MW) | Renewable | Solar | Solar PV | 578.11 | 629.65 | 682.79 | 1058.7904 | 1434.7908 | 1810.7912 | 2186.7916 | 2562.792 | 2660.7964 | 2758.8008 | 2856.8052 | 2954.8096 | 3052.814 | 3074.8152 | 3096.8164 | 3118.8176 | 3140.8188 | 3162.82 | 3178.8216 | 3194.8232 | 3210.8248 | 3226.8264 | 3242.828 | 3258.8294 | 3274.8308 | 3290.8322 | 3306.8336 | 3322.835
| Norway | EU Blue | Hydrogen Evolution | Capacity (MW) | Renewable | Offshore Wind | Wind Offshore | 0 | 0 | 0 | 1755.8616 | 3511.7232 | 5267.5848 | 7023.4464 | 8779.308 | 9201.3082 | 9623.3084 | 10045.3086 | 10467.3088 | 10889.309 | 12723.3092 | 14557.3094 | 16391.3096 | 18225.3098 | 20059.31 | 21897.3102 | 23735.3104 | 25573.3106 | 27411.3108 | 29249.311 | 31083.3112 | 32917.3114 | 34751.3116 | 36585.3118 | 38419.312
| Norway | EU Blue | Hydrogen Evolution | Capacity (MW) | Renewable | Onshore Wind | Wind Onshore | 5231.9 | 5630.21 | 5870.21 | 5970.0648 | 6069.9196 | 6169.7744 | 6269.6292 | 6369.484 | 6615.2718 | 6861.0596 | 7106.8474 | 7352.6352 | 7598.423 | 7818.1586 | 8037.8942 | 8257.6298 | 8477.3654 | 8697.101 | 9011.5732 | 9326.0454 | 9640.5176 | 9954.9898 | 10269.462 | 10377.4664 | 10485.4708 | 10593.4752 | 10701.4796 | 10809.484
| Norway | EU Green | Holistic Transition | Demand (TWh) | Demand | Demand | Demand Total (TWh) | 141.87 | 144.76 | 147.71 | 153.47 | 157.84 | 162.82 | 167.37 | 172.93 | 174.92 | 177.12 | 178.38 | 181.12 | 183.01 | 186.02 | 187.38 | 188.33 | 190.67 | 194.35 | 193.21 | 194.8 | 195.49 | 196.95 | 198.43 | 198.26 | 199.37 | 201.63 | 201.86 | 202.93
| Norway | EU Blue | Hydrogen Evolution | Demand (TWh) | Demand | Demand | Demand Total (TWh) | 141.87 | 144.75 | 147.68 | 151.84 | 155.86 | 160.52 | 164.84 | 170.26 | 172.31 | 174.32 | 175.77 | 178.47 | 186.54 | 189.68 | 191.17 | 192.47 | 194.38 | 203.13 | 202.17 | 204.12 | 204.82 | 206.63 | 219.85 | 219.96 | 221.49 | 225.43 | 225.91 | 247.9
| Poland | EU Green | Holistic Transition | Capacity (MW) | Storage | Storage | Battery | 100.5 | 117 | 123 | 123 | 123 | 123 | 123 | 123 | 123 | 123 | 123 | 123 | 123 | 123 | 123 | 123 | 123 | 123.5 | 123.5 | 123.5 | 123.5 | 123.5 | 123.5 | 219.5 | 315.5 | 411.5 | 508 | 604
| Poland | EU Green | Holistic Transition | Capacity (MW) | Renewable | Biomass | Biomass | 1098.32 | 1316.65 | 1316.65 | 1316.65 | 1316.65 | 1534.98 | 1534.98 | 1534.98 | 1534.98 | 1534.98 | 1534.98 | 1534.98 | 1534.98 | 1534.98 | 1534.98 | 1534.98 | 1534.98 | 1534.98 | 1534.98 | 1534.98 | 1534.98 | 1534.98 | 1534.98 | 1534.98 | 1534.98 | 1534.98 | 1534.98 | 1534.98
| Poland | EU Green | Holistic Transition | Capacity (MW) | Low Carbon | CCS | Biomass CCS | 0 | 0 | 0 | 0 | 0 | 0 | 0 | 0 | 0 | 0 | 0 | 0 | 0 | 0 | 0 | 0 | 0 | 0 | 84 | 168 | 252 | 336 | 420 | 600 | 780 | 960 | 1140 | 1320
| Poland | EU Green | Holistic Transition | Capacity (MW) | Thermal | Coal | Coal | 26447.3 | 23749 | 23398 | 23398 | 23048 | 20711 | 18714 | 16583.8 | 15397.6 | 15158.6 | 14936.6 | 13104.4 | 12607.4 | 10814.4 | 10189.4 | 9799.4 | 9409.4 | 8636.4 | 8636.4 | 8636.4 | 7386.4 | 6489.4 | 6270.4 | 5752.4 | 5162.4 | 4252.4 | 4252.4 | 3238
| Poland | EU Green | Holistic Transition | Capacity (MW) | Thermal | Gas | Fossil Gas | 3635.4 | 5035.4 | 5935.4 | 6585.4 | 7085.4 | 7985.4 | 8235.4 | 8182 | 8182 | 8182 | 8081 | 8075.36 | 7426 | 7426 | 7426 | 7195 | 7195 | 6100 | 6100 | 6100 | 6100 | 6100 | 6100 | 5900 | 5700 | 5500 | 5300 | 5100
| Poland | EU Green | Holistic Transition | Capacity (MW) | Thermal | Other Thermal | Fossil Oil | 358.9 | 358.9 | 358.9 | 358.9 | 358.9 | 358.9 | 358.9 | 0 | 0 | 0 | 0 | 0 | 0 | 0 | 0 | 0 | 0 | 0 | 0 | 0 | 0 | 0 | 0 | 0 | 0 | 0 | 0 | 0
| Poland | EU Green | Holistic Transition | Capacity (MW) | Low Carbon | Low Carbon | GT Hydrogen | 0 | 0 | 0 | 0 | 0 | 0 | 0 | 0 | 1924 | 3848 | 5772 | 7696 | 9620 | 10676 | 11732 | 12788 | 13844 | 14900 | 14900 | 14900 | 14900 | 14900 | 14900 | 14900 | 14900 | 14900 | 14900 | 14900
| Poland | EU Green | Holistic Transition | Capacity (MW) | Low Carbon | Nuclear | Nuclear | 0 | 0 | 0 | 0 | 0 | 0 | 0 | 0 | 0 | 0 | 1600 | 1600 | 1600 | 1600 | 1600 | 1600 | 1600 | 1600 | 1600 | 1600 | 1600 | 1600 | 1600 | 1600 | 1600 | 1600 | 1600 | 1600
| Poland | EU Green | Holistic Transition | Capacity (MW) | Storage | Storage | Pumped Hydro | 1859 | 1859 | 1859 | 1859 | 1859 | 1859 | 1859 | 1859 | 1859 | 1859 | 1859 | 1859 | 1859 | 1859 | 1859 | 1859 | 1859 | 1859 | 1859 | 1859 | 1859 | 1859 | 1859 | 1859 | 1859 | 1859 | 1859 | 1859
| Poland | EU Green | Holistic Transition | Capacity (MW) | Renewable | Hydro | Run-of-river Hydro | 980 | 980 | 980 | 980 | 980 | 980 | 980 | 980 | 980 | 980 | 980 | 980 | 980 | 980 | 980 | 980 | 980 | 980 | 980 | 980 | 980 | 980 | 980 | 980 | 980 | 980 | 980 | 980
| Poland | EU Green | Holistic Transition | Capacity (MW) | Renewable | Solar | Solar PV | 10803 | 11241.99 | 11681 | 13127.4634 | 14573.9268 | 16020.3902 | 17466.8536 | 18913.317 | 19646.5414 | 20379.7658 | 21112.9902 | 21846.2146 | 22579.439 | 23282.6632 | 23985.8874 | 24689.1116 | 25392.3358 | 26095.56 | 26811.6804 | 27527.8008 | 28243.9212 | 28960.0416 | 29676.162 | 30391.6978 | 31107.2336 | 31822.7694 | 32538.3052 | 33253.841
| Poland | EU Green | Holistic Transition | Capacity (MW) | Renewable | Offshore Wind | Wind Offshore | 0 | 0 | 720 | 2225.7692 | 3731.5384 | 5237.3076 | 6743.0768 | 8248.846 | 8787.4814 | 9326.1168 | 9864.7522 | 10403.3876 | 10942.023 | 12332.023 | 13722.023 | 15112.023 | 16502.023 | 17892.023 | 17892.023 | 17892.023 | 17892.023 | 17892.023 | 17892.023 | 17892.023 | 17892.023 | 17892.023 | 17892.023 | 17892.023
| Poland | EU Green | Holistic Transition | Capacity (MW) | Renewable | Onshore Wind | Wind Onshore | 7800 | 8050 | 8425 | 10070.8 | 11716.6 | 13362.4 | 15008.2 | 16654 | 18080 | 19506 | 20932 | 22358 | 23784 | 25120 | 26456 | 27792 | 29128 | 30464 | 31800 | 33136 | 34472 | 35808 | 37144 | 37271.9998 | 37399.9996 | 37527.9994 | 37655.9992 | 37783.999
| Poland | EU Blue | Hydrogen Evolution | Capacity (MW) | Storage | Storage | Battery | 100.5 | 117 | 123 | 351 | 579 | 807 | 1035 | 1263 | 1549 | 1835 | 2121 | 2407 | 2693 | 2693 | 2693 | 2693 | 2693 | 2693 | 2693 | 2693 | 2693 | 2693 | 2693 | 2693 | 2693 | 2693 | 2693 | 2693
| Poland | EU Blue | Hydrogen Evolution | Capacity (MW) | Renewable | Biomass | Biomass | 1098.32 | 1316.65 | 1316.65 | 1316.65 | 1316.65 | 1534.98 | 1534.98 | 1534.98 | 1534.98 | 1534.98 | 1534.98 | 1534.98 | 1534.98 | 1534.98 | 1534.98 | 1534.98 | 1534.98 | 1534.98 | 1534.98 | 1534.98 | 1534.98 | 1534.98 | 1534.98 | 1534.98 | 1534.98 | 1534.98 | 1534.98 | 1534.98
| Poland | EU Blue | Hydrogen Evolution | Capacity (MW) | Low Carbon | CCS | Biomass CCS | 0 | 0 | 0 | 0 | 0 | 0 | 0 | 0 | 0 | 0 | 0 | 0 | 0 | 60 | 120 | 180 | 240 | 300 | 432 | 564 | 696 | 828 | 960 | 1002 | 1050 | 1092 | 1134 | 1176
| Poland | EU Blue | Hydrogen Evolution | Capacity (MW) | Thermal | Coal | Coal | 26447.3 | 23749 | 23398 | 23398 | 23048 | 20711 | 18714 | 16583.8 | 15397.6 | 15158.6 | 14936.6 | 13104.4 | 12607.4 | 10814.4 | 10189.4 | 9799.4 | 9409.4 | 8636.4 | 8636.4 | 8636.4 | 7386.4 | 6489.4 | 6270.4 | 5752.4 | 5162.4 | 4252.4 | 4252.4 | 3238
| Poland | EU Blue | Hydrogen Evolution | Capacity (MW) | Thermal | Gas | Fossil Gas | 3635.4 | 5035.4 | 5935.4 | 6585.4 | 7085.4 | 7985.4 | 8235.4 | 8182 | 8182 | 8182 | 8081 | 8075.36 | 7893 | 7893 | 7893 | 7893 | 7893 | 7197 | 7197 | 7197 | 7197 | 7197 | 7197 | 6997 | 6797 | 6597 | 6397 | 6197
| Poland | EU Blue | Hydrogen Evolution | Capacity (MW) | Thermal | Other Thermal | Fossil Oil | 358.9 | 358.9 | 358.9 | 358.9 | 358.9 | 358.9 | 358.9 | 0 | 0 | 0 | 0 | 0 | 0 | 0 | 0 | 0 | 0 | 0 | 0 | 0 | 0 | 0 | 0 | 0 | 0 | 0 | 0 | 0
| Poland | EU Blue | Hydrogen Evolution | Capacity (MW) | Low Carbon | Low Carbon | GT Hydrogen | 0 | 0 | 0 | 0 | 0 | 0 | 0 | 0 | 0 | 0 | 0 | 0 | 0 | 1166 | 2331 | 3497 | 4662 | 5828 | 6475 | 7122 | 7769 | 8416 | 9064 | 9064 | 9064 | 9064 | 9064 | 9064
| Poland | EU Blue | Hydrogen Evolution | Capacity (MW) | Low Carbon | Nuclear | Nuclear | 0 | 0 | 0 | 0 | 0 | 0 | 0 | 0 | 0 | 0 | 1600 | 1600 | 1600 | 3200 | 3200 | 4800 | 4800 | 4800 | 6400 | 6400 | 8000 | 8000 | 9600 | 9600 | 9600 | 9600 | 9600 | 9600
| Poland | EU Blue | Hydrogen Evolution | Capacity (MW) | Storage | Storage | Pumped Hydro | 1859 | 1859 | 1859 | 1859 | 1859 | 1859 | 1859 | 1859 | 1859 | 1859 | 1859 | 1859 | 1859 | 1859 | 1859 | 1859 | 1859 | 1859 | 1859 | 1859 | 1859 | 1859 | 1859 | 1859 | 1859 | 1859 | 1859 | 1859
| Poland | EU Blue | Hydrogen Evolution | Capacity (MW) | Renewable | Hydro | Run-of-river Hydro | 980 | 980 | 980 | 980 | 980 | 980 | 980 | 980 | 980 | 980 | 980 | 980 | 980 | 980 | 980 | 980 | 980 | 980 | 980 | 980 | 980 | 980 | 980 | 980 | 980 | 980 | 980 | 980
| Poland | EU Blue | Hydrogen Evolution | Capacity (MW) | Renewable | Solar | Solar PV | 10803 | 11241.99 | 11681 | 12464.1904 | 13247.3808 | 14030.5712 | 14813.7616 | 15596.952 | 15682.1788 | 15767.4056 | 15852.6324 | 15937.8592 | 16023.086 | 16108.3102 | 16193.5344 | 16278.7586 | 16363.9828 | 16449.207 | 16551.3274 | 16653.4478 | 16755.5682 | 16857.6886 | 16959.809 | 17061.3452 | 17162.8814 | 17264.4176 | 17365.9538 | 17467.49
| Poland | EU Blue | Hydrogen Evolution | Capacity (MW) | Renewable | Offshore Wind | Wind Offshore |  |  | 720 | 2688.0004 | 4656.0008 | 6624.0012 | 8592.0016 | 10560.002 | 11079.2116 | 11598.4212 | 12117.6308 | 12636.8404 | 13156.05 | 13156.0516 | 13156.0532 | 13156.0548 | 13156.0564 | 13156.058 | 13312.0582 | 13468.0584 | 13624.0586 | 13780.0588 | 13936.059 | 14098.8476 | 14261.6362 | 14424.4248 | 14587.2134 | 14750.002
| Poland | EU Blue | Hydrogen Evolution | Capacity (MW) | Renewable | Onshore Wind | Wind Onshore | 7800 | 8050 | 8425 | 9850.7996 | 11276.5992 | 12702.3988 | 14128.1984 | 15553.998 | 16783.9974 | 18013.9968 | 19243.9962 | 20473.9956 | 21703.995 | 21703.9952 | 21703.9954 | 21703.9956 | 21703.9958 | 21703.996 | 21703.996 | 21703.996 | 21703.996 | 21703.996 | 21703.996 | 21703.997 | 21703.998 | 21703.999 | 21704 | 21704.001
| Poland | EU Green | Holistic Transition | Demand (TWh) | Demand | Demand | Demand Total (TWh) | 178.81 | 181.75 | 183.27 | 188.52 | 192.47 | 196.98 | 201.06 | 206.7 | 211.15 | 214.62 | 217.27 | 220.7 | 224.31 | 230.24 | 234.79 | 239.95 | 244.94 | 250.32 | 254.8 | 259.91 | 264.68 | 269.91 | 273.31 | 275.01 | 276.4 | 278.53 | 279.06 | 280.41
| Poland | EU Blue | Hydrogen Evolution | Demand (TWh) | Demand | Demand | Demand Total (TWh) | 178.81 | 181.75 | 184.96 | 187.31 | 189.74 | 192.58 | 194.79 | 197.6 | 199.09 | 201.19 | 202.4 | 204.31 | 206.37 | 209.39 | 211.28 | 213.91 | 216.65 | 220.01 | 223.09 | 226.72 | 230.17 | 234.13 | 236.73 | 238.61 | 240.3 | 242.61 | 243.63 | 245.13
| Portugal | EU Green | Holistic Transition | Capacity (MW) | Storage | Storage | Battery | 81 | 151 | 221.5 | 222 | 222 | 222 | 222 | 522 | 572 | 622 | 672 | 722 | 772 | 932.5 | 993 | 1053.5 | 1114 | 1174.5 | 1324.5 | 1474.5 | 1624.5 | 1774.5 | 1924.5 | 2156.5 | 2238.5 | 2320.5 | 2402.5 | 2485
| Portugal | EU Green | Holistic Transition | Capacity (MW) | Renewable | Biomass | Biomass | 700 | 700 | 700 | 700 | 700 | 700 | 700 | 700 | 700 | 700 | 700 | 700 | 700 | 700 | 700 | 700 | 700 | 700 | 700 | 700 | 700 | 700 | 700 | 700 | 700 | 700 | 700 | 700
| Portugal | EU Green | Holistic Transition | Capacity (MW) | Low Carbon | CCS | Biomass CCS | 0 | 0 | 0 | 0 | 0 | 0 | 0 | 0 | 0 | 0 | 0 | 0 | 0 | 0 | 0 | 0 | 0 | 0 | 24 | 48 | 72 | 96 | 120 | 192 | 264 | 336 | 408 | 480
| Portugal | EU Green | Holistic Transition | Capacity (MW) | Thermal | Gas | Fossil Gas | 4016 | 4016 | 4016 | 4016 | 4016 | 4016 | 4016 | 4016 | 4016 | 4016 | 4016 | 4016 | 4016 | 4016 | 4016 | 4016 | 4016 | 4016 | 2604.9 | 2584 | 2584 | 2584 | 2584 | 392 | 392 | 392 | 392 | 392
| Portugal | EU Green | Holistic Transition | Capacity (MW) | Low Carbon | Low Carbon | GT Hydrogen | 0 | 0 | 0 | 0 | 0 | 0 | 0 | 300 | 348 | 397 | 445 | 493 | 741 | 1241 | 1441 | 1641 | 1841 | 2041 | 3041 | 3241 | 4241 | 4341 | 4541 | 5593 | 5945 | 6297 | 6649 | 7001
| Portugal | EU Green | Holistic Transition | Capacity (MW) | Storage | Storage | Pumped Hydro | 3621 | 3921 | 3921 | 3921 | 3921 | 3921 | 3921 | 3921 | 3921 | 3921 | 3921 | 3921 | 3921 | 3921 | 3921 | 3921 | 3921 | 3921 | 3921 | 3921 | 3921 | 3921 | 3921 | 3921 | 3921 | 3921 | 3921 | 3921
| Portugal | EU Green | Holistic Transition | Capacity (MW) | Renewable | Hydro | Run-of-river Hydro | 4413.3999 | 4434.1001 | 4454.7998 | 4475.5 | 4496.2002 | 4516.8999 | 4537.6001 | 4558.6001 | 4558.6001 | 4558.6001 | 4558.6001 | 4558.6001 | 4558.6001 | 4558.6001 | 4558.6001 | 4558.6001 | 4558.6001 | 4558.6001 | 4558.6001 | 4558.6001 | 4558.6001 | 4558.6001 | 4558.6001 | 4558.6001 | 4558.6001 | 4558.6001 | 4558.6001 | 4558.6001
| Portugal | EU Green | Holistic Transition | Capacity (MW) | Renewable | Solar | Solar PV | 3567.35 | 4621.2 | 5749.14 | 7440.6 | 9132.06 | 10823.52 | 12514.98 | 14206.44 | 14932.0662 | 15657.6924 | 16383.3186 | 17108.9448 | 17834.571 | 18582.1972 | 19329.8234 | 20077.4496 | 20825.0758 | 21572.702 | 22320.3302 | 23067.9584 | 23815.5866 | 24563.2148 | 25310.843 | 25879.3602 | 26447.8774 | 27016.3946 | 27584.9118 | 28153.429
| Portugal | EU Green | Holistic Transition | Capacity (MW) | Renewable | Offshore Wind | Wind Offshore | 43 | 52 | 61 | 198.8 | 336.6 | 474.4 | 612.2 | 750 | 920.1184 | 1090.2368 | 1260.3552 | 1430.4736 | 1600.592 | 1702.592 | 1804.592 | 1906.592 | 2008.592 | 2110.592 | 2414.5918 | 2718.5916 | 3022.5914 | 3326.5912 | 3630.591 | 3934.5914 | 4238.5918 | 4542.5922 | 4846.5926 | 5150.593
| Portugal | EU Green | Holistic Transition | Capacity (MW) | Renewable | Onshore Wind | Wind Onshore | 6283 | 6606 | 6970.34 | 7626.472 | 8282.604 | 8938.736 | 9594.868 | 10251 | 10843 | 11435 | 12027 | 12619 | 13211 | 13752.9998 | 14294.9996 | 14836.9994 | 15378.9992 | 15920.999 | 16462.999 | 17004.999 | 17546.999 | 18088.999 | 18630.999 | 19172.9986 | 19714.9982 | 20256.9978 | 20798.9974 | 21340.997
| Portugal | EU Blue | Hydrogen Evolution | Capacity (MW) | Storage | Storage | Battery | 81 | 151 | 221.5 | 222 | 222 | 222 | 222 | 222 | 222 | 222 | 222 | 222 | 222 | 622 | 622 | 622 | 622 | 622.5 | 822.5 | 1022.5 | 1222.5 | 1422.5 | 1622.5 | 1889.5 | 1956.5 | 2023.5 | 2090.5 | 2157.5
| Portugal | EU Blue | Hydrogen Evolution | Capacity (MW) | Renewable | Biomass | Biomass | 700 | 700 | 700 | 700 | 700 | 700 | 700 | 700 | 700 | 700 | 700 | 700 | 700 | 700 | 700 | 700 | 700 | 700 | 700 | 700 | 700 | 700 | 700 | 700 | 700 | 700 | 700 | 700
| Portugal | EU Blue | Hydrogen Evolution | Capacity (MW) | Low Carbon | CCS | Biomass CCS | 0 | 0 | 0 | 0 | 0 | 0 | 0 | 0 | 0 | 0 | 0 | 0 | 0 | 24 | 48 | 72 | 96 | 120 | 168 | 216 | 264 | 312 | 360 | 360 | 360 | 360 | 360 | 360
| Portugal | EU Blue | Hydrogen Evolution | Capacity (MW) | Thermal | Gas | Fossil Gas | 4016 | 4016 | 4016 | 4016 | 4016 | 4016 | 4016 | 4016 | 4016 | 4016 | 4016 | 4016 | 4016 | 4016 | 4016 | 4016 | 4016 | 4016 | 2604.9 | 2584 | 2584 | 2584 | 2584 | 392 | 392 | 392 | 392 | 392
| Portugal | EU Blue | Hydrogen Evolution | Capacity (MW) | Low Carbon | Low Carbon | GT Hydrogen | 0 | 0 | 0 | 0 | 0 | 0 | 0 | 0 | 0 | 0 | 0 | 100 | 200 | 400 | 500 | 600 | 800 | 900 | 1000 | 1200 | 1300 | 1400 | 1600 | 2108 | 2615 | 3223 | 3731 | 4238
| Portugal | EU Blue | Hydrogen Evolution | Capacity (MW) | Storage | Storage | Pumped Hydro | 3621 | 3921 | 3921 | 3921 | 3921 | 3921 | 3921 | 3921 | 3921 | 3921 | 3921 | 3921 | 3921 | 3921 | 3921 | 3921 | 3921 | 3921 | 3921 | 3921 | 3921 | 3921 | 3921 | 3921 | 3921 | 3921 | 3921 | 3921
| Portugal | EU Blue | Hydrogen Evolution | Capacity (MW) | Renewable | Hydro | Run-of-river Hydro | 4413.3999 | 4434.1001 | 4454.7998 | 4475.5 | 4496.2002 | 4516.8999 | 4537.6001 | 4558.6001 | 4558.6001 | 4558.6001 | 4558.6001 | 4558.6001 | 4558.6001 | 4558.6001 | 4558.6001 | 4558.6001 | 4558.6001 | 4558.6001 | 4558.6001 | 4558.6001 | 4558.6001 | 4558.6001 | 4558.6001 | 4558.6001 | 4558.6001 | 4558.6001 | 4558.6001 | 4558.6001
| Portugal | EU Blue | Hydrogen Evolution | Capacity (MW) | Renewable | Solar | Solar PV | 3567.35 | 4621.2 | 5749.14 | 7297.2932 | 8845.4464 | 10393.5996 | 11941.7528 | 13489.906 | 14037.533 | 14585.16 | 15132.787 | 15680.414 | 16228.041 | 16423.6698 | 16619.2986 | 16814.9274 | 17010.5562 | 17206.185 | 17673.9 | 18141.615 | 18609.33 | 19077.045 | 19544.76 | 19753.2264 | 19961.6928 | 20170.1592 | 20378.6256 | 20587.092
| Portugal | EU Blue | Hydrogen Evolution | Capacity (MW) | Renewable | Offshore Wind | Wind Offshore | 43 | 52 | 61 | 114.8002 | 168.6004 | 222.4006 | 276.2008 | 330.001 | 342.001 | 354.001 | 366.001 | 378.001 | 390.001 | 402.0012 | 414.0014 | 426.0016 | 438.0018 | 450.002 | 462.0022 | 474.0024 | 486.0026 | 498.0028 | 510.003 | 522.0032 | 534.0034 | 546.0036 | 558.0038 | 570.004
| Portugal | EU Blue | Hydrogen Evolution | Capacity (MW) | Renewable | Onshore Wind | Wind Onshore | 6283 | 6606 | 6970.34 | 7526.4712 | 8082.6024 | 8638.7336 | 9194.8648 | 9750.996 | 10194.996 | 10638.996 | 11082.996 | 11526.996 | 11970.996 | 12376.9942 | 12782.9924 | 13188.9906 | 13594.9888 | 14000.987 | 14406.9858 | 14812.9846 | 15218.9834 | 15624.9822 | 16030.981 | 16436.98 | 16842.979 | 17248.978 | 17654.977 | 18060.976
| Portugal | EU Green | Holistic Transition | Demand (TWh) | Demand | Demand | Demand Total (TWh) | 49.9 | 50.64 | 51.1 | 53.36 | 55 | 56.98 | 58.89 | 61.19 | 63.6 | 66.18 | 68.31 | 70.69 | 72.97 | 75.16 | 76.84 | 78.64 | 80.35 | 82.24 | 83.67 | 85.38 | 87.15 | 89 | 90.17 | 91.55 | 92.92 | 94.53 | 95.5 | 97.01
| Portugal | EU Blue | Hydrogen Evolution | Demand (TWh) | Demand | Demand | Demand Total (TWh) | 50.69 | 51.83 | 53.8 | 54.84 | 56.03 | 57.59 | 58.91 | 60.88 | 63.13 | 65.47 | 67.45 | 69.74 | 71.71 | 73.06 | 73.91 | 74.94 | 75.91 | 77.07 | 78.52 | 80.17 | 81.76 | 83.58 | 84.82 | 88.94 | 93.02 | 97.4 | 101.15 | 105.17
| SEM | EU Green | Holistic Transition | Capacity (MW) | Storage | Storage | Battery | 622.1 | 722.1 | 772.1 | 996.1 | 1220.1 | 1443.6 | 1667.6 | 1891.6 | 1951.6 | 2011.6 | 2071.6 | 2131.6 | 2191.6 | 2851.6 | 3061.6 | 3121.6 | 3181.6 | 3241.6 | 3601.6 | 3961.6 | 4021.6 | 4081.6 | 4141.6 | 4221.6 | 4301.6 | 4381.6 | 4461.6 | 4891.6
| SEM | EU Green | Holistic Transition | Capacity (MW) | Low Carbon | CCS | Biomass CCS | 0 | 0 | 0 | 0 | 0 | 0 | 0 | 0 | 0 | 0 | 0 | 0 | 0 | 24 | 48 | 72 | 96 | 120 | 156 | 192 | 228 | 264 | 300 | 372 | 444 | 516 | 588 | 660
| SEM | EU Green | Holistic Transition | Capacity (MW) | Thermal | Coal | Coal | 1397.3 | 855 | 855 | 0 | 0 | 0 | 0 | 0 | 0 | 0 | 0 | 0 | 0 | 0 | 0 | 0 | 0 | 0 | 0 | 0 | 0 | 0 | 0 | 0 | 0 | 0 | 0 | 0
| SEM | EU Green | Holistic Transition | Capacity (MW) | Thermal | Gas | Fossil Gas | 5220.46 | 6321.415 | 7754.6 | 7904.6 | 8054.6 | 8154.6 | 8304.6 | 7722.6 | 7922.6 | 8122.6 | 7929.6 | 8329.6 | 7953.74 | 7791.72 | 7560.6 | 7760.6 | 7960.6 | 7267.621 | 7267.5 | 7267.5 | 7089 | 6739 | 6275 | 5650 | 5450 | 5250 | 5050 | 4850
| SEM | EU Green | Holistic Transition | Capacity (MW) | Thermal | Other Thermal | Fossil Oil | 1324.717 | 692.717 | 692.717 | 692.717 | 692.717 | 692.717 | 692.717 | 692.717 | 515.717 | 565.717 | 511.717 | 457.717 | 557.717 | 607.717 | 657.717 | 707.717 | 757.717 | 691.717 | 691.717 | 741.717 | 741.717 | 741.717 | 734 | 734 | 734 | 734 | 700 | 700
| SEM | EU Green | Holistic Transition | Capacity (MW) | Low Carbon | Low Carbon | GT Hydrogen | 0 | 0 | 0 | 0 | 0 | 0 | 0 | 0 | 0 | 0 | 0 | 0 | 0 | 200 | 300 | 400 | 500 | 600 | 798 | 997 | 1195 | 1393 | 1642 | 1792 | 1942 | 2092 | 2242 | 2392
| SEM | EU Green | Holistic Transition | Capacity (MW) | Storage | Storage | Pumped Hydro | 292 | 292 | 292 | 292 | 292 | 292 | 292 | 292 | 292 | 292 | 292 | 292 | 292 | 292 | 292 | 292 | 292 | 292 | 292 | 292 | 292 | 292 | 292 | 292 | 292 | 292 | 292 | 292
| SEM | EU Green | Holistic Transition | Capacity (MW) | Renewable | Hydro | Run-of-river Hydro | 216 | 216 | 216 | 216 | 216 | 216 | 216 | 216 | 216 | 216 | 216 | 216 | 216 | 216 | 216 | 216 | 216 | 216 | 216 | 216 | 216 | 216 | 216 | 216 | 216 | 216 | 216 | 216
| SEM | EU Green | Holistic Transition | Capacity (MW) | Renewable | Solar | Solar PV | 865.81 | 1333.36 | 2025.64 | 2801.64 | 3577.64 | 4353.64 | 5129.64 | 5905.64 | 5905.64 | 5905.64 | 5905.64 | 5905.64 | 5905.64 | 5905.6402 | 5905.6404 | 5905.6406 | 5905.6408 | 5905.641 | 5905.641 | 5905.641 | 5905.641 | 5905.641 | 5905.641 | 5905.641 | 5905.641 | 5905.641 | 5905.641 | 5905.641
| SEM | EU Green | Holistic Transition | Capacity (MW) | Renewable | Waste | Waste | 102.797 | 102.797 | 102.797 | 102.797 | 102.797 | 102.797 | 102.797 | 102.797 | 102.797 | 102.797 | 102.797 | 102.797 | 102.797 | 102.797 | 102.797 | 102.797 | 102.797 | 102.797 | 102.797 | 102.797 | 102.797 | 102.797 | 102.797 | 102.797 | 85.797 | 85.797 | 85.797 | 85.797
| SEM | EU Green | Holistic Transition | Capacity (MW) | Renewable | Offshore Wind | Wind Offshore | 25 | 25 | 25 | 25 | 486.28 | 793.81 | 968.0622 | 1304 | 1304 | 1304 | 1304 | 1304 | 1304 | 1437.8182 | 1571.6364 | 1705.4546 | 1839.2728 | 1973.091 | 2130.928 | 2288.765 | 2446.602 | 2604.439 | 2762.276 | 2762.276 | 2762.276 | 2762.276 | 2762.276 | 2762.276
| SEM | EU Green | Holistic Transition | Capacity (MW) | Renewable | Onshore Wind | Wind Onshore | 5726.5 | 6079.7 | 6639.78 | 7515.646 | 8391.512 | 9267.378 | 10143.244 | 11019.11 | 11355.2 | 11691.29 | 12027.38 | 12363.47 | 12699.56 | 13025.6894 | 13351.8188 | 13677.9482 | 14004.0776 | 14330.207 | 14656.165 | 14982.123 | 15308.081 | 15634.039 | 15959.997 | 16238.17 | 16516.343 | 16794.516 | 17072.689 | 17350.862
| SEM | EU Blue | Hydrogen Evolution | Capacity (MW) | Storage | Storage | Battery | 622.1 | 722.1 | 772.1 | 892.1 | 1012.1 | 1131.6 | 1251.6 | 1371.6 | 1371.6 | 1371.6 | 1371.6 | 1371.6 | 1371.6 | 1813.6 | 1955.6 | 1997.6 | 2039.6 | 2081.6 | 2281.6 | 2631.6 | 2731.6 | 2831.6 | 2931.6 | 3087.6 | 3243.6 | 3399.6 | 3555.6 | 3711.6
| SEM | EU Blue | Hydrogen Evolution | Capacity (MW) | Low Carbon | CCS | Biomass CCS | 0 | 0 | 0 | 0 | 0 | 0 | 0 | 0 | 0 | 0 | 0 | 0 | 0 | 24 | 48 | 72 | 96 | 120 | 156 | 192 | 228 | 264 | 300 | 300 | 300 | 300 | 300 | 300
| SEM | EU Blue | Hydrogen Evolution | Capacity (MW) | Thermal | Coal | Coal | 1397.3 | 855 | 855 | 0 | 0 | 0 | 0 | 0 | 0 | 0 | 0 | 0 | 0 | 0 | 0 | 0 | 0 | 0 | 0 | 0 | 0 | 0 | 0 | 0 | 0 | 0 | 0 | 0
| SEM | EU Blue | Hydrogen Evolution | Capacity (MW) | Thermal | Gas | Fossil Gas | 5220.46 | 6321.415 | 7754.6 | 7904.6 | 8054.6 | 8154.6 | 8304.6 | 7722.6 | 7922.6 | 8122.6 | 7929.6 | 8329.6 | 7953.74 | 7791.72 | 7560.6 | 7760.6 | 7960.6 | 7267.621 | 7267.5 | 7267.5 | 7267.5 | 7267.5 | 6873.1 | 6803.5 | 6803.5 | 6803.5 | 6803.5 | 6803.5
| SEM | EU Blue | Hydrogen Evolution | Capacity (MW) | Thermal | Other Thermal | Fossil Oil | 1324.717 | 692.717 | 692.717 | 692.717 | 692.717 | 692.717 | 692.717 | 692.717 | 515.717 | 565.717 | 511.717 | 457.717 | 557.717 | 607.717 | 657.717 | 707.717 | 757.717 | 691.717 | 691.717 | 741.717 | 741.717 | 741.717 | 734 | 734 | 734 | 734 | 700 | 700
| SEM | EU Blue | Hydrogen Evolution | Capacity (MW) | Low Carbon | Low Carbon | GT Hydrogen | 0 | 0 | 0 | 0 | 0 | 0 | 0 | 0 | 0 | 0 | 0 | 0 | 0 | 200 | 300 | 400 | 500 | 600 | 700 | 900 | 1000 | 1100 | 1250 | 1400 | 1700 | 2100 | 2400 | 2500
| SEM | EU Blue | Hydrogen Evolution | Capacity (MW) | Storage | Storage | Pumped Hydro | 292 | 292 | 292 | 292 | 292 | 292 | 292 | 292 | 292 | 292 | 292 | 292 | 292 | 292 | 292 | 292 | 292 | 292 | 292 | 292 | 292 | 292 | 292 | 292 | 292 | 292 | 292 | 292
| SEM | EU Blue | Hydrogen Evolution | Capacity (MW) | Renewable | Hydro | Run-of-river Hydro | 216 | 216 | 216 | 216 | 216 | 216 | 216 | 216 | 216 | 216 | 216 | 216 | 216 | 216 | 216 | 216 | 216 | 216 | 216 | 216 | 216 | 216 | 216 | 216 | 216 | 216 | 216 | 216
| SEM | EU Blue | Hydrogen Evolution | Capacity (MW) | Renewable | Solar | Solar PV | 865.81 | 1333.36 | 2025.64 | 2519.6402 | 3013.6404 | 3507.6406 | 4001.6408 | 4495.641 | 4495.641 | 4495.641 | 4495.641 | 4495.641 | 4495.641 | 4495.6412 | 4495.6414 | 4495.6416 | 4495.6418 | 4495.642 | 4495.6424 | 4495.6428 | 4495.6432 | 4495.6436 | 4495.644 | 4495.6442 | 4495.6444 | 4495.6446 | 4495.6448 | 4495.645
| SEM | EU Blue | Hydrogen Evolution | Capacity (MW) | Renewable | Waste | Waste | 102.797 | 102.797 | 102.797 | 102.797 | 102.797 | 102.797 | 102.797 | 102.797 | 102.797 | 102.797 | 102.797 | 102.797 | 102.797 | 102.797 | 102.797 | 102.797 | 102.797 | 102.797 | 102.797 | 102.797 | 102.797 | 102.797 | 102.797 | 102.797 | 85.797 | 85.797 | 85.797 | 85.797
| SEM | EU Blue | Hydrogen Evolution | Capacity (MW) | Renewable | Offshore Wind | Wind Offshore | 25 | 25 | 25 | 25 | 486.28 | 793.81 | 2299.5944 | 4344 | 4768 | 5192 | 5616 | 6040 | 6464 | 6888.0002 | 7312.0004 | 7736.0006 | 8160.0008 | 8584.001 | 9010.001 | 9436.001 | 9862.001 | 10288.001 | 10714.001 | 11138.001 | 11562.001 | 11986.001 | 12410.001 | 12834.001
| SEM | EU Blue | Hydrogen Evolution | Capacity (MW) | Renewable | Onshore Wind | Wind Onshore | 5726.5 | 6079.7 | 6639.78 | 7061.6462 | 7483.5124 | 7905.3786 | 8327.2448 | 8749.111 | 8749.201 | 8749.291 | 8749.381 | 8749.471 | 8749.561 | 8749.691 | 8749.821 | 8749.951 | 8750.081 | 8750.211 | 8750.169 | 8750.127 | 8750.085 | 8750.043 | 8750.001 | 8750.001 | 8750.001 | 8750.001 | 8750.001 | 8750.001
| SEM | EU Green | Holistic Transition | Demand (TWh) | Demand | Demand | Demand Total (TWh) | 43.16 | 44.43 | 45.03 | 47.59 | 48.96 | 50.69 | 52.09 | 53.71 | 56.16 | 58.69 | 60.67 | 62.75 | 63.87 | 65.58 | 66.32 | 67.62 | 68.78 | 69.64 | 70.24 | 70.82 | 71.21 | 72.31 | 72.58 | 72.98 | 73.59 | 74.36 | 75.02 | 75.45
| SEM | EU Blue | Hydrogen Evolution | Demand (TWh) | Demand | Demand | Demand Total (TWh) | 43.16 | 44.43 | 45.03 | 46.61 | 48 | 49.7 | 50.9 | 52.17 | 54.65 | 57.3 | 59.22 | 61.33 | 62.46 | 62.95 | 64.28 | 65.47 | 67.23 | 68.13 | 69.3 | 70.18 | 71.27 | 72.34 | 72.74 | 73.85 | 74.71 | 76.76 | 77.78 | 78.4
| Slovenia | EU Green | Holistic Transition | Capacity (MW) | Storage | Storage | Battery | 10 | 13.5 | 17 | 17 | 17 | 17 | 17 | 17 | 93 | 169 | 245 | 321 | 397 | 473 | 549 | 625 | 701 | 777 | 815 | 853 | 891 | 929 | 967 | 1043 | 1119 | 1195 | 1271 | 1347
| Slovenia | EU Green | Holistic Transition | Capacity (MW) | Renewable | Biomass | Biomass | 23 | 23 | 23 | 23 | 23 | 23 | 23 | 23 | 23 | 23 | 23 | 23 | 23 | 23 | 23 | 23 | 23 | 23 | 23 | 23 | 23 | 23 | 23 | 23 | 23 | 23 | 23 | 23
| Slovenia | EU Green | Holistic Transition | Capacity (MW) | Low Carbon | CCS | Biomass CCS | 0 | 0 | 0 | 0 | 0 | 0 | 0 | 0 | 0 | 0 | 0 | 0 | 0 | 0 | 0 | 0 | 0 | 0 | 0 | 0 | 0 | 0 | 0 | 12 | 24 | 36 | 48 | 60
| Slovenia | EU Green | Holistic Transition | Capacity (MW) | Thermal | Coal | Coal | 894 | 894 | 894 | 894 | 894 | 589 | 589 | 539 | 539 | 539 | 539 | 539 | 0 | 0 | 0 | 0 | 0 | 0 | 0 | 0 | 0 | 0 | 0 | 0 | 0 | 0 | 0 | 0
| Slovenia | EU Green | Holistic Transition | Capacity (MW) | Thermal | Gas | Fossil Gas | 586 | 586 | 636 | 686 | 786 | 752 | 802 | 460 | 460 | 460 | 460 | 460 | 460 | 460 | 460 | 460 | 460 | 460 | 460 | 460 | 460 | 460 | 460 | 460 | 460 | 460 | 460 | 460
| Slovenia | EU Green | Holistic Transition | Capacity (MW) | Storage | Storage | Pumped Hydro | 185 | 185 | 185 | 185 | 185 | 185 | 185 | 185 | 185 | 185 | 185 | 185 | 185 | 185 | 185 | 185 | 185 | 185 | 185 | 185 | 185 | 185 | 185 | 185 | 185 | 185 | 185 | 185
| Slovenia | EU Green | Holistic Transition | Capacity (MW) | Renewable | Hydro | Run-of-river Hydro | 1630 | 1630 | 1630 | 1630 | 1630 | 1630 | 1630 | 1630 | 1630 | 1630 | 1630 | 1630 | 1630 | 1630 | 1630 | 1630 | 1630 | 1630 | 1630 | 1630 | 1630 | 1630 | 1630 | 1630 | 1630 | 1630 | 1630 | 1630
| Slovenia | EU Green | Holistic Transition | Capacity (MW) | Low Carbon | Nuclear | Nuclear | 696 | 696 | 696 | 696 | 696 | 696 | 696 | 696 | 696 | 696 | 696 | 696 | 696 | 696 | 696 | 696 | 696 | 696 | 696 | 696 | 696 | 0 | 0 | 0 | 0 | 0 | 0 | 0
| Slovenia | EU Green | Holistic Transition | Capacity (MW) | Renewable | Solar | Solar PV | 699.65 | 829.29 | 999.76 | 1165.449 | 1331.138 | 1496.827 | 1662.516 | 1828.205 | 1914.9286 | 2001.6522 | 2088.3758 | 2175.0994 | 2261.823 | 2423.1032 | 2584.3834 | 2745.6636 | 2906.9438 | 3068.224 | 3229.7938 | 3391.3636 | 3552.9334 | 3714.5032 | 3876.073 | 3886.2316 | 3896.3902 | 3906.5488 | 3916.7074 | 3926.866
| Slovenia | EU Green | Holistic Transition | Capacity (MW) | Renewable | Onshore Wind | Wind Onshore | 46 | 108.75 | 221.76 | 373.648 | 525.536 | 677.424 | 829.312 | 981.2 | 1093.2 | 1205.2 | 1317.2 | 1429.2 | 1541.2 | 1653.2 | 1765.2 | 1877.2 | 1989.2 | 2101.2 | 2285.2 | 2469.2 | 2653.2 | 2837.2 | 3021.2 | 3173.1994 | 3325.1988 | 3477.1982 | 3629.1976 | 3781.197
| Slovenia | EU Blue | Hydrogen Evolution | Capacity (MW) | Storage | Storage | Battery | 10 | 13.5 | 17 | 17 | 17 | 17 | 17 | 17 | 45 | 73.5 | 101.5 | 129.5 | 157.5 | 213.5 | 269.5 | 325.5 | 381.5 | 437.5 | 465.5 | 493.5 | 521.5 | 549.5 | 577.5 | 634 | 690.5 | 746.5 | 803 | 859.5
| Slovenia | EU Blue | Hydrogen Evolution | Capacity (MW) | Renewable | Biomass | Biomass | 23 | 23 | 23 | 23 | 23 | 23 | 23 | 23 | 23 | 23 | 23 | 23 | 23 | 23 | 23 | 23 | 23 | 23 | 23 | 23 | 23 | 23 | 23 | 23 | 23 | 23 | 23 | 23
| Slovenia | EU Blue | Hydrogen Evolution | Capacity (MW) | Low Carbon | CCS | Biomass CCS | 0 | 0 | 0 | 0 | 0 | 0 | 0 | 0 | 0 | 0 | 0 | 0 | 0 | 0 | 0 | 0 | 0 | 0 | 0 | 0 | 0 | 0 | 0 | 6 | 6 | 12 | 12 | 18
| Slovenia | EU Blue | Hydrogen Evolution | Capacity (MW) | Thermal | Coal | Coal | 894 | 894 | 894 | 894 | 894 | 589 | 589 | 539 | 539 | 539 | 539 | 539 | 0 | 0 | 0 | 0 | 0 | 0 | 0 | 0 | 0 | 0 | 0 | 0 | 0 | 0 | 0 | 0
| Slovenia | EU Blue | Hydrogen Evolution | Capacity (MW) | Thermal | Gas | Fossil Gas | 586 | 586 | 636 | 686 | 786 | 752 | 802 | 460 | 460 | 460 | 460 | 460 | 460 | 460 | 460 | 460 | 460 | 460 | 460 | 460 | 460 | 460 | 460 | 460 | 460 | 460 | 460 | 460
| Slovenia | EU Blue | Hydrogen Evolution | Capacity (MW) | Low Carbon | Low Carbon | GT Hydrogen | 0 | 0 | 0 | 0 | 0 | 0 | 0 | 0 | 0 | 0 | 0 | 0 | 0 | 1 | 2 | 2 | 3 | 4 | 5 | 5 | 6 | 6 | 7 | 7 | 7 | 7 | 7 | 7
| Slovenia | EU Blue | Hydrogen Evolution | Capacity (MW) | Low Carbon | Nuclear | Nuclear | 696 | 696 | 696 | 696 | 696 | 696 | 696 | 696 | 696 | 696 | 696 | 696 | 696 | 696 | 696 | 696 | 696 | 696 | 696 | 696 | 696 | 0 | 0 | 0 | 0 | 0 | 0 | 0
| Slovenia | EU Blue | Hydrogen Evolution | Capacity (MW) | Storage | Storage | Pumped Hydro | 185 | 185 | 185 | 185 | 185 | 185 | 185 | 185 | 185 | 185 | 185 | 185 | 185 | 185 | 185 | 185 | 185 | 185 | 185 | 185 | 185 | 185 | 185 | 185 | 185 | 185 | 185 | 185
| Slovenia | EU Blue | Hydrogen Evolution | Capacity (MW) | Renewable | Hydro | Run-of-river Hydro | 1630 | 1630 | 1630 | 1630 | 1630 | 1630 | 1630 | 1630 | 1630 | 1630 | 1630 | 1630 | 1630 | 1630 | 1630 | 1630 | 1630 | 1630 | 1630 | 1630 | 1630 | 1630 | 1630 | 1630 | 1630 | 1630 | 1630 | 1630
| Slovenia | EU Blue | Hydrogen Evolution | Capacity (MW) | Renewable | Solar | Solar PV | 699.65 | 829.29 | 999.76 | 1153.4528 | 1307.1456 | 1460.8384 | 1614.5312 | 1768.224 | 1820.9526 | 1873.6812 | 1926.4098 | 1979.1384 | 2031.867 | 2087.1496 | 2142.4322 | 2197.7148 | 2252.9974 | 2308.28 | 2365.85 | 2423.42 | 2480.99 | 2538.56 | 2596.13 | 2652.1056 | 2708.0812 | 2764.0568 | 2820.0324 | 2876.008
| Slovenia | EU Blue | Hydrogen Evolution | Capacity (MW) | Renewable | Onshore Wind | Wind Onshore | 46 | 108.75 | 221.76 | 373.648 | 525.536 | 677.424 | 829.312 | 981.2 | 1093.2 | 1205.2 | 1317.2 | 1429.2 | 1541.2 | 1653.1998 | 1765.1996 | 1877.1994 | 1989.1992 | 2101.199 | 2285.1986 | 2469.1982 | 2653.1978 | 2837.1974 | 3021.197 | 3173.1946 | 3325.1922 | 3477.1898 | 3629.1874 | 3781.185
| Slovenia | EU Green | Holistic Transition | Demand (TWh) | Demand | Demand | Demand Total (TWh) | 14.54 | 14.79 | 15.11 | 15.66 | 16.29 | 16.75 | 17.24 | 17.78 | 18.21 | 18.59 | 18.85 | 19.26 | 19.56 | 19.91 | 20.12 | 20.38 | 20.62 | 20.91 | 21.14 | 21.34 | 21.53 | 21.79 | 21.89 | 22.08 | 22.36 | 22.63 | 22.74 | 22.92
| Slovenia | EU Blue | Hydrogen Evolution | Demand (TWh) | Demand | Demand | Demand Total (TWh) | 14.54 | 14.79 | 15.11 | 15.31 | 15.71 | 15.94 | 16.19 | 16.59 | 16.79 | 17.05 | 17.22 | 17.54 | 17.77 | 18.09 | 18.29 | 18.55 | 18.8 | 19.11 | 19.38 | 19.61 | 19.82 | 20.11 | 20.25 | 20.46 | 20.77 | 21.06 | 21.2 | 21.41
| Spain | EU Green | Holistic Transition | Capacity (MW) | Storage | Storage | Battery | 175 | 275 | 300 | 300 | 300 | 300 | 300 | 700 | 1350 | 2000 | 2650 | 3300 | 3950 | 1816 | 2432 | 3048 | 3664 | 4280 | 4380 | 4480 | 4580 | 4680 | 4780 | 5396.5 | 6012.5 | 6628.5 | 7245 | 7861
| Spain | EU Green | Holistic Transition | Capacity (MW) | Renewable | Biomass | Biomass | 1100 | 1100 | 1100 | 1100 | 1100 | 1100 | 1100 | 1100 | 1100 | 1100 | 1100 | 1100 | 1100 | 1100 | 1100 | 1100 | 1100 | 1100 | 1100 | 1100 | 1100 | 1100 | 1100 | 1100 | 1100 | 1100 | 1100 | 1100
| Spain | EU Green | Holistic Transition | Capacity (MW) | Low Carbon | CCS | Biomass CCS | 0 | 0 | 0 | 0 | 0 | 0 | 0 | 0 | 0 | 0 | 0 | 0 | 0 | 0 | 0 | 0 | 0 | 0 | 132 | 264 | 396 | 528 | 660 | 936 | 1212 | 1488 | 1764 | 2040
| Spain | EU Green | Holistic Transition | Capacity (MW) | Thermal | Coal | Coal | 611.8 | 611.8 | 0 | 0 | 0 | 0 | 0 | 0 | 0 | 0 | 0 | 0 | 0 | 0 | 0 | 0 | 0 | 0 | 0 | 0 | 0 | 0 | 0 | 0 | 0 | 0 | 0 | 0
| Spain | EU Green | Holistic Transition | Capacity (MW) | Thermal | Gas | Fossil Gas | 29338.6 | 28138.6 | 27338.6 | 25738.6 | 24538.6 | 22523.2 | 20174.583 | 18874.865 | 18703.485 | 18505.912 | 17015.6 | 16272.143 | 13987.216 | 12718.654 | 11711.038 | 11669.516 | 11669.516 | 11669.516 | 11669.516 | 11669.516 | 11582.944 | 11575.416 | 10757.916 | 1681.8 | 1681.8 | 1681.8 | 1681.8 | 1681.8
| Spain | EU Green | Holistic Transition | Capacity (MW) | Thermal | Other Thermal | Fossil Oil | 84 | 84 | 84 | 84 | 84 | 84 | 84 | 0 | 0 | 0 | 0 | 0 | 0 | 0 | 0 | 0 | 0 | 0 | 0 | 0 | 0 | 0 | 0 | 0 | 0 | 0 | 0 | 0
| Spain | EU Green | Holistic Transition | Capacity (MW) | Low Carbon | Low Carbon | GT Hydrogen | 0 | 0 | 0 | 0 | 0 | 0 | 0 | 200 | 1199 | 2198 | 3197 | 4196 | 5195 | 5195 | 5595 | 5995 | 6395 | 6795 | 7195 | 7595 | 7995 | 8395 | 8995 | 9996 | 10396 | 10796 | 11196 | 11196
| Spain | EU Green | Holistic Transition | Capacity (MW) | Low Carbon | Nuclear | Nuclear | 7117.2 | 7117.2 | 7117.2 | 7117.2 | 7117.2 | 6105.9 | 5100.1 | 4104.3 | 2048.7 | 2048.7 | 2048.7 | 2048.7 | 1003.4 | 0 | 0 | 0 | 0 | 0 | 0 | 0 | 0 | 0 | 0 | 0 | 0 | 0 | 0 | 0
| Spain | EU Green | Holistic Transition | Capacity (MW) | Storage | Storage | Pumped Hydro | 5617.6 | 5617.6 | 5617.6 | 5617.6 | 6617.6 | 8617.6 | 8617.6 | 8617.6 | 9217.6 | 9817.6 | 10417.6 | 11017.6 | 11617.6 | 11717.6 | 11917.6 | 12017.6 | 12217.6 | 12317.6 | 12617.6 | 12817.6 | 13017.6 | 13317.6 | 13517.6 | 13517.6 | 13517.6 | 13517.6 | 13517.6 | 13517.6
| Spain | EU Green | Holistic Transition | Capacity (MW) | Renewable | Hydro | Run-of-river Hydro | 14647 | 14647 | 14647 | 14647 | 14647 | 14647 | 14647 | 14647 | 14647 | 14647 | 14647 | 14647 | 14647 | 14647 | 14647 | 14647 | 14647 | 14647 | 14647 | 14647 | 14647 | 14647 | 14647 | 14647 | 14647 | 14647 | 14647 | 14647
| Spain | EU Green | Holistic Transition | Capacity (MW) | Renewable | Solar | Solar PV | 23315.63 | 28570.26 | 33389.8 | 38687.236 | 43984.672 | 49282.108 | 54579.544 | 59876.98 | 63932.2466 | 67987.5132 | 72042.7798 | 76098.0464 | 80153.313 | 84024.5796 | 87895.8462 | 91767.1128 | 95638.3794 | 99509.646 | 103156.6964 | 106803.7468 | 110450.7972 | 114097.8476 | 117744.898 | 119247.1846 | 120749.4712 | 122251.7578 | 123754.0444 | 125256.331
| Spain | EU Green | Holistic Transition | Capacity (MW) | Renewable | Waste | Waste | 149.5 | 149.5 | 149.5 | 149.5 | 149.5 | 149.5 | 149.5 | 0 | 0 | 0 | 0 | 0 | 0 | 0 | 0 | 0 | 0 | 0 | 0 | 0 | 0 | 0 | 0 | 0 | 0 | 0 | 0 | 0
| Spain | EU Green | Holistic Transition | Capacity (MW) | Renewable | Offshore Wind | Wind Offshore | 0 | 0 | 0 | 329.9998 | 659.9996 | 989.9994 | 1319.9992 | 1649.999 | 1855.999 | 2061.999 | 2267.999 | 2473.999 | 2679.999 | 3287.999 | 3895.999 | 4503.999 | 5111.999 | 5719.999 | 6329.9988 | 6939.9986 | 7549.9984 | 8159.9982 | 8769.998 | 9383.3244 | 9996.6508 | 10609.9772 | 11223.3036 | 11836.63
| Spain | EU Green | Holistic Transition | Capacity (MW) | Renewable | Onshore Wind | Wind Onshore | 30300 | 31750 | 33262.63 | 35862.5012 | 38462.3724 | 41062.2436 | 43662.1148 | 46261.986 | 48837.9858 | 51413.9856 | 53989.9854 | 56565.9852 | 59141.985 | 61051.985 | 62961.985 | 64871.985 | 66781.985 | 68691.985 | 70123.9838 | 71555.9826 | 72987.9814 | 74419.9802 | 75851.979 | 77580.8148 | 79309.6506 | 81038.4864 | 82767.3222 | 84496.158
| Spain | EU Blue | Hydrogen Evolution | Capacity (MW) | Storage | Storage | Battery | 175 | 275 | 300 | 300 | 300 | 300 | 300 | 700 | 800 | 900 | 1000 | 1100 | 1200 | 1519 | 1838.5 | 2157.5 | 2476.5 | 2795.5 | 2895.5 | 2995.5 | 3095.5 | 3195.5 | 3295.5 | 4159.5 | 5023.5 | 5887.5 | 6751.5 | 7615.5
| Spain | EU Blue | Hydrogen Evolution | Capacity (MW) | Renewable | Biomass | Biomass | 1100 | 1100 | 1100 | 1100 | 1100 | 1100 | 1100 | 1100 | 1100 | 1100 | 1100 | 1100 | 1100 | 1100 | 1100 | 1100 | 1100 | 1100 | 1100 | 1100 | 1100 | 1100 | 1100 | 1100 | 1100 | 1100 | 1100 | 1100
| Spain | EU Blue | Hydrogen Evolution | Capacity (MW) | Low Carbon | CCS | Biomass CCS | 0 | 0 | 0 | 0 | 0 | 0 | 0 | 0 | 0 | 0 | 0 | 0 | 0 | 96 | 192 | 288 | 384 | 480 | 684 | 888 | 1092 | 1296 | 1500 | 1500 | 1500 | 1500 | 1500 | 1500
| Spain | EU Blue | Hydrogen Evolution | Capacity (MW) | Thermal | Coal | Coal | 611.8 | 611.8 | 0 | 0 | 0 | 0 | 0 | 0 | 0 | 0 | 0 | 0 | 0 | 0 | 0 | 0 | 0 | 0 | 0 | 0 | 0 | 0 | 0 | 0 | 0 | 0 | 0 | 0
| Spain | EU Blue | Hydrogen Evolution | Capacity (MW) | Thermal | Gas | Fossil Gas | 29338.6 | 28138.6 | 27338.6 | 25738.6 | 24538.6 | 22523.2 | 20174.583 | 18874.865 | 18703.485 | 18505.912 | 17015.6 | 16272.143 | 13987.216 | 12718.654 | 11711.038 | 11669.516 | 11669.516 | 11669.516 | 11669.516 | 11669.516 | 11582.944 | 11575.416 | 11575.416 | 2499.3 | 2499.3 | 2499.3 | 2499.3 | 2499.3
| Spain | EU Blue | Hydrogen Evolution | Capacity (MW) | Thermal | Other Thermal | Fossil Oil | 84 | 84 | 84 | 84 | 84 | 84 | 84 | 0 | 0 | 0 | 0 | 0 | 0 | 0 | 0 | 0 | 0 | 0 | 0 | 0 | 0 | 0 | 0 | 0 | 0 | 0 | 0 | 0
| Spain | EU Blue | Hydrogen Evolution | Capacity (MW) | Low Carbon | Low Carbon | GT Hydrogen | 0 | 0 | 0 | 0 | 0 | 0 | 0 | 200 | 800 | 1400 | 2000 | 2600 | 3200 | 3200 | 3600 | 4000 | 4400 | 4800 | 5200 | 5600 | 6000 | 6400 | 6800 | 7842 | 8883 | 9925 | 10967 | 12008
| Spain | EU Blue | Hydrogen Evolution | Capacity (MW) | Low Carbon | Nuclear | Nuclear | 7117.2 | 7117.2 | 7117.2 | 7117.2 | 7117.2 | 6105.9 | 5100.1 | 4104.3 | 2048.7 | 2048.7 | 2048.7 | 2048.7 | 1003.4 | 0 | 0 | 0 | 0 | 0 | 0 | 0 | 0 | 0 | 0 | 0 | 0 | 0 | 0 | 0
| Spain | EU Blue | Hydrogen Evolution | Capacity (MW) | Storage | Storage | Pumped Hydro | 5617.6 | 5617.6 | 5617.6 | 5617.6 | 6617.6 | 8617.6 | 8617.6 | 8617.6 | 9217.6 | 9817.6 | 10417.6 | 11017.6 | 11617.6 | 11717.6 | 11917.6 | 12017.6 | 12217.6 | 12317.6 | 12617.6 | 12817.6 | 13017.6 | 13317.6 | 13517.6 | 13517.6 | 13517.6 | 13517.6 | 13517.6 | 13517.6
| Spain | EU Blue | Hydrogen Evolution | Capacity (MW) | Renewable | Hydro | Run-of-river Hydro | 14647 | 14647 | 14647 | 14647 | 14647 | 14647 | 14647 | 14647 | 14647 | 14647 | 14647 | 14647 | 14647 | 14647 | 14647 | 14647 | 14647 | 14647 | 14647 | 14647 | 14647 | 14647 | 14647 | 14647 | 14647 | 14647 | 14647 | 14647
| Spain | EU Blue | Hydrogen Evolution | Capacity (MW) | Renewable | Solar | Solar PV | 23315.63 | 28570.26 | 33389.8 | 37757.2372 | 42124.6744 | 46492.1116 | 50859.5488 | 55226.986 | 58374.2504 | 61521.5148 | 64668.7792 | 67816.0436 | 70963.308 | 72973.4126 | 74983.5172 | 76993.6218 | 79003.7264 | 81013.831 | 83878.8772 | 86743.9234 | 89608.9696 | 92474.0158 | 95339.062 | 96639.563 | 97940.064 | 99240.565 | 100541.066 | 101841.567
| Spain | EU Blue | Hydrogen Evolution | Capacity (MW) | Renewable | Waste | Waste | 149.5 | 149.5 | 149.5 | 149.5 | 149.5 | 149.5 | 149.5 | 0 | 0 | 0 | 0 | 0 | 0 | 0 | 0 | 0 | 0 | 0 | 0 | 0 | 0 | 0 | 0 | 0 | 0 | 0 | 0 | 0
| Spain | EU Blue | Hydrogen Evolution | Capacity (MW) | Renewable | Offshore Wind | Wind Offshore | 0 | 0 | 0 | 336.0002 | 672.0004 | 1008.0006 | 1344.0008 | 1680.001 | 1696.001 | 1712.001 | 1728.001 | 1744.001 | 1760.001 | 1778.001 | 1796.001 | 1814.001 | 1832.001 | 1850.001 | 1866.0012 | 1882.0014 | 1898.0016 | 1914.0018 | 1930.002 | 2074.0626 | 2218.1232 | 2362.1838 | 2506.2444 | 2650.305
| Spain | EU Blue | Hydrogen Evolution | Capacity (MW) | Renewable | Onshore Wind | Wind Onshore | 30300 | 31750 | 33262.63 | 34817.1064 | 36371.5828 | 37926.0592 | 39480.5356 | 41035.012 | 42009.0104 | 42983.0088 | 43957.0072 | 44931.0056 | 45905.004 | 46713.0026 | 47521.0012 | 48328.9998 | 49136.9984 | 49944.997 | 50752.9962 | 51560.9954 | 52368.9946 | 53176.9938 | 53984.993 | 55526.9918 | 57068.9906 | 58610.9894 | 60152.9882 | 61694.987
| Spain | EU Green | Holistic Transition | Demand (TWh) | Demand | Demand | Demand Total (TWh) | 253.9 | 258.22 | 259.99 | 267.48 | 272.78 | 279.09 | 284.1 | 291.53 | 300.23 | 311.06 | 320.97 | 332.29 | 342.98 | 355.45 | 365.3 | 375.56 | 384.97 | 395.33 | 402.07 | 409.17 | 419 | 427.57 | 432.8 | 439.68 | 446.56 | 454.33 | 458.76 | 467.07
| Spain | EU Blue | Hydrogen Evolution | Demand (TWh) | Demand | Demand | Demand Total (TWh) | 254.98 | 259.84 | 265.44 | 268.72 | 272.15 | 276.73 | 280.01 | 286.63 | 291.87 | 294.92 | 296.3 | 298.76 | 301.24 | 310.23 | 317.08 | 324.68 | 331.93 | 339.85 | 349.36 | 359.48 | 369.47 | 380.59 | 389.32 | 399.24 | 409.28 | 420.83 | 429.72 | 439.69
| Sweden | EU Green | Holistic Transition | Capacity (MW) | Storage | Storage | Battery | 251.5 | 350 | 425 | 594 | 762 | 930 | 1098 | 1266 | 1266 | 1266 | 1266 | 1266 | 1266 | 1266 | 1266 | 1266 | 1266 | 1266 | 1266 | 1266 | 1266 | 1266 | 1266 | 1266 | 1266 | 1266 | 1266 | 1266
| Sweden | EU Green | Holistic Transition | Capacity (MW) | Renewable | Biomass | Biomass | 2020 | 2020 | 2120 | 2120 | 2220 | 2220 | 2220 | 2220 | 2220 | 2220 | 2220 | 2220 | 2220 | 2220 | 2220 | 2220 | 2220 | 2220 | 2220 | 2220 | 2220 | 2220 | 2220 | 2220 | 2220 | 2220 | 2220 | 2220
| Sweden | EU Green | Holistic Transition | Capacity (MW) | Low Carbon | CCS | Biomass CCS | 0 | 0 | 0 | 0 | 0 | 0 | 0 | 0 | 0 | 0 | 0 | 0 | 0 | 84 | 168 | 252 | 336 | 420 | 576 | 732 | 888 | 1044 | 1200 | 1356 | 1512 | 1668 | 1824 | 1980
| Sweden | EU Green | Holistic Transition | Capacity (MW) | Thermal | Gas | Fossil Gas | 260 | 260 | 260 | 260 | 260 | 260 | 260 | 0 | 0 | 0 | 0 | 0 | 0 | 0 | 0 | 0 | 0 | 0 | 0 | 0 | 0 | 0 | 0 | 0 | 0 | 0 | 0 | 0
| Sweden | EU Green | Holistic Transition | Capacity (MW) | Low Carbon | Low Carbon | GT Hydrogen | 0 | 0 | 0 | 0 | 0 | 0 | 0 | 0 | 1222 | 2444 | 3666 | 4888 | 6110 | 6110 | 6110 | 6110 | 6110 | 6110 | 6110 | 6110 | 6110 | 6110 | 6110 | 6110 | 6110 | 6110 | 6110 | 6110
| Sweden | EU Green | Holistic Transition | Capacity (MW) | Renewable | Hydro | Run-of-river Hydro | 16629 | 16629 | 16629 | 16629 | 16629 | 16629 | 16629 | 16629 | 16629 | 16629 | 16629 | 16629 | 16629 | 16629 | 16629 | 16629 | 16629 | 16629 | 16629 | 16629 | 16629 | 16629 | 16629 | 16629 | 16629 | 16629 | 16629 | 16629
| Sweden | EU Green | Holistic Transition | Capacity (MW) | Low Carbon | Nuclear | Nuclear | 6881 | 6881 | 6881 | 6881 | 6881 | 6881 | 6881 | 6881 | 6881 | 6881 | 6881 | 6881 | 6881 | 6881 | 6881 | 6881 | 6881 | 6881 | 5893 | 5893 | 3712 | 3712 | 2572 | 1400 | 0 | 0 | 0 | 0
| Sweden | EU Green | Holistic Transition | Capacity (MW) | Renewable | Solar | Solar PV | 1772.3 | 1886.78 | 2001.21 | 2567.0062 | 3132.8024 | 3698.5986 | 4264.3948 | 4830.191 | 4865.8072 | 4901.4234 | 4937.0396 | 4972.6558 | 5008.272 | 5047.4134 | 5086.5548 | 5125.6962 | 5164.8376 | 5203.979 | 5551.87 | 5899.761 | 6247.652 | 6595.543 | 6943.434 | 6987.9162 | 7032.3984 | 7076.8806 | 7121.3628 | 7165.845
| Sweden | EU Green | Holistic Transition | Capacity (MW) | Renewable | Waste | Waste | 120 | 120 | 120 | 120 | 120 | 120 | 120 | 0 | 0 | 0 | 0 | 0 | 0 | 0 | 0 | 0 | 0 | 0 | 0 | 0 | 0 | 0 | 0 | 0 | 0 | 0 | 0 | 0
| Sweden | EU Green | Holistic Transition | Capacity (MW) | Renewable | Offshore Wind | Wind Offshore | 218.5 | 218.5 | 218.5 | 494.5 | 770.5 | 1046.5 | 1322.5 | 1598.5 | 1924.4998 | 2250.4996 | 2576.4994 | 2902.4992 | 3228.499 | 3836.499 | 4444.499 | 5052.499 | 5660.499 | 6268.499 | 6694.6368 | 7120.7746 | 7546.9124 | 7973.0502 | 8399.188 | 8399.1888 | 8399.1896 | 8399.1904 | 8399.1912 | 8399.192
| Sweden | EU Green | Holistic Transition | Capacity (MW) | Renewable | Onshore Wind | Wind Onshore | 15190 | 16021 | 17059.66 | 18483.528 | 19907.396 | 21331.264 | 22755.132 | 24179 | 25401 | 26623 | 27845 | 29067 | 30289 | 31229 | 32169 | 33109 | 34049 | 34989 | 36079 | 37169 | 38259 | 39349 | 40439 | 41528.9994 | 42618.9988 | 43708.9982 | 44798.9976 | 45888.997
| Sweden | EU Blue | Hydrogen Evolution | Capacity (MW) | Storage | Storage | Battery | 251.5 | 350 | 425 | 582.5 | 739 | 895.5 | 1052.5 | 1209 | 1355 | 1501 | 1647 | 1793 | 1939 | 1939 | 1939 | 1939 | 1939 | 1939 | 1939 | 1939 | 1939 | 1939 | 1939 | 1939 | 1939 | 1939 | 1939 | 1939
| Sweden | EU Blue | Hydrogen Evolution | Capacity (MW) | Renewable | Biomass | Biomass | 2020 | 2020 | 2120 | 2120 | 2220 | 2220 | 2220 | 2220 | 2220 | 2220 | 2220 | 2220 | 2220 | 2220 | 2220 | 2220 | 2220 | 2220 | 2220 | 2220 | 2220 | 2220 | 2220 | 2220 | 2220 | 2220 | 2220 | 2220
| Sweden | EU Blue | Hydrogen Evolution | Capacity (MW) | Low Carbon | CCS | Biomass CCS | 0 | 0 | 0 | 0 | 0 | 0 | 0 | 0 | 0 | 0 | 0 | 0 | 0 | 0 | 0 | 0 | 0 | 0 | 72 | 144 | 216 | 288 | 360 | 360 | 360 | 360 | 360 | 360
| Sweden | EU Blue | Hydrogen Evolution | Capacity (MW) | Thermal | Gas | Fossil Gas | 260 | 260 | 260 | 260 | 260 | 260 | 260 | 0 | 0 | 0 | 0 | 0 | 0 | 0 | 0 | 0 | 0 | 0 | 0 | 0 | 0 | 0 | 0 | 0 | 0 | 0 | 0 | 0
| Sweden | EU Blue | Hydrogen Evolution | Capacity (MW) | Low Carbon | Low Carbon | GT Hydrogen | 0 | 0 | 0 | 0 | 0 | 0 | 0 | 0 | 0 | 0 | 0 | 0 | 0 | 368 | 736 | 1103 | 1471 | 1839 | 1839 | 1839 | 1839 | 1839 | 1839 | 1876 | 1914 | 1951 | 1988 | 2025
| Sweden | EU Blue | Hydrogen Evolution | Capacity (MW) | Low Carbon | Nuclear | Nuclear | 6881 | 6881 | 6881 | 6881 | 6881 | 6881 | 6881 | 6881 | 6881 | 6881 | 6881 | 6881 | 6881 | 6881 | 6881 | 6881 | 6881 | 6881 | 5893 | 5893 | 3712 | 3712 | 2572 | 1400 | 0 | 0 | 0 | 0
| Sweden | EU Blue | Hydrogen Evolution | Capacity (MW) | Renewable | Hydro | Run-of-river Hydro | 16629 | 16629 | 16629 | 16629 | 16629 | 16629 | 16629 | 16629 | 16629 | 16629 | 16629 | 16629 | 16629 | 16629 | 16629 | 16629 | 16629 | 16629 | 16629 | 16629 | 16629 | 16629 | 16629 | 16629 | 16629 | 16629 | 16629 | 16629
| Sweden | EU Blue | Hydrogen Evolution | Capacity (MW) | Renewable | Solar | Solar PV | 1772.3 | 1886.78 | 2001.21 | 2566.9766 | 3132.7432 | 3698.5098 | 4264.2764 | 4830.043 | 5257.7262 | 5685.4094 | 6113.0926 | 6540.7758 | 6968.459 | 7003.6142 | 7038.7694 | 7073.9246 | 7109.0798 | 7144.235 | 7188.1234 | 7232.0118 | 7275.9002 | 7319.7886 | 7363.677 | 7408.16 | 7452.643 | 7497.126 | 7541.609 | 7586.092
| Sweden | EU Blue | Hydrogen Evolution | Capacity (MW) | Renewable | Waste | Waste | 120 | 120 | 120 | 120 | 120 | 120 | 120 | 0 | 0 | 0 | 0 | 0 | 0 | 0 | 0 | 0 | 0 | 0 | 0 | 0 | 0 | 0 | 0 | 0 | 0 | 0 | 0 | 0
| Sweden | EU Blue | Hydrogen Evolution | Capacity (MW) | Renewable | Offshore Wind | Wind Offshore | 218.5 | 218.5 | 218.5 | 494.5002 | 770.5004 | 1046.5006 | 1322.5008 | 1598.501 | 2194.4772 | 2790.4534 | 3386.4296 | 3982.4058 | 4578.382 | 5330.4058 | 6082.4296 | 6834.4534 | 7586.4772 | 8338.501 | 9104.501 | 9870.501 | 10636.501 | 11402.501 | 12168.501 | 12424.5012 | 12680.5014 | 12936.5016 | 13192.5018 | 13448.502
| Sweden | EU Blue | Hydrogen Evolution | Capacity (MW) | Renewable | Onshore Wind | Wind Onshore | 15190 | 16021 | 17059.66 | 18139.6096 | 19219.5592 | 20299.5088 | 21379.4584 | 22459.408 | 23363.4074 | 24267.4068 | 25171.4062 | 26075.4056 | 26979.405 | 27511.402 | 28043.399 | 28575.396 | 29107.393 | 29639.39 | 30329.3838 | 31019.3776 | 31709.3714 | 32399.3652 | 33089.359 | 33895.353 | 34701.347 | 35507.341 | 36313.335 | 37119.329
| Sweden | EU Green | Holistic Transition | Demand (TWh) | Demand | Demand | Demand Total (TWh) | 145.59 | 147.12 | 152.56 | 157.51 | 160.93 | 164.65 | 167.68 | 170.89 | 174.86 | 179.45 | 183.01 | 186.98 | 190.78 | 196.14 | 200.57 | 204.89 | 211.07 | 216.01 | 217.81 | 220.32 | 222.91 | 226.22 | 227.74 | 228.49 | 230.75 | 233.8 | 235.06 | 237.39
| Sweden | EU Blue | Hydrogen Evolution | Demand (TWh) | Demand | Demand | Demand Total (TWh) | 145.59 | 147.13 | 152.28 | 155.5 | 158.54 | 162.01 | 164.63 | 168.69 | 173 | 178.07 | 182.12 | 186.41 | 191.32 | 198.14 | 204.46 | 209.18 | 214.77 | 227.28 | 227.07 | 230.69 | 231.25 | 233.8 | 233.43 | 233.88 | 235.75 | 238.69 | 240.23 | 241.56
| Switzerland | EU Green | Holistic Transition | Capacity (MW) | Storage | Storage | Battery | 105.5 | 119 | 122.5 | 123 | 123 | 123 | 123 | 123 | 447 | 771 | 1095 | 1419 | 1743 | 2607 | 3471 | 4335 | 5199 | 6063 | 6063 | 6063 | 6063 | 6063 | 6063 | 6711 | 7359 | 8007 | 8655 | 9303
| Switzerland | EU Green | Holistic Transition | Capacity (MW) | Renewable | Biomass | Biomass | 100 | 200 | 200 | 300 | 300 | 400 | 400 | 400 | 400 | 400 | 400 | 400 | 400 | 400 | 400 | 400 | 400 | 400 | 400 | 400 | 400 | 400 | 400 | 400 | 400 | 400 | 400 | 400
| Switzerland | EU Green | Holistic Transition | Capacity (MW) | Low Carbon | CCS | Biomass CCS | 0 | 0 | 0 | 0 | 0 | 0 | 0 | 0 | 0 | 0 | 0 | 0 | 0 | 0 | 0 | 0 | 0 | 0 | 0 | 0 | 0 | 0 | 0 | 36 | 72 | 108 | 144 | 180
| Switzerland | EU Green | Holistic Transition | Capacity (MW) | Low Carbon | Nuclear | Nuclear | 2240 | 2240 | 2240 | 2240 | 2240 | 2240 | 1220 | 1220 | 1220 | 1220 | 1220 | 0 | 0 | 0 | 0 | 0 | 0 | 0 | 0 | 0 | 0 | 0 | 0 | 0 | 0 | 0 | 0 | 0
| Switzerland | EU Green | Holistic Transition | Capacity (MW) | Storage | Storage | Pumped Hydro | 4500 | 5500 | 5500 | 5500 | 5500 | 5500 | 5500 | 9657.5 | 9657.5 | 9657.5 | 9657.5 | 9657.5 | 9657.5 | 9657.5 | 9657.5 | 9657.5 | 9657.5 | 9657.5 | 9657.5 | 9657.5 | 9657.5 | 9657.5 | 9657.5 | 9657.5 | 9657.5 | 9657.5 | 9657.5 | 9657.5
| Switzerland | EU Green | Holistic Transition | Capacity (MW) | Renewable | Other Renewables | Other RES | 0 | 0 | 0 | 0 | 0 | 0 | 0 | 200 | 200 | 200 | 200 | 200 | 200 | 200 | 200 | 200 | 200 | 200 | 200 | 200 | 200 | 200 | 200 | 200 | 200 | 200 | 200 | 200
| Switzerland | EU Green | Holistic Transition | Capacity (MW) | Renewable | Hydro | Run-of-river Hydro | 12400 | 12450 | 12800 | 12960 | 13120 | 13280 | 13440 | 13600 | 13600 | 13600 | 13600 | 13600 | 13600 | 13600 | 13600 | 13600 | 13600 | 13600 | 13600 | 13600 | 13600 | 13600 | 13600 | 13600 | 13600 | 13600 | 13600 | 13600
| Switzerland | EU Green | Holistic Transition | Capacity (MW) | Renewable | Solar | Solar PV | 3895.27 | 4270.26 | 4660.27 | 6400.0794 | 8139.8888 | 9879.6982 | 11619.5076 | 13359.317 | 14866.3802 | 16373.4434 | 17880.5066 | 19387.5698 | 20894.633 | 22270.0122 | 23645.3914 | 25020.7706 | 26396.1498 | 27771.529 | 28844.6282 | 29917.7274 | 30990.8266 | 32063.9258 | 33137.025 | 33729.5954 | 34322.1658 | 34914.7362 | 35507.3066 | 36099.877
| Switzerland | EU Green | Holistic Transition | Capacity (MW) | Renewable | Onshore Wind | Wind Onshore | 165.3 | 165.3 | 175.3 | 323.2994 | 471.2988 | 619.2982 | 767.2976 | 915.297 | 1061.3284 | 1207.3598 | 1353.3912 | 1499.4226 | 1645.454 | 1661.454 | 1677.454 | 1693.454 | 1709.454 | 1725.454 | 1765.4218 | 1805.3896 | 1845.3574 | 1885.3252 | 1925.293 | 1967.293 | 2009.293 | 2051.293 | 2093.293 | 2135.293
| Switzerland | EU Blue | Hydrogen Evolution | Capacity (MW) | Storage | Storage | Battery | 105.5 | 119 | 122.5 | 283 | 443 | 603 | 763 | 923.5 | 923.5 | 923.5 | 923.5 | 923.5 | 923.5 | 1243.5 | 1563.5 | 1883.5 | 2203.5 | 2523.5 | 2523.5 | 2523.5 | 2523.5 | 2523.5 | 2523.5 | 3483.5 | 4443.5 | 5403.5 | 6363.5 | 7323.5
| Switzerland | EU Blue | Hydrogen Evolution | Capacity (MW) | Renewable | Biomass | Biomass | 100 | 200 | 200 | 300 | 300 | 400 | 400 | 400 | 400 | 400 | 400 | 400 | 400 | 400 | 400 | 400 | 400 | 400 | 400 | 400 | 400 | 400 | 400 | 400 | 400 | 400 | 400 | 400
| Switzerland | EU Blue | Hydrogen Evolution | Capacity (MW) | Low Carbon | CCS | Biomass CCS | 0 | 0 | 0 | 0 | 0 | 0 | 0 | 0 | 0 | 0 | 0 | 0 | 0 | 0 | 0 | 0 | 0 | 0 | 36 | 72 | 108 | 144 | 180 | 180 | 180 | 180 | 180 | 180
| Switzerland | EU Blue | Hydrogen Evolution | Capacity (MW) | Low Carbon | Low Carbon | GT Hydrogen | 0 | 0 | 0 | 0 | 0 | 0 | 0 | 0 | 0 | 0 | 0 | 0 | 0 | 0 | 0 | 1 | 1 | 1 | 7 | 12 | 18 | 23 | 29 | 29 | 29 | 29 | 29 | 29
| Switzerland | EU Blue | Hydrogen Evolution | Capacity (MW) | Low Carbon | Nuclear | Nuclear | 2240 | 2240 | 2240 | 2240 | 2240 | 2240 | 1220 | 1220 | 1220 | 1220 | 1220 | 0 | 0 | 0 | 0 | 0 | 0 | 0 | 0 | 0 | 0 | 0 | 0 | 0 | 0 | 0 | 0 | 0
| Switzerland | EU Blue | Hydrogen Evolution | Capacity (MW) | Renewable | Other Renewables | Other RES | 0 | 0 | 0 | 0 | 0 | 0 | 0 | 200 | 200 | 200 | 200 | 200 | 200 | 200 | 200 | 200 | 200 | 200 | 200 | 200 | 200 | 200 | 200 | 200 | 200 | 200 | 200 | 200
| Switzerland | EU Blue | Hydrogen Evolution | Capacity (MW) | Storage | Storage | Pumped Hydro | 4500 | 5500 | 5500 | 5500 | 5500 | 5500 | 5500 | 9657.5 | 9657.5 | 9657.5 | 9657.5 | 9657.5 | 9657.5 | 9657.5 | 9657.5 | 9657.5 | 9657.5 | 9657.5 | 9657.5 | 9657.5 | 9657.5 | 9657.5 | 9657.5 | 9657.5 | 9657.5 | 9657.5 | 9657.5 | 9657.5
| Switzerland | EU Blue | Hydrogen Evolution | Capacity (MW) | Renewable | Hydro | Run-of-river Hydro | 12400 | 12450 | 12800 | 12960 | 13120 | 13280 | 13440 | 13600 | 13600 | 13600 | 13600 | 13600 | 13600 | 13600 | 13600 | 13600 | 13600 | 13600 | 13600 | 13600 | 13600 | 13600 | 13600 | 13600 | 13600 | 13600 | 13600 | 13600
| Switzerland | EU Blue | Hydrogen Evolution | Capacity (MW) | Renewable | Solar | Solar PV | 3895.27 | 4270.26 | 4660.27 | 5781.082 | 6901.894 | 8022.706 | 9143.518 | 10264.33 | 11046.3928 | 11828.4556 | 12610.5184 | 13392.5812 | 14174.644 | 14749.1958 | 15323.7476 | 15898.2994 | 16472.8512 | 17047.403 | 18086.7556 | 19126.1082 | 20165.4608 | 21204.8134 | 22244.166 | 22790.7366 | 23337.3072 | 23883.8778 | 24430.4484 | 24977.019
| Switzerland | EU Blue | Hydrogen Evolution | Capacity (MW) | Renewable | Onshore Wind | Wind Onshore | 165.3 | 165.3 | 175.3 | 239.3 | 303.3 | 367.3 | 431.3 | 495.3 | 553.301 | 611.302 | 669.303 | 727.304 | 785.305 | 795.3052 | 805.3054 | 815.3056 | 825.3058 | 835.306 | 863.3062 | 891.3064 | 919.3066 | 947.3068 | 975.307 | 1015.307 | 1055.307 | 1095.307 | 1135.307 | 1175.307
| Switzerland | EU Green | Holistic Transition | Demand (TWh) | Demand | Demand | Demand Total (TWh) | 64.37 | 65.18 | 65.7 | 67.81 | 68.91 | 70.18 | 71.23 | 72.38 | 74.28 | 76.44 | 78.21 | 79.86 | 81.41 | 82.94 | 83.41 | 83.86 | 84.25 | 84.87 | 84.92 | 85.28 | 85.66 | 86.41 | 86.45 | 86.6 | 86.65 | 86.91 | 86.55 | 86.64
| Switzerland | EU Blue | Hydrogen Evolution | Demand (TWh) | Demand | Demand | Demand Total (TWh) | 64.37 | 65.18 | 65.7 | 66.48 | 67.23 | 68.11 | 68.74 | 71.68 | 72.59 | 73.74 | 74.5 | 75.41 | 76.22 | 77.02 | 77.37 | 77.8 | 78.15 | 78.69 | 78.64 | 78.91 | 79 | 79.43 | 79.34 | 79.46 | 79.53 | 79.76 | 79.45 | 79.59
| Austria | EU Green | Electric Engagement | Capacity (MW) | Storage | Storage | Battery | 161.5 | 189.5 | 200 | 200 | 200 | 200 | 200 | 200 | 407 | 614 | 821 | 1028 | 1235 | 1635 | 2035 | 2435 | 2835 | 3235 | 3435 | 3835 | 4235 | 4635 | 5035 | 5835 | 6335 | 6635 | 7235 | 8435
| Austria | EU Green | Electric Engagement | Capacity (MW) | Renewable | Biomass | Biomass | 584.5 | 584.5 | 584.5 | 584.5 | 584.5 | 584.5 | 584.5 | 584.5 | 584.5 | 584.5 | 584.5 | 584.5 | 584.5 | 584.5 | 584.5 | 584.5 | 584.5 | 584.5 | 584.5 | 584.5 | 584.5 | 584.5 | 584.5 | 584.5 | 584.5 | 584.5 | 584.5 | 584.5
| Austria | EU Green | Electric Engagement | Capacity (MW) | Low Carbon | CCS | Biomass CCS | 0 | 0 | 0 | 0 | 0 | 0 | 0 | 0 | 0 | 0 | 0 | 0 | 0 | 0 | 0 | 0 | 0 | 0 | 0 | 0 | 0 | 0 | 0 | 36 | 72 | 108 | 144 | 180
| Austria | EU Green | Electric Engagement | Capacity (MW) | Thermal | Gas | Fossil Gas | 2621.86 | 2621.86 | 2621.86 | 2621.86 | 2621.86 | 2621.86 | 2396.86 | 1996.86 | 1547.16 | 1547.16 | 1518.2 | 1518.2 | 1518.2 | 1518.2 | 1518.2 | 1118.2 | 290.2 | 0 | 0 | 0 | 0 | 0 | 0 | 0 | 0 | 0 | 0 | 0
| Austria | EU Green | Electric Engagement | Capacity (MW) | Thermal | Other Thermal | Fossil Oil | 164 | 164 | 164 | 164 | 164 | 164 | 164 | 164 | 164 | 164 | 164 | 164 | 164 | 164 | 164 | 164 | 164 | 0 | 0 | 0 | 0 | 0 | 0 | 0 | 0 | 0 | 0 | 0
| Austria | EU Green | Electric Engagement | Capacity (MW) | Low Carbon | Low Carbon | GT Hydrogen | 0 | 0 | 0 | 0 | 0 | 0 | 0 | 0 | 300 | 400 | 500 | 600 | 700 | 800 | 800 | 800 | 800 | 1000 | 1300 | 1400 | 1500 | 1600 | 1800 | 2000 | 2200 | 2400 | 2600 | 2800
| Austria | EU Green | Electric Engagement | Capacity (MW) | Renewable | Other Renewables | Other RES | 0 | 0 | 0 | 0 | 0 | 0 | 0 | 293 | 293 | 293 | 293 | 293 | 293 | 293 | 293 | 293 | 293 | 293 | 293 | 293 | 293 | 293 | 293 | 293 | 293 | 293 | 293 | 293
| Austria | EU Green | Electric Engagement | Capacity (MW) | Storage | Storage | Pumped Hydro | 4239.8 | 4239.8 | 4239.8 | 4239.8 | 4239.8 | 4239.8 | 4239.8 | 4239.8 | 4239.8 | 4239.8 | 4239.8 | 4239.8 | 4239.8 | 4239.8 | 4239.8 | 4239.8 | 4239.8 | 4239.8 | 4239.8 | 4239.8 | 4239.8 | 4239.8 | 4239.8 | 4239.8 | 4239.8 | 4239.8 | 4239.8 | 4239.8
| Austria | EU Green | Electric Engagement | Capacity (MW) | Renewable | Hydro | Run-of-river Hydro | 5272 | 5272 | 5272 | 5272 | 5272 | 5272 | 5272 | 5272 | 5272 | 5272 | 5272 | 5272 | 5272 | 5272 | 5272 | 5272 | 5272 | 5272 | 5272 | 5272 | 5272 | 5272 | 5272 | 5272 | 5272 | 5272 | 5272 | 5272
| Austria | EU Green | Electric Engagement | Capacity (MW) | Renewable | Solar | Solar PV | 3718.33 | 4414.68 | 5126.52 | 6817.2342 | 8507.9484 | 10198.6626 | 11889.3768 | 13580.091 | 14088.6972 | 14597.3034 | 15105.9096 | 15614.5158 | 16123.122 | 17499.728 | 18876.334 | 20252.94 | 21629.546 | 23006.152 | 23145.6422 | 23285.1324 | 23424.6226 | 23564.1128 | 23703.603 | 23843.149 | 23982.695 | 24122.241 | 24261.787 | 24401.333
| Austria | EU Green | Electric Engagement | Capacity (MW) | Renewable | Onshore Wind | Wind Onshore | 4574.47 | 5037.23 | 5500 | 6716.1996 | 7932.3992 | 9148.5988 | 10364.7984 | 11580.998 | 11956.9982 | 12332.9984 | 12708.9986 | 13084.9988 | 13460.999 | 14538.9988 | 15616.9986 | 16694.9984 | 17772.9982 | 18850.998 | 19188.9982 | 19526.9984 | 19864.9986 | 20202.9988 | 20540.999 | 20554.9992 | 20568.9994 | 20582.9996 | 20596.9998 | 20611
| Austria | EU Blue | Counterfactual | Capacity (MW) | Storage | Storage | Battery | 161.5 | 189.5 | 200 | 408 | 616 | 824 | 1032 | 1240 | 1240 | 1240 | 1240 | 1240 | 1240 | 1388 | 1536 | 1684 | 1832 | 1980 | 1980 | 1980 | 1980 | 1980 | 1980 | 2276 | 2572 | 2868 | 3164 | 3460
| Austria | EU Blue | Counterfactual | Capacity (MW) | Renewable | Biomass | Biomass | 584.5 | 584.5 | 584.5 | 584.5 | 584.5 | 584.5 | 584.5 | 584.5 | 584.5 | 584.5 | 584.5 | 584.5 | 584.5 | 584.5 | 584.5 | 584.5 | 584.5 | 584.5 | 584.5 | 584.5 | 584.5 | 584.5 | 584.5 | 584.5 | 584.5 | 584.5 | 584.5 | 584.5
| Austria | EU Blue | Counterfactual | Capacity (MW) | Low Carbon | CCS | Biomass CCS | 0 | 0 | 0 | 0 | 0 | 0 | 0 | 0 | 0 | 0 | 0 | 0 | 0 | 0 | 0 | 0 | 0 | 0 | 36 | 72 | 108 | 144 | 180 | 180 | 180 | 180 | 180 | 180
| Austria | EU Blue | Counterfactual | Capacity (MW) | Thermal | Gas | Fossil Gas | 2621.86 | 2621.86 | 2621.86 | 2621.86 | 2621.86 | 2621.86 | 2396.86 | 1996.86 | 1547.16 | 1547.16 | 1518.2 | 1518.2 | 1518.2 | 1518.2 | 1518.2 | 1118.2 | 290.2 | 0 | 0 | 0 | 0 | 0 | 0 | 0 | 0 | 0 | 0 | 0
| Austria | EU Blue | Counterfactual | Capacity (MW) | Thermal | Other Thermal | Fossil Oil | 164 | 164 | 164 | 164 | 164 | 164 | 164 | 164 | 164 | 164 | 164 | 164 | 164 | 164 | 164 | 164 | 164 | 0 | 0 | 0 | 0 | 0 | 0 | 0 | 0 | 0 | 0 | 0
| Austria | EU Blue | Counterfactual | Capacity (MW) | Low Carbon | Low Carbon | GT Hydrogen | 0 | 0 | 0 | 0 | 0 | 0 | 0 | 0 | 0 | 0 | 0 | 0 | 0 | 808 | 1516 | 2224 | 2932 | 3640 | 3799 | 3959 | 4118 | 4278 | 4437 | 4437 | 4437 | 4437 | 4437 | 4437
| Austria | EU Blue | Counterfactual | Capacity (MW) | Renewable | Other Renewables | Other RES | 0 | 0 | 0 | 0 | 0 | 0 | 0 | 293 | 293 | 293 | 293 | 293 | 293 | 293 | 293 | 293 | 293 | 293 | 293 | 293 | 293 | 293 | 293 | 293 | 293 | 293 | 293 | 293
| Austria | EU Blue | Counterfactual | Capacity (MW) | Storage | Storage | Pumped Hydro | 4239.8 | 4239.8 | 4239.8 | 4239.8 | 4239.8 | 4239.8 | 4239.8 | 4239.8 | 4239.8 | 4239.8 | 4239.8 | 4239.8 | 4239.8 | 4239.8 | 4239.8 | 4239.8 | 4239.8 | 4239.8 | 4239.8 | 4239.8 | 4239.8 | 4239.8 | 4239.8 | 4239.8 | 4239.8 | 4239.8 | 4239.8 | 4239.8
| Austria | EU Blue | Counterfactual | Capacity (MW) | Renewable | Hydro | Run-of-river Hydro | 5272 | 5272 | 5272 | 5272 | 5272 | 5272 | 5272 | 5272 | 5272 | 5272 | 5272 | 5272 | 5272 | 5272 | 5272 | 5272 | 5272 | 5272 | 5272 | 5272 | 5272 | 5272 | 5272 | 5272 | 5272 | 5272 | 5272 | 5272
| Austria | EU Blue | Counterfactual | Capacity (MW) | Renewable | Solar | Solar PV | 3718.33 | 4414.68 | 5126.52 | 6025.2346 | 6923.9492 | 7822.6638 | 8721.3784 | 9620.093 | 10178.6984 | 10737.3038 | 11295.9092 | 11854.5146 | 12413.12 | 12979.7258 | 13546.3316 | 14112.9374 | 14679.5432 | 15246.149 | 15675.6394 | 16105.1298 | 16534.6202 | 16964.1106 | 17393.601 | 17803.1478 | 18212.6946 | 18622.2414 | 19031.7882 | 19441.335
| Austria | EU Blue | Counterfactual | Capacity (MW) | Renewable | Onshore Wind | Wind Onshore | 4574.47 | 5037.23 | 5500 | 6138.2004 | 6776.4008 | 7414.6012 | 8052.8016 | 8691.002 | 8812.1214 | 8933.2408 | 9054.3602 | 9175.4796 | 9296.599 | 9368.5998 | 9440.6006 | 9512.6014 | 9584.6022 | 9656.603 | 9794.6036 | 9932.6042 | 10070.6048 | 10208.6054 | 10346.606 | 10457.4862 | 10568.3664 | 10679.2466 | 10790.1268 | 10901.007
| Austria | EU Green | Electric Engagement | Demand (TWh) | Demand | Demand | Demand Total (TWh) | 75.56 | 76.81 | 77.2 | 80.2 | 82.15 | 84.35 | 86.24 | 88.5 | 91.47 | 94.79 | 96.63 | 98.52 | 100.28 | 102.31 | 103.58 | 105.08 | 106.5 | 108.22 | 108.72 | 109.51 | 109.6 | 110.7 | 111.01 | 111.49 | 111.94 | 112.79 | 112.83 | 113.2
| Austria | EU Blue | Counterfactual | Demand (TWh) | Demand | Demand | Demand Total (TWh) | 75.74 | 77.27 | 78.38 | 79.59 | 80.82 | 82.2 | 83.14 | 84.35 | 85.85 | 87.65 | 88.93 | 90.47 | 91.97 | 93.94 | 95.25 | 96.78 | 98.22 | 99.93 | 100.3 | 100.93 | 100.94 | 101.82 | 101.96 | 102.58 | 103.25 | 104.19 | 104.4 | 104.98
| Belgium | EU Green | Electric Engagement | Capacity (MW) | Storage | Storage | Battery | 36 | 36 | 166.5 | 167 | 167 | 167 | 167 | 167 | 167 | 167 | 167 | 167 | 167 | 347 | 527 | 707 | 887 | 1067 | 1067 | 1067 | 1067 | 1067 | 1067 | 1247 | 1427 | 1607 | 1787 | 1967
| Belgium | EU Green | Electric Engagement | Capacity (MW) | Renewable | Biomass | Biomass | 668 | 668 | 668 | 668 | 668 | 668 | 668 | 668 | 668 | 668 | 668 | 668 | 668 | 668 | 668 | 668 | 668 | 668 | 668 | 668 | 668 | 668 | 668 | 668 | 668 | 668 | 668 | 668
| Belgium | EU Green | Electric Engagement | Capacity (MW) | Low Carbon | CCS | Biomass CCS | 0 | 0 | 0 | 0 | 0 | 0 | 0 | 0 | 0 | 0 | 0 | 0 | 0 | 36 | 72 | 108 | 144 | 180 | 276 | 372 | 468 | 564 | 660 | 792 | 924 | 1056 | 1188 | 1320
| Belgium | EU Green | Electric Engagement | Capacity (MW) | Thermal | Gas | Fossil Gas | 6742.2 | 6672.2 | 9222.2 | 9272.2 | 9322.2 | 9679.2 | 9729.2 | 8771.84 | 8470.2 | 8470.2 | 7970.2 | 7970.2 | 6294 | 6178 | 6178 | 6050 | 5510 | 4521 | 3690.22 | 3686 | 3686 | 3686 | 3643 | 3643 | 3643 | 3643 | 3600 | 3600
| Belgium | EU Green | Electric Engagement | Capacity (MW) | Thermal | Other Thermal | Fossil Oil | 122 | 122 | 122 | 122 | 122 | 122 | 122 | 150 | 150 | 150 | 150 | 150 | 100 | 100 | 100 | 100 | 100 | 150 | 150 | 150 | 150 | 150 | 150 | 150 | 150 | 150 | 150 | 150
| Belgium | EU Green | Electric Engagement | Capacity (MW) | Low Carbon | Low Carbon | GT Hydrogen | 0 | 0 | 0 | 0 | 0 | 0 | 0 | 0 | 942 | 1884 | 2826 | 3768 | 4710 | 5652 | 6594 | 7536 | 8478 | 9620 | 9787 | 9954 | 10120 | 10287 | 10454 | 10494 | 10534 | 10574 | 10614 | 10654
| Belgium | EU Green | Electric Engagement | Capacity (MW) | Low Carbon | Nuclear | Nuclear | 4937 | 3929 | 3484 | 2077 | 2077 | 2077 | 2077 | 2077 | 2077 | 2077 | 2077 | 2077 | 2077 | 0 | 0 | 0 | 0 | 0 | 0 | 0 | 0 | 0 | 0 | 0 | 0 | 0 | 0 | 0
| Belgium | EU Green | Electric Engagement | Capacity (MW) | Renewable | Other Renewables | Other RES | 0 | 0 | 0 | 0 | 0 | 0 | 0 | 451.8 | 451.8 | 451.8 | 451.8 | 451.8 | 451.8 | 451.8 | 451.8 | 451.8 | 451.8 | 451.8 | 451.8 | 451.8 | 451.8 | 451.8 | 451.8 | 451.8 | 451.8 | 451.8 | 451.8 | 451.8
| Belgium | EU Green | Electric Engagement | Capacity (MW) | Storage | Storage | Pumped Hydro | 1164 | 1164 | 1164 | 1164 | 1164 | 1164 | 1164 | 1164 | 1164 | 1164 | 1164 | 1164 | 1164 | 1164 | 1164 | 1164 | 1164 | 1164 | 1164 | 1164 | 1164 | 1164 | 1164 | 1164 | 1164 | 1164 | 1164 | 1164
| Belgium | EU Green | Electric Engagement | Capacity (MW) | Renewable | Hydro | Run-of-river Hydro | 177 | 177 | 177 | 177 | 177 | 177 | 177 | 177 | 177 | 177 | 177 | 177 | 177 | 177 | 177 | 177 | 177 | 177 | 177 | 177 | 177 | 177 | 177 | 177 | 177 | 177 | 177 | 177
| Belgium | EU Green | Electric Engagement | Capacity (MW) | Renewable | Solar | Solar PV | 6715.2 | 7357.6 | 8000 | 8510 | 9020 | 9530 | 10040 | 10550 | 10735.3504 | 10920.7008 | 11106.0512 | 11291.4016 | 11476.752 | 11718.8918 | 11961.0316 | 12203.1714 | 12445.3112 | 12687.451 | 13191.6808 | 13695.9106 | 14200.1404 | 14704.3702 | 15208.6 | 15272.818 | 15337.036 | 15401.254 | 15465.472 | 15529.69
| Belgium | EU Green | Electric Engagement | Capacity (MW) | Renewable | Waste | Waste | 310.1 | 310.1 | 310.1 | 310.1 | 310.1 | 310.1 | 310.1 | 0 | 0 | 0 | 0 | 0 | 0 | 0 | 0 | 0 | 0 | 0 | 0 | 0 | 0 | 0 | 0 | 0 | 0 | 0 | 0 | 0
| Belgium | EU Green | Electric Engagement | Capacity (MW) | Renewable | Offshore Wind | Wind Offshore | 2254 | 2254 | 2254 | 2964.1 | 3674.2 | 4384.3 | 5094.4 | 5804.5 | 5804.5 | 5804.5 | 5804.5 | 5804.5 | 5804.5 | 6244.4976 | 6684.4952 | 7124.4928 | 7564.4904 | 8004.488 | 8004.488 | 8004.488 | 8004.488 | 8004.488 | 8004.488 | 8004.488 | 8004.488 | 8004.488 | 8004.488 | 8004.488
| Belgium | EU Green | Electric Engagement | Capacity (MW) | Renewable | Onshore Wind | Wind Onshore | 2946.99 | 3225.99 | 3504.99 | 3809.144 | 4113.298 | 4417.452 | 4721.606 | 5025.76 | 5025.76 | 5025.76 | 5025.76 | 5025.76 | 5025.76 | 5025.7602 | 5025.7604 | 5025.7606 | 5025.7608 | 5025.761 | 5025.761 | 5025.761 | 5025.761 | 5025.761 | 5025.761 | 5025.761 | 5025.761 | 5025.761 | 5025.761 | 5025.761
| Belgium | EU Blue | Counterfactual | Capacity (MW) | Storage | Storage | Battery | 36 | 36 | 166.5 | 269 | 371 | 473 | 575 | 677 | 677 | 677 | 677 | 677 | 677 | 677 | 677 | 677 | 677 | 677 | 677 | 677 | 677 | 677 | 677 | 809 | 941 | 1073 | 1205 | 1337
| Belgium | EU Blue | Counterfactual | Capacity (MW) | Renewable | Biomass | Biomass | 668 | 668 | 668 | 668 | 668 | 668 | 668 | 668 | 668 | 668 | 668 | 668 | 668 | 668 | 668 | 668 | 668 | 668 | 668 | 668 | 668 | 668 | 668 | 668 | 668 | 668 | 668 | 668
| Belgium | EU Blue | Counterfactual | Capacity (MW) | Low Carbon | CCS | Biomass CCS | 0 | 0 | 0 | 0 | 0 | 0 | 0 | 0 | 36 | 72 | 108 | 144 | 180 | 276 | 372 | 468 | 564 | 660 | 792 | 924 | 1056 | 1188 | 1320 | 1320 | 1320 | 1320 | 1320 | 1320
| Belgium | EU Blue | Counterfactual | Capacity (MW) | Thermal | Gas | Fossil Gas | 6742.2 | 6672.2 | 9222.2 | 9272.2 | 9322.2 | 9679.2 | 9729.2 | 8771.84 | 8470.2 | 8470.2 | 7970.2 | 7970.2 | 6294 | 6178 | 6178 | 6050 | 5510 | 4521 | 3690.22 | 3686 | 3686 | 3686 | 3643 | 3643 | 3643 | 3643 | 3600 | 3600
| Belgium | EU Blue | Counterfactual | Capacity (MW) | Thermal | Other Thermal | Fossil Oil | 122 | 122 | 122 | 122 | 122 | 122 | 122 | 150 | 150 | 150 | 150 | 150 | 100 | 100 | 100 | 100 | 100 | 150 | 150 | 150 | 150 | 150 | 150 | 150 | 150 | 150 | 150 | 150
| Belgium | EU Blue | Counterfactual | Capacity (MW) | Low Carbon | Low Carbon | GT Hydrogen | 0 | 0 | 0 | 0 | 0 | 0 | 0 | 0 | 0 | 0 | 0 | 0 | 0 | 898 | 1646 | 2394 | 3142 | 3890 | 4638 | 5386 | 6134 | 6882 | 7580 | 7580 | 7580 | 7580 | 7580 | 7580
| Belgium | EU Blue | Counterfactual | Capacity (MW) | Low Carbon | Nuclear | Nuclear | 4937 | 3929 | 3484 | 2077 | 2077 | 2077 | 2077 | 2077 | 2077 | 2077 | 2077 | 2077 | 2077 | 0 | 0 | 0 | 0 | 0 | 0 | 0 | 0 | 0 | 0 | 0 | 0 | 0 | 0 | 0
| Belgium | EU Blue | Counterfactual | Capacity (MW) | Renewable | Other Renewables | Other RES | 0 | 0 | 0 | 0 | 0 | 0 | 0 | 451.8 | 451.8 | 451.8 | 451.8 | 451.8 | 451.8 | 451.8 | 451.8 | 451.8 | 451.8 | 451.8 | 451.8 | 451.8 | 451.8 | 451.8 | 451.8 | 451.8 | 451.8 | 451.8 | 451.8 | 451.8
| Belgium | EU Blue | Counterfactual | Capacity (MW) | Storage | Storage | Pumped Hydro | 1164 | 1164 | 1164 | 1164 | 1164 | 1164 | 1164 | 1164 | 1164 | 1164 | 1164 | 1164 | 1164 | 1164 | 1164 | 1164 | 1164 | 1164 | 1164 | 1164 | 1164 | 1164 | 1164 | 1164 | 1164 | 1164 | 1164 | 1164
| Belgium | EU Blue | Counterfactual | Capacity (MW) | Renewable | Hydro | Run-of-river Hydro | 177 | 177 | 177 | 177 | 177 | 177 | 177 | 177 | 177 | 177 | 177 | 177 | 177 | 177 | 177 | 177 | 177 | 177 | 177 | 177 | 177 | 177 | 177 | 177 | 177 | 177 | 177 | 177
| Belgium | EU Blue | Counterfactual | Capacity (MW) | Renewable | Solar | Solar PV | 6715.2 | 7357.6 | 8000 | 8318.0048 | 8636.0096 | 8954.0144 | 9272.0192 | 9590.024 | 9683.37 | 9776.716 | 9870.062 | 9963.408 | 10056.754 | 10166.2788 | 10275.8036 | 10385.3284 | 10494.8532 | 10604.378 | 10734.9722 | 10865.5664 | 10996.1606 | 11126.7548 | 11257.349 | 11346.798 | 11436.247 | 11525.696 | 11615.145 | 11704.594
| Belgium | EU Blue | Counterfactual | Capacity (MW) | Renewable | Waste | Waste | 310.1 | 310.1 | 310.1 | 310.1 | 310.1 | 310.1 | 310.1 | 0 | 0 | 0 | 0 | 0 | 0 | 0 | 0 | 0 | 0 | 0 | 0 | 0 | 0 | 0 | 0 | 0 | 0 | 0 | 0 | 0
| Belgium | EU Blue | Counterfactual | Capacity (MW) | Renewable | Offshore Wind | Wind Offshore | 2254 | 2254 | 2254 | 2964.1 | 3674.2 | 4384.3 | 5094.4 | 5804.5 | 5804.5002 | 5804.5004 | 5804.5006 | 5804.5008 | 5804.501 | 5804.5014 | 5804.5018 | 5804.5022 | 5804.5026 | 5804.503 | 5804.503 | 5804.503 | 5804.503 | 5804.503 | 5804.503 | 5804.5036 | 5804.5042 | 5804.5048 | 5804.5054 | 5804.506
| Belgium | EU Blue | Counterfactual | Capacity (MW) | Renewable | Onshore Wind | Wind Onshore | 2946.99 | 3225.99 | 3504.99 | 3683.1442 | 3861.2984 | 4039.4526 | 4217.6068 | 4395.761 | 4395.7614 | 4395.7618 | 4395.7622 | 4395.7626 | 4395.763 | 4395.7632 | 4395.7634 | 4395.7636 | 4395.7638 | 4395.764 | 4395.7642 | 4395.7644 | 4395.7646 | 4395.7648 | 4395.765 | 4395.7654 | 4395.7658 | 4395.7662 | 4395.7666 | 4395.767
| Belgium | EU Green | Electric Engagement | Demand (TWh) | Demand | Demand | Demand Total (TWh) | 87.25 | 88.98 | 89.98 | 94.8 | 97.45 | 100.55 | 103.17 | 106.16 | 108.27 | 110.69 | 112.35 | 114.24 | 116 | 118.01 | 119.17 | 120.53 | 121.75 | 123.26 | 123.69 | 124.42 | 125.05 | 126.03 | 126.19 | 126.87 | 127.49 | 128.53 | 128.78 | 129.35
| Belgium | EU Blue | Counterfactual | Demand (TWh) | Demand | Demand | Demand Total (TWh) | 87.25 | 88.98 | 90.29 | 92.02 | 93.83 | 95.91 | 97.47 | 99.47 | 100.74 | 102.4 | 103.51 | 104.97 | 106.43 | 108.37 | 109.55 | 110.96 | 112.24 | 113.78 | 114.36 | 115.1 | 115.84 | 116.89 | 117.16 | 117.73 | 118.24 | 119.02 | 119.14 | 119.58
| Czech Republic | EU Green | Electric Engagement | Capacity (MW) | Storage | Storage | Battery | 135 | 202.5 | 270 | 1570 | 1920 | 2070 | 2220 | 2370 | 2566 | 2762 | 2958 | 3154 | 3350 | 3442 | 3534 | 3626 | 3718 | 3810 | 3810 | 3810 | 3810 | 3810 | 3910 | 4102 | 4294 | 4486 | 4678 | 6370
| Czech Republic | EU Green | Electric Engagement | Capacity (MW) | Renewable | Biomass | Biomass | 410 | 410 | 410 | 410 | 410 | 410 | 410 | 410 | 410 | 410 | 410 | 410 | 410 | 410 | 410 | 410 | 410 | 410 | 410 | 410 | 410 | 410 | 410 | 410 | 410 | 410 | 410 | 410
| Czech Republic | EU Green | Electric Engagement | Capacity (MW) | Low Carbon | CCS | Biomass CCS | 0 | 0 | 0 | 0 | 0 | 0 | 0 | 0 | 0 | 0 | 0 | 0 | 0 | 0 | 0 | 0 | 0 | 0 | 0 | 0 | 0 | 0 | 0 | 36 | 72 | 108 | 144 | 180
| Czech Republic | EU Green | Electric Engagement | Capacity (MW) | Thermal | Coal | Coal | 6935.12 | 4458.84 | 4250.7 | 3876.7 | 3689.7 | 3689.7 | 3689.7 | 3689.7 | 3689.7 | 3689.7 | 3689.7 | 3689.7 | 3309.7 | 3309.7 | 1355.14 | 1355.14 | 1355.14 | 1355.14 | 1355.14 | 1355.14 | 1355.14 | 1355.14 | 1355.14 | 1355.14 | 1355.14 | 1355.14 | 1355.14 | 1355.14
| Czech Republic | EU Green | Electric Engagement | Capacity (MW) | Thermal | Gas | Fossil Gas | 1226 | 1226 | 856 | 856 | 856 | 856 | 856 | 856 | 856 | 856 | 856 | 856 | 847 | 847 | 847 | 847 | 847 | 847 | 0 | 0 | 0 | 0 | 0 | 0 | 0 | 0 | 0 | 0
| Czech Republic | EU Green | Electric Engagement | Capacity (MW) | Low Carbon | Low Carbon | GT Hydrogen | 0 | 0 | 0 | 200 | 200 | 300 | 400 | 500 | 970 | 1439 | 1909 | 2378 | 3048 | 3448 | 3848 | 4248 | 4648 | 4948 | 5248 | 5398 | 5548 | 5598 | 5648 | 5698 | 5748 | 5798 | 5848 | 5898
| Czech Republic | EU Green | Electric Engagement | Capacity (MW) | Low Carbon | Nuclear | Nuclear | 3936 | 3936 | 3936 | 3936 | 3936 | 3936 | 3936 | 3936 | 5536 | 5536 | 5536 | 5066 | 4596 | 4126 | 3656 | 3656 | 3656 | 3656 | 3656 | 3656 | 3656 | 3656 | 3656 | 3656 | 3656 | 3656 | 2627 | 2627
| Czech Republic | EU Green | Electric Engagement | Capacity (MW) | Storage | Storage | Pumped Hydro | 1172 | 1172 | 1172 | 1172 | 1172 | 1172 | 1172 | 1172 | 1172 | 1172 | 1172 | 1172 | 1172 | 1172 | 1172 | 1172 | 1172 | 1172 | 1172 | 1172 | 1172 | 1172 | 1172 | 1172 | 1172 | 1172 | 1172 | 1172
| Czech Republic | EU Green | Electric Engagement | Capacity (MW) | Renewable | Hydro | Run-of-river Hydro | 761.84 | 761.84 | 761.84 | 761.84 | 761.84 | 761.84 | 761.84 | 761.84 | 761.84 | 761.84 | 761.84 | 761.84 | 761.84 | 761.84 | 761.84 | 761.84 | 761.84 | 761.84 | 761.84 | 761.84 | 761.84 | 761.84 | 761.84 | 761.84 | 761.84 | 761.84 | 761.84 | 761.84
| Czech Republic | EU Green | Electric Engagement | Capacity (MW) | Renewable | Solar | Solar PV | 2503.81 | 2763.27 | 2988.79 | 3935.0636 | 4881.3372 | 5827.6108 | 6773.8844 | 7720.158 | 8215.3214 | 8710.4848 | 9205.6482 | 9700.8116 | 10195.975 | 11221.1384 | 12246.3018 | 13271.4652 | 14296.6286 | 15321.792 | 16107.4762 | 16893.1604 | 17678.8446 | 18464.5288 | 19250.213 | 19576.7374 | 19903.2618 | 20229.7862 | 20556.3106 | 20882.835
| Czech Republic | EU Green | Electric Engagement | Capacity (MW) | Renewable | Onshore Wind | Wind Onshore | 505 | 565 | 635.87 | 809.8958 | 983.9216 | 1157.9474 | 1331.9732 | 1505.999 | 1803.999 | 2101.999 | 2399.999 | 2697.999 | 2995.999 | 3195.9992 | 3395.9994 | 3595.9996 | 3795.9998 | 3996 | 4515.451 | 5034.902 | 5554.353 | 6073.804 | 6593.255 | 6995.255 | 7397.255 | 7799.255 | 8201.255 | 8603.255
| Czech Republic | EU Blue | Counterfactual | Capacity (MW) | Storage | Storage | Battery | 135 | 202.5 | 570 | 819 | 1068 | 1316.5 | 1565.5 | 1814 | 1814 | 1814 | 1814 | 1814 | 1814 | 2214 | 2314 | 2314 | 2314 | 2314 | 2514 | 2714 | 2914 | 3114 | 3314 | 3548 | 3682 | 3816 | 3950 | 4084
| Czech Republic | EU Blue | Counterfactual | Capacity (MW) | Renewable | Biomass | Biomass | 410 | 410 | 410 | 410 | 410 | 410 | 410 | 410 | 410 | 410 | 410 | 410 | 410 | 410 | 410 | 410 | 410 | 410 | 410 | 410 | 410 | 410 | 410 | 410 | 410 | 410 | 410 | 410
| Czech Republic | EU Blue | Counterfactual | Capacity (MW) | Low Carbon | CCS | Biomass CCS | 0 | 0 | 0 | 0 | 0 | 0 | 0 | 0 | 0 | 0 | 0 | 0 | 0 | 0 | 0 | 0 | 0 | 0 | 36 | 72 | 108 | 144 | 180 | 252 | 324 | 396 | 468 | 540
| Czech Republic | EU Blue | Counterfactual | Capacity (MW) | Thermal | Coal | Coal | 6935.12 | 4458.84 | 4250.7 | 3876.7 | 3689.7 | 3689.7 | 3689.7 | 3689.7 | 3689.7 | 3689.7 | 3689.7 | 3689.7 | 3309.7 | 3309.7 | 1355.14 | 1355.14 | 1355.14 | 1355.14 | 1355.14 | 1355.14 | 1355.14 | 1355.14 | 1355.14 | 1355.14 | 1355.14 | 1355.14 | 1355.14 | 1355.14
| Czech Republic | EU Blue | Counterfactual | Capacity (MW) | Thermal | Gas | Fossil Gas | 1226 | 1226 | 856 | 856 | 856 | 856 | 856 | 856 | 856 | 856 | 856 | 856 | 847 | 847 | 847 | 847 | 847 | 847 | 0 | 0 | 0 | 0 | 0 | 0 | 0 | 0 | 0 | 0
| Czech Republic | EU Blue | Counterfactual | Capacity (MW) | Low Carbon | Low Carbon | GT Hydrogen | 0 | 0 | 0 | 0 | 200 | 300 | 400 | 500 | 600 | 700 | 800 | 800 | 800 | 1370 | 1940 | 2510 | 3080 | 3650 | 3650 | 3650 | 3650 | 3650 | 3650 | 3650 | 3650 | 3650 | 3650 | 3650
| Czech Republic | EU Blue | Counterfactual | Capacity (MW) | Low Carbon | Nuclear | Nuclear | 3936 | 3936 | 3936 | 3936 | 3936 | 3936 | 3936 | 3936 | 5536 | 5536 | 5536 | 5066 | 4596 | 5726 | 5256 | 5256 | 6856 | 6856 | 6856 | 6856 | 6856 | 6856 | 8456 | 8456 | 8456 | 8456 | 8456 | 8456
| Czech Republic | EU Blue | Counterfactual | Capacity (MW) | Storage | Storage | Pumped Hydro | 1172 | 1172 | 1172 | 1172 | 1172 | 1172 | 1172 | 1172 | 1172 | 1172 | 1172 | 1172 | 1172 | 1172 | 1172 | 1172 | 1172 | 1172 | 1172 | 1172 | 1172 | 1172 | 1172 | 1172 | 1172 | 1172 | 1172 | 1172
| Czech Republic | EU Blue | Counterfactual | Capacity (MW) | Renewable | Hydro | Run-of-river Hydro | 761.84 | 761.84 | 761.84 | 761.84 | 761.84 | 761.84 | 761.84 | 761.84 | 761.84 | 761.84 | 761.84 | 761.84 | 761.84 | 761.84 | 761.84 | 761.84 | 761.84 | 761.84 | 761.84 | 761.84 | 761.84 | 761.84 | 761.84 | 761.84 | 761.84 | 761.84 | 761.84 | 761.84
| Czech Republic | EU Blue | Counterfactual | Capacity (MW) | Renewable | Solar | Solar PV | 2503.81 | 2763.27 | 2988.79 | 3607.0638 | 4225.3376 | 4843.6114 | 5461.8852 | 6080.159 | 6269.3214 | 6458.4838 | 6647.6462 | 6836.8086 | 7025.971 | 7315.1356 | 7604.3002 | 7893.4648 | 8182.6294 | 8471.794 | 8779.4716 | 9087.1492 | 9394.8268 | 9702.5044 | 10010.182 | 10102.7062 | 10195.2304 | 10287.7546 | 10380.2788 | 10472.803
| Czech Republic | EU Blue | Counterfactual | Capacity (MW) | Renewable | Onshore Wind | Wind Onshore | 505 | 565 | 635.87 | 809.8954 | 983.9208 | 1157.9462 | 1331.9716 | 1505.997 | 1729.9972 | 1953.9974 | 2177.9976 | 2401.9978 | 2625.998 | 2675.9982 | 2725.9984 | 2775.9986 | 2825.9988 | 2875.999 | 2875.9994 | 2875.9998 | 2876.0002 | 2876.0006 | 2876.001 | 2941.0584 | 3006.1158 | 3071.1732 | 3136.2306 | 3201.288
| Czech Republic | EU Green | Electric Engagement | Demand (TWh) | Demand | Demand | Demand Total (TWh) | 71.01 | 72.35 | 73.33 | 75.49 | 77.32 | 79.35 | 81.05 | 83.11 | 84.95 | 86.2 | 87.02 | 88.08 | 89.14 | 90.47 | 91.29 | 92.29 | 93.23 | 94.37 | 94.39 | 95.09 | 95.75 | 96.62 | 96.89 | 97.35 | 97.71 | 98.37 | 98.48 | 98.87
| Czech Republic | EU Blue | Counterfactual | Demand (TWh) | Demand | Demand | Demand Total (TWh) | 71.01 | 72.35 | 73.71 | 75.19 | 76.65 | 78.23 | 79.53 | 80.96 | 81.74 | 82.68 | 83.28 | 84.01 | 84.74 | 85.83 | 86.35 | 87.17 | 87.9 | 88.96 | 88.78 | 89.36 | 89.81 | 90.57 | 90.85 | 91.25 | 91.72 | 92.45 | 92.58 | 93.02
| Denmark | EU Green | Electric Engagement | Capacity (MW) | Storage | Storage | Battery | 108 | 133 | 144 | 192 | 240 | 288 | 336 | 384 | 396 | 408 | 420 | 432 | 444 | 462 | 480 | 498 | 516 | 534 | 546 | 558 | 570 | 582 | 594 | 606 | 618 | 630 | 642 | 654
| Denmark | EU Green | Electric Engagement | Capacity (MW) | Renewable | Biomass | Biomass | 2534 | 2534 | 2534 | 2534 | 2534 | 2534 | 2534 | 2534 | 2534 | 2534 | 2534 | 2534 | 2534 | 2534 | 2534 | 2534 | 2534 | 2534 | 2534 | 2534 | 2534 | 2534 | 2534 | 2534 | 2534 | 2534 | 2534 | 2534
| Denmark | EU Green | Electric Engagement | Capacity (MW) | Low Carbon | CCS | Biomass CCS | 0 | 0 | 0 | 0 | 0 | 0 | 0 | 0 | 60 | 120 | 180 | 240 | 300 | 360 | 420 | 480 | 540 | 600 | 660 | 720 | 780 | 840 | 900 | 960 | 1020 | 1080 | 1140 | 1200
| Denmark | EU Green | Electric Engagement | Capacity (MW) | Thermal | Coal | Coal | 1177 | 436 | 436 | 436 | 436 | 436 | 436 | 0 | 0 | 0 | 0 | 0 | 0 | 0 | 0 | 0 | 0 | 0 | 0 | 0 | 0 | 0 | 0 | 0 | 0 | 0 | 0 | 0
| Denmark | EU Green | Electric Engagement | Capacity (MW) | Thermal | Gas | Fossil Gas | 1059 | 1059 | 817 | 763 | 763 | 692 | 692 | 628 | 628 | 628 | 628 | 628 | 628 | 628 | 628 | 628 | 628 | 628 | 628 | 628 | 628 | 628 | 571 | 571 | 571 | 571 | 571 | 571
| Denmark | EU Green | Electric Engagement | Capacity (MW) | Thermal | Other Thermal | Fossil Oil | 665 | 665 | 665 | 665 | 665 | 665 | 665 | 0 | 0 | 0 | 0 | 0 | 0 | 0 | 0 | 0 | 0 | 0 | 0 | 0 | 0 | 0 | 0 | 0 | 0 | 0 | 0 | 0
| Denmark | EU Green | Electric Engagement | Capacity (MW) | Low Carbon | Low Carbon | GT Hydrogen | 0 | 0 | 0 | 458 | 916 | 1374 | 1832 | 2290 | 2724 | 3158 | 3592 | 4026 | 4460 | 4822 | 5184 | 5546 | 5908 | 6270 | 6270 | 6270 | 6270 | 6270 | 6270 | 6270 | 6270 | 6270 | 6270 | 6270
| Denmark | EU Green | Electric Engagement | Capacity (MW) | Renewable | Solar | Solar PV | 2508.2 | 3140.21 | 3777.14 | 4207.5324 | 4637.9248 | 5068.3172 | 5498.7096 | 5929.102 | 6116.036 | 6302.97 | 6489.904 | 6676.838 | 6863.772 | 6989.4428 | 7115.1136 | 7240.7844 | 7366.4552 | 7492.126 | 7638.342 | 7784.558 | 7930.774 | 8076.99 | 8223.206 | 8319.4346 | 8415.6632 | 8511.8918 | 8608.1204 | 8704.349
| Denmark | EU Green | Electric Engagement | Capacity (MW) | Renewable | Offshore Wind | Wind Offshore | 2305 | 2655 | 2880 | 3536.0178 | 4192.0356 | 4848.0534 | 5504.0712 | 6160.089 | 7806.0884 | 9452.0878 | 11098.0872 | 12744.0866 | 14390.086 | 15958.0876 | 17526.0892 | 19094.0908 | 20662.0924 | 22230.094 | 22664.094 | 23098.094 | 23532.094 | 23966.094 | 24400.094 | 24434.0942 | 24468.0944 | 24502.0946 | 24536.0948 | 24570.095
| Denmark | EU Green | Electric Engagement | Capacity (MW) | Renewable | Onshore Wind | Wind Onshore | 5010.06 | 5097.8 | 5238.5 | 5406.6818 | 5574.8636 | 5743.0454 | 5911.2272 | 6079.409 | 6099.4086 | 6119.4082 | 6139.4078 | 6159.4074 | 6179.407 | 6193.4058 | 6207.4046 | 6221.4034 | 6235.4022 | 6249.401 | 6249.401 | 6249.401 | 6249.401 | 6249.401 | 6249.401 | 6249.4012 | 6249.4014 | 6249.4016 | 6249.4018 | 6249.402
| Denmark | EU Blue | Counterfactual | Capacity (MW) | Storage | Storage | Battery | 108 | 133 | 144 | 188 | 232 | 276 | 320 | 364 | 420 | 476 | 532 | 588 | 644 | 652 | 660 | 668 | 676 | 684 | 688 | 692 | 696 | 700 | 704 | 728 | 752 | 776 | 800 | 824
| Denmark | EU Blue | Counterfactual | Capacity (MW) | Renewable | Biomass | Biomass | 2534 | 2534 | 2534 | 2534 | 2534 | 2534 | 2534 | 2534 | 2534 | 2534 | 2534 | 2534 | 2534 | 2534 | 2534 | 2534 | 2534 | 2534 | 2534 | 2534 | 2534 | 2534 | 2534 | 2534 | 2534 | 2534 | 2534 | 2534
| Denmark | EU Blue | Counterfactual | Capacity (MW) | Low Carbon | CCS | Biomass CCS | 0 | 0 | 0 | 60 | 120 | 180 | 240 | 300 | 336 | 372 | 408 | 444 | 480 | 516 | 552 | 588 | 624 | 660 | 678 | 696 | 720 | 738 | 756 | 756 | 756 | 756 | 756 | 756
| Denmark | EU Blue | Counterfactual | Capacity (MW) | Thermal | Coal | Coal | 1177 | 436 | 436 | 436 | 436 | 436 | 436 | 0 | 0 | 0 | 0 | 0 | 0 | 0 | 0 | 0 | 0 | 0 | 0 | 0 | 0 | 0 | 0 | 0 | 0 | 0 | 0 | 0
| Denmark | EU Blue | Counterfactual | Capacity (MW) | Thermal | Gas | Fossil Gas | 1059 | 1059 | 817 | 763 | 763 | 692 | 692 | 628 | 628 | 628 | 628 | 628 | 628 | 628 | 628 | 628 | 628 | 528 | 528 | 528 | 528 | 528 | 471 | 471 | 471 | 471 | 471 | 471
| Denmark | EU Blue | Counterfactual | Capacity (MW) | Thermal | Other Thermal | Fossil Oil | 665 | 665 | 665 | 665 | 665 | 665 | 665 | 0 | 0 | 0 | 0 | 0 | 0 | 0 | 0 | 0 | 0 | 0 | 0 | 0 | 0 | 0 | 0 | 0 | 0 | 0 | 0 | 0
| Denmark | EU Blue | Counterfactual | Capacity (MW) | Low Carbon | Low Carbon | GT Hydrogen | 0 | 0 | 0 | 0 | 0 | 0 | 0 | 0 | 334 | 668 | 1002 | 1336 | 1670 | 1992 | 2314 | 2636 | 2958 | 3280 | 3602 | 3924 | 4246 | 4568 | 4890 | 4944 | 4998 | 5052 | 5106 | 5160
| Denmark | EU Blue | Counterfactual | Capacity (MW) | Renewable | Solar | Solar PV | 2508.2 | 3140.21 | 3777.14 | 4027.5342 | 4277.9284 | 4528.3226 | 4778.7168 | 5029.111 | 5148.0442 | 5266.9774 | 5385.9106 | 5504.8438 | 5623.777 | 5691.4482 | 5759.1194 | 5826.7906 | 5894.4618 | 5962.133 | 6030.349 | 6098.565 | 6166.781 | 6234.997 | 6303.213 | 6377.443 | 6451.673 | 6525.903 | 6600.133 | 6674.363
| Denmark | EU Blue | Counterfactual | Capacity (MW) | Renewable | Offshore Wind | Wind Offshore | 2305 | 2655 | 2880 | 4250.018 | 5620.036 | 6990.054 | 8360.072 | 9730.09 | 10496.0896 | 11262.0892 | 12028.0888 | 12794.0884 | 13560.088 | 14162.0886 | 14764.0892 | 15366.0898 | 15968.0904 | 16570.091 | 17000.0906 | 17430.0902 | 17860.0898 | 18290.0894 | 18720.089 | 19192.0898 | 19664.0906 | 20136.0914 | 20608.0922 | 21080.093
| Denmark | EU Blue | Counterfactual | Capacity (MW) | Renewable | Onshore Wind | Wind Onshore | 5010.06 | 5097.8 | 5238.5 | 5286.6826 | 5334.8652 | 5383.0478 | 5431.2304 | 5479.413 | 5483.4128 | 5487.4126 | 5491.4124 | 5495.4122 | 5499.412 | 5513.4124 | 5527.4128 | 5541.4132 | 5555.4136 | 5569.414 | 5609.414 | 5649.414 | 5689.414 | 5729.414 | 5769.414 | 5807.414 | 5845.414 | 5883.414 | 5921.414 | 5959.414
| Denmark | EU Green | Electric Engagement | Demand (TWh) | Demand | Demand | Demand Total (TWh) | 40.81 | 42.72 | 44.31 | 46.94 | 48.83 | 50.84 | 52.72 | 54.77 | 57.16 | 59.71 | 61.88 | 64.18 | 66.38 | 68.75 | 70.75 | 72.75 | 74.9 | 76.89 | 78.51 | 80.32 | 82.2 | 84.17 | 85.64 | 87.29 | 88.76 | 90.51 | 91.74 | 93.39
| Denmark | EU Blue | Counterfactual | Demand (TWh) | Demand | Demand | Demand Total (TWh) | 40.87 | 42.79 | 44.99 | 46.73 | 48.39 | 50.08 | 51.49 | 54.42 | 56.91 | 59.48 | 61.81 | 64.28 | 82.48 | 93.54 | 96.8 | 97.02 | 98.86 | 123.45 | 124.03 | 126.08 | 129.07 | 130.87 | 134.33 | 136.81 | 139.37 | 141.47 | 143.27 | 145.51
| Finland | EU Green | Electric Engagement | Capacity (MW) | Storage | Storage | Battery | 149 | 182.5 | 197.5 | 334 | 470 | 606 | 742 | 878 | 878 | 878 | 878 | 878 | 878 | 878 | 878 | 878 | 878 | 878 | 878 | 878 | 878 | 878 | 878 | 878 | 878 | 878 | 878 | 878
| Finland | EU Green | Electric Engagement | Capacity (MW) | Renewable | Biomass | Biomass | 1400 | 1400 | 1400 | 1300 | 1500 | 1600 | 1600 | 1600 | 1600 | 1600 | 1600 | 1600 | 1600 | 1600 | 1600 | 1600 | 1600 | 1600 | 1600 | 1600 | 1600 | 1600 | 1600 | 1600 | 1600 | 1600 | 1600 | 1600
| Finland | EU Green | Electric Engagement | Capacity (MW) | Low Carbon | CCS | Biomass CCS | 0 | 0 | 0 | 0 | 0 | 0 | 0 | 0 | 0 | 0 | 0 | 0 | 0 | 60 | 120 | 180 | 240 | 300 | 396 | 492 | 588 | 684 | 780 | 876 | 972 | 1068 | 1164 | 1260
| Finland | EU Green | Electric Engagement | Capacity (MW) | Thermal | Gas | CCGT CHP | 5977 | 5765 | 5602 | 5244 | 4922 | 4850 | 4850 | 2969 | 2969 | 2969 | 2894 | 2894 | 2894 | 2894 | 2894 | 2789 | 2737 | 2442 | 2212 | 2212 | 2107 | 2107 | 2107 | 2032 | 2032 | 1462 | 1462 | 1462
| Finland | EU Green | Electric Engagement | Capacity (MW) | Low Carbon | Low Carbon | GT Hydrogen | 0 | 0 | 0 | 0 | 0 | 0 | 0 | 0 | 149 | 298 | 447 | 596 | 745 | 1028 | 1310 | 1592 | 1875 | 2157 | 2157 | 2157 | 2157 | 2157 | 2157 | 2157 | 2157 | 2157 | 2157 | 2157
| Finland | EU Green | Electric Engagement | Capacity (MW) | Low Carbon | Nuclear | Nuclear | 4394 | 4394 | 4394 | 4394 | 3887 | 3887 | 3887 | 3380 | 3380 | 3380 | 3380 | 3380 | 4980 | 4980 | 4535 | 4090 | 3645 | 3200 | 3200 | 3200 | 3200 | 3200 | 3200 | 3200 | 3200 | 3200 | 3200 | 3200
| Finland | EU Green | Electric Engagement | Capacity (MW) | Renewable | Hydro | Run-of-river Hydro | 3208.2 | 3212.3 | 3216.3999 | 3220.5 | 3224.6001 | 3228.7 | 3232.8 | 3236.6001 | 3236.6001 | 3236.6001 | 3236.6001 | 3236.6001 | 3236.6001 | 3236.6001 | 3236.6001 | 3236.6001 | 3236.6001 | 3236.6001 | 3236.6001 | 3236.6001 | 3236.6001 | 3236.6001 | 3236.6001 | 3236.6001 | 3236.6001 | 3236.6001 | 3236.6001 | 3236.6001
| Finland | EU Green | Electric Engagement | Capacity (MW) | Renewable | Solar | Solar PV | 508.5 | 771.68 | 1097.56 | 1579.032 | 2060.504 | 2541.976 | 3023.448 | 3504.92 | 3522.948 | 3540.976 | 3559.004 | 3577.032 | 3595.06 | 3613.0882 | 3631.1164 | 3649.1446 | 3667.1728 | 3685.201 | 3700.727 | 3716.253 | 3731.779 | 3747.305 | 3762.831 | 3778.451 | 3794.071 | 3809.691 | 3825.311 | 3840.931
| Finland | EU Green | Electric Engagement | Capacity (MW) | Renewable | Offshore Wind | Wind Offshore | 70.7 | 70.7 | 70.7 | 772.7 | 1474.7 | 2176.7 | 2878.7 | 3580.7 | 3580.7 | 3580.7 | 3580.7 | 3580.7 | 3580.7 | 4314.7 | 5048.7 | 5782.7 | 6516.7 | 7250.7 | 7444.6994 | 7638.6988 | 7832.6982 | 8026.6976 | 8220.697 | 8454.6976 | 8688.6982 | 8922.6988 | 9156.6994 | 9390.7
| Finland | EU Green | Electric Engagement | Capacity (MW) | Renewable | Onshore Wind | Wind Onshore | 5809.35 | 6994.85 | 7615.75 | 8717.85 | 9819.95 | 10922.05 | 12024.15 | 13126.25 | 14228.25 | 15330.25 | 16432.25 | 17534.25 | 18636.25 | 19418.25 | 20200.25 | 20982.25 | 21764.25 | 22546.25 | 23226.25 | 23906.25 | 24586.25 | 25266.25 | 25946.25 | 26626.2502 | 27306.2504 | 27986.2506 | 28666.2508 | 29346.251
| Finland | EU Blue | Counterfactual | Capacity (MW) | Storage | Storage | Battery | 149 | 182.5 | 197.5 | 302 | 406 | 510 | 614 | 718 | 854 | 990 | 1126 | 1262 | 1398 | 1398 | 1398 | 1398 | 1398 | 1398 | 1398 | 1398 | 1398 | 1398 | 1398 | 1398 | 1398 | 1398 | 1398 | 1398
| Finland | EU Blue | Counterfactual | Capacity (MW) | Renewable | Biomass | Biomass | 1400 | 1400 | 1400 | 1300 | 1500 | 1600 | 1600 | 1600 | 1600 | 1600 | 1600 | 1600 | 1600 | 1600 | 1600 | 1600 | 1600 | 1600 | 1600 | 1600 | 1600 | 1600 | 1600 | 1600 | 1600 | 1600 | 1600 | 1600
| Finland | EU Blue | Counterfactual | Capacity (MW) | Low Carbon | CCS | Biomass CCS | 0 | 0 | 0 | 0 | 0 | 0 | 0 | 0 | 0 | 0 | 0 | 0 | 0 | 36 | 72 | 108 | 144 | 180 | 180 | 180 | 180 | 180 | 180 | 180 | 180 | 180 | 180 | 180
| Finland | EU Blue | Counterfactual | Capacity (MW) | Thermal | Gas | CCGT CHP | 5977 | 5765 | 5602 | 5244 | 4922 | 4850 | 4850 | 2969 | 2969 | 2969 | 2894 | 2894 | 2894 | 2894 | 2894 | 2789 | 2737 | 2442 | 2212 | 2212 | 2107 | 2107 | 2107 | 2032 | 2032 | 1462 | 1462 | 1462
| Finland | EU Blue | Counterfactual | Capacity (MW) | Low Carbon | Low Carbon | GT Hydrogen | 0 | 0 | 0 | 0 | 0 | 0 | 0 | 0 | 0 | 0 | 0 | 0 | 0 | 82 | 165 | 247 | 329 | 412 | 412 | 412 | 412 | 412 | 412 | 518 | 624 | 731 | 837 | 943
| Finland | EU Blue | Counterfactual | Capacity (MW) | Low Carbon | Nuclear | Nuclear | 4394 | 4394 | 4394 | 4394 | 3887 | 3887 | 3887 | 3380 | 3380 | 3380 | 3380 | 3380 | 4980 | 4980 | 4535 | 4090 | 3645 | 3200 | 3200 | 3200 | 3200 | 3200 | 3200 | 3200 | 3200 | 3200 | 3200 | 3200
| Finland | EU Blue | Counterfactual | Capacity (MW) | Renewable | Hydro | Run-of-river Hydro | 3208.2 | 3212.3 | 3216.3999 | 3220.5 | 3224.6001 | 3228.7 | 3232.8 | 3236.6001 | 3236.6001 | 3236.6001 | 3236.6001 | 3236.6001 | 3236.6001 | 3236.6001 | 3236.6001 | 3236.6001 | 3236.6001 | 3236.6001 | 3236.6001 | 3236.6001 | 3236.6001 | 3236.6001 | 3236.6001 | 3236.6001 | 3236.6001 | 3236.6001 | 3236.6001 | 3236.6001
| Finland | EU Blue | Counterfactual | Capacity (MW) | Renewable | Solar | Solar PV | 508.5 | 771.68 | 1097.56 | 1515.0314 | 1932.5028 | 2349.9742 | 2767.4456 | 3184.917 | 3202.9462 | 3220.9754 | 3239.0046 | 3257.0338 | 3275.063 | 3293.0912 | 3311.1194 | 3329.1476 | 3347.1758 | 3365.204 | 3380.7304 | 3396.2568 | 3411.7832 | 3427.3096 | 3442.836 | 3458.4564 | 3474.0768 | 3489.6972 | 3505.3176 | 3520.938
| Finland | EU Blue | Counterfactual | Capacity (MW) | Renewable | Offshore Wind | Wind Offshore | 70.7 | 70.7 | 70.7 | 1476.8044 | 2882.9088 | 4289.0132 | 5695.1176 | 7101.222 | 7929.1174 | 8757.0128 | 9584.9082 | 10412.8036 | 11240.699 | 11590.6994 | 11940.6998 | 12290.7002 | 12640.7006 | 12990.701 | 13510.701 | 14030.701 | 14550.701 | 15070.701 | 15590.701 | 16214.701 | 16838.701 | 17462.701 | 18086.701 | 18710.701
| Finland | EU Blue | Counterfactual | Capacity (MW) | Renewable | Onshore Wind | Wind Onshore | 5809.35 | 6994.85 | 7615.75 | 8957.85 | 10299.95 | 11642.05 | 12984.15 | 14326.25 | 15013.902 | 15701.554 | 16389.206 | 17076.858 | 17764.51 | 17764.51 | 17764.51 | 17764.51 | 17764.51 | 17764.51 | 17764.51 | 17764.51 | 17764.51 | 17764.51 | 17764.51 | 17930.511 | 18096.512 | 18262.513 | 18428.514 | 18594.515
| Finland | EU Green | Electric Engagement | Demand (TWh) | Demand | Demand | Demand Total (TWh) | 90.11 | 91.61 | 92.52 | 95.15 | 96.88 | 98.82 | 100.39 | 102.09 | 105.45 | 109.25 | 112.52 | 116.37 | 120.32 | 124.16 | 127.76 | 130.74 | 136.8 | 140.69 | 143.14 | 146.15 | 148.66 | 151.77 | 154.31 | 152.19 | 154.77 | 157.84 | 159.92 | 162.79
| Finland | EU Blue | Counterfactual | Demand (TWh) | Demand | Demand | Demand Total (TWh) | 90.38 | 92 | 93.96 | 96.9 | 98.52 | 100.28 | 101.67 | 103.15 | 106.34 | 109.78 | 113.16 | 116.9 | 127.43 | 130.76 | 131.93 | 133.78 | 135.44 | 136.83 | 139.14 | 141.67 | 143.62 | 146.52 | 150.1 | 154.49 | 157.81 | 162.18 | 165.07 | 168.34
| France | EU Green | Electric Engagement | Capacity (MW) | Storage | Storage | Battery | 100 | 125 | 250 | 1185 | 1419.5 | 1654.5 | 1889.5 | 2124 | 2436 | 2748 | 3060 | 3372 | 3684 | 4248 | 4812 | 5376 | 5940 | 6504 | 6954 | 7404 | 7854 | 8304 | 8754 | 9416 | 10078 | 10740 | 11402 | 12064
| France | EU Green | Electric Engagement | Capacity (MW) | Renewable | Biomass | Biomass | 2120 | 2120 | 2120 | 2120 | 2120 | 2120 | 2120 | 2120 | 2120 | 2120 | 2120 | 2120 | 2120 | 2120 | 2120 | 2120 | 2120 | 2120 | 2120 | 2120 | 2120 | 2120 | 2120 | 2120 | 2120 | 2120 | 2120 | 2120
| France | EU Green | Electric Engagement | Capacity (MW) | Low Carbon | CCS | Biomass CCS | 0 | 0 | 0 | 0 | 0 | 0 | 0 | 0 | 0 | 0 | 0 | 0 | 0 | 0 | 0 | 0 | 0 | 0 | 204 | 408 | 612 | 816 | 1020 | 1020 | 1020 | 1020 | 1020 | 1020
| France | EU Green | Electric Engagement | Capacity (MW) | Thermal | Coal | Coal | 1755 | 1755 | 1755 | 0 | 0 | 0 | 0 | 0 | 0 | 0 | 0 | 0 | 0 | 0 | 0 | 0 | 0 | 0 | 0 | 0 | 0 | 0 | 0 | 0 | 0 | 0 | 0 | 0
| France | EU Green | Electric Engagement | Capacity (MW) | Thermal | Gas | Fossil Gas | 11680 | 11480 | 11280 | 11380 | 11830 | 12030 | 12086 | 12486 | 12386 | 12286 | 12286 | 12106 | 11223.08 | 10940 | 10840 | 10840 | 10219.86 | 10548.69 | 8984.4 | 8397.45 | 7615.85 | 7481 | 7781 | 6919.65 | 6750 | 6750 | 6750 | 6750
| France | EU Green | Electric Engagement | Capacity (MW) | Thermal | Other Thermal | Fossil Oil | 1640 | 1640 | 1640 | 1506 | 1381 | 1381 | 1381 | 1041 | 1041 | 1041 | 1041 | 1041 | 1041 | 1041 | 912 | 552 | 370 | 0 | 0 | 0 | 0 | 0 | 0 | 0 | 0 | 0 | 0 | 0
| France | EU Green | Electric Engagement | Capacity (MW) | Low Carbon | Low Carbon | GT Hydrogen | 0 | 0 | 0 | 400 | 400 | 400 | 400 | 500 | 1966 | 3432 | 4898 | 6364 | 7830 | 8230 | 8630 | 9030 | 9430 | 9830 | 13692 | 17553 | 21415 | 25276 | 29138 | 29538 | 29938 | 30338 | 30738 | 31138
| France | EU Green | Electric Engagement | Capacity (MW) | Renewable | Marine | Marine | 240 | 240 | 240 | 240 | 240 | 240 | 240 | 240 | 240 | 240 | 240 | 240 | 240 | 240 | 240 | 240 | 240 | 240 | 240 | 240 | 240 | 240 | 240 | 240 | 240 | 240 | 240 | 240
| France | EU Green | Electric Engagement | Capacity (MW) | Low Carbon | Nuclear | Nuclear | 63020 | 63020 | 63020 | 63020 | 63020 | 62110 | 61200 | 60320 | 58550 | 58550 | 57660 | 57660 | 56750 | 54930 | 53100 | 52010 | 48355 | 47225 | 43585 | 39930 | 37270 | 32365 | 29735 | 27500 | 26165 | 24855 | 23555 | 22245
| France | EU Green | Electric Engagement | Capacity (MW) | Storage | Storage | Pumped Hydro | 5101 | 5101 | 5101 | 5101 | 5101 | 5101 | 5101 | 5101 | 5101 | 5101 | 5101 | 5101 | 5101 | 5101 | 5101 | 5101 | 5101 | 5101 | 5101 | 5101 | 5101 | 5101 | 5101 | 5101 | 5101 | 5101 | 5101 | 5101
| France | EU Green | Electric Engagement | Capacity (MW) | Renewable | Hydro | Run-of-river Hydro | 20450.5605 | 20628.3301 | 20806.1094 | 20983.8906 | 21161.6699 | 21339.4395 | 21517.2207 | 21695 | 21755 | 21815 | 21875 | 21935 | 21995 | 22055 | 22115 | 22175 | 22235 | 22295 | 22295 | 22295 | 22295 | 22295 | 22295 | 22295 | 22295 | 22295 | 22295 | 22295
| France | EU Green | Electric Engagement | Capacity (MW) | Renewable | Solar | Solar PV | 17000 | 19555.39 | 22131.78 | 27393.1456 | 32654.5112 | 37915.8768 | 43177.2424 | 48438.608 | 53560.8504 | 58683.0928 | 63805.3352 | 68927.5776 | 74049.82 | 79692.3528 | 85334.8856 | 90977.4184 | 96619.9512 | 102262.484 | 107524.255 | 112786.026 | 118047.797 | 123309.568 | 128571.339 | 129722.959 | 130874.579 | 132026.199 | 133177.819 | 134329.439
| France | EU Green | Electric Engagement | Capacity (MW) | Renewable | Waste | Waste | 55 | 55 | 55 | 55 | 55 | 55 | 55 | 0 | 0 | 0 | 0 | 0 | 0 | 0 | 0 | 0 | 0 | 0 | 0 | 0 | 0 | 0 | 0 | 0 | 0 | 0 | 0 | 0
| France | EU Green | Electric Engagement | Capacity (MW) | Renewable | Offshore Wind | Wind Offshore | 480 | 1559 | 2009 | 2774 | 3539 | 4304 | 5069 | 5834 | 7352 | 8870 | 10388 | 11906 | 13424 | 16352 | 19280 | 22208 | 25136 | 28064 | 30991.9998 | 33919.9996 | 36847.9994 | 39775.9992 | 42703.999 | 45631.999 | 48559.999 | 51487.999 | 54415.999 | 57343.999
| France | EU Green | Electric Engagement | Capacity (MW) | Renewable | Onshore Wind | Wind Onshore | 21587.5 | 23075.01 | 24562.5 | 26610.448 | 28658.396 | 30706.344 | 32754.292 | 34802.24 | 37004.392 | 39206.544 | 41408.696 | 43610.848 | 45813 | 47650.7598 | 49488.5196 | 51326.2794 | 53164.0392 | 55001.799 | 57624.027 | 60246.255 | 62868.483 | 65490.711 | 68112.939 | 69372.2532 | 70631.5674 | 71890.8816 | 73150.1958 | 74409.51
| France | EU Blue | Counterfactual | Capacity (MW) | Storage | Storage | Battery | 100 | 125 | 250 | 768 | 886 | 1004.5 | 1122.5 | 1340.5 | 1440.5 | 1540.5 | 1640.5 | 1740.5 | 1840.5 | 1940.5 | 2040.5 | 2140.5 | 2240.5 | 2340.5 | 2440.5 | 2540.5 | 2640.5 | 2740.5 | 2840.5 | 3098.5 | 3356.5 | 3614.5 | 3873 | 4131
| France | EU Blue | Counterfactual | Capacity (MW) | Renewable | Biomass | Biomass | 2120 | 2120 | 2120 | 2120 | 2120 | 2120 | 2120 | 2120 | 2120 | 2120 | 2120 | 2120 | 2120 | 2120 | 2120 | 2120 | 2120 | 2120 | 2120 | 2120 | 2120 | 2120 | 2120 | 2120 | 2120 | 2120 | 2120 | 2120
| France | EU Blue | Counterfactual | Capacity (MW) | Low Carbon | CCS | Biomass CCS | 0 | 0 | 0 | 0 | 0 | 0 | 0 | 0 | 0 | 0 | 0 | 0 | 0 | 168 | 336 | 504 | 672 | 840 | 1176 | 1512 | 1848 | 2184 | 2520 | 2520 | 2520 | 2520 | 2520 | 2520
| France | EU Blue | Counterfactual | Capacity (MW) | Thermal | Gas | Fossil Gas | 11680 | 11480 | 11280 | 11380 | 11830 | 12030 | 12086 | 12486 | 12386 | 12286 | 12286 | 12106 | 11223.08 | 10940 | 10840 | 10840 | 10219.86 | 10548.69 | 8984.4 | 8397.45 | 7615.85 | 7481 | 8281 | 7865.65 | 7696 | 7696 | 7696 | 7696
| France | EU Blue | Counterfactual | Capacity (MW) | Thermal | Coal | Coal | 1755 | 1755 | 1755 | 0 | 0 | 0 | 0 | 0 | 0 | 0 | 0 | 0 | 0 | 0 | 0 | 0 | 0 | 0 | 0 | 0 | 0 | 0 | 0 | 0 | 0 | 0 | 0 | 0
| France | EU Blue | Counterfactual | Capacity (MW) | Thermal | Other Thermal | Fossil Oil | 1640 | 1640 | 1640 | 1506 | 1381 | 1381 | 1381 | 1041 | 1041 | 1041 | 1041 | 1041 | 1041 | 1041 | 912 | 552 | 370 | 0 | 0 | 0 | 0 | 0 | 0 | 0 | 0 | 0 | 0 | 0
| France | EU Blue | Counterfactual | Capacity (MW) | Low Carbon | Low Carbon | GT Hydrogen | 0 | 0 | 0 | 400 | 400 | 400 | 400 | 500 | 3411 | 6322 | 9232 | 12143 | 15054 | 15254 | 15454 | 15654 | 15854 | 16054 | 16394 | 16735 | 17075 | 17416 | 17756 | 18006 | 18256 | 18506 | 18756 | 19006
| France | EU Blue | Counterfactual | Capacity (MW) | Renewable | Hydro | Run-of-river Hydro | 20450.5605 | 20628.3301 | 20806.1094 | 20983.8906 | 21161.6699 | 21339.4395 | 21517.2207 | 21695 | 21755 | 21815 | 21875 | 21935 | 21995 | 22055 | 22115 | 22175 | 22235 | 22295 | 22295 | 22295 | 22295 | 22295 | 22295 | 22295 | 22295 | 22295 | 22295 | 22295
| France | EU Blue | Counterfactual | Capacity (MW) | Storage | Storage | Pumped Hydro | 5101 | 5101 | 5101 | 5101 | 5101 | 5101 | 5101 | 5101 | 5101 | 5101 | 5101 | 5101 | 5101 | 5101 | 5101 | 5101 | 5101 | 5101 | 5101 | 5101 | 5101 | 5101 | 5101 | 5101 | 5101 | 5101 | 5101 | 5101
| France | EU Blue | Counterfactual | Capacity (MW) | Renewable | Marine | Marine | 240 | 240 | 240 | 240 | 240 | 240 | 240 | 240 | 240 | 240 | 240 | 240 | 240 | 240 | 240 | 240 | 240 | 240 | 240 | 240 | 240 | 240 | 240 | 240 | 240 | 240 | 240 | 240
| France | EU Blue | Counterfactual | Capacity (MW) | Low Carbon | Nuclear | Nuclear | 63020 | 63020 | 63020 | 63020 | 63020 | 62110 | 61200 | 60320 | 58550 | 58550 | 57660 | 57660 | 56750 | 56530 | 56300 | 55210 | 53155 | 52025 | 49985 | 46330 | 45270 | 41965 | 40935 | 40300 | 40565 | 42455 | 42755 | 43045
| France | EU Blue | Counterfactual | Capacity (MW) | Renewable | Solar | Solar PV | 17000 | 19555.39 | 22131.78 | 25459.145 | 28786.51 | 32113.875 | 35441.24 | 38768.605 | 41632.8478 | 44497.0906 | 47361.3334 | 50225.5762 | 53089.819 | 55989.1806 | 58888.5422 | 61787.9038 | 64687.2654 | 67586.627 | 70004.398 | 72422.169 | 74839.94 | 77257.711 | 79675.482 | 80827.1028 | 81978.7236 | 83130.3444 | 84281.9652 | 85433.586
| France | EU Blue | Counterfactual | Capacity (MW) | Renewable | Waste | Waste | 55 | 55 | 55 | 55 | 55 | 55 | 55 | 0 | 0 | 0 | 0 | 0 | 0 | 0 | 0 | 0 | 0 | 0 | 0 | 0 | 0 | 0 | 0 | 0 | 0 | 0 | 0 | 0
| France | EU Blue | Counterfactual | Capacity (MW) | Renewable | Offshore Wind | Wind Offshore | 480 | 1559 | 2009 | 2600 | 3191 | 3782 | 4373 | 4964 | 4964.0002 | 4964.0004 | 4964.0006 | 4964.0008 | 4964.001 | 5817.838 | 6671.675 | 7525.512 | 8379.349 | 9233.186 | 10250.5626 | 11267.9392 | 12285.3158 | 13302.6924 | 14320.069 | 17535.1474 | 20750.2258 | 23965.3042 | 27180.3826 | 30395.461
| France | EU Blue | Counterfactual | Capacity (MW) | Renewable | Onshore Wind | Wind Onshore | 21587.5 | 23075.01 | 24562.5 | 25576.4482 | 26590.3964 | 27604.3446 | 28618.2928 | 29632.241 | 29696.3024 | 29760.3638 | 29824.4252 | 29888.4866 | 29952.548 | 30702.307 | 31452.066 | 32201.825 | 32951.584 | 33701.343 | 33701.5712 | 33701.7994 | 33702.0276 | 33702.2558 | 33702.484 | 33800.3658 | 33898.2476 | 33996.1294 | 34094.0112 | 34191.893
| France | EU Green | Electric Engagement | Demand (TWh) | Demand | Demand | Demand Total (TWh) | 473.75 | 477.62 | 482.02 | 497.96 | 509.72 | 523.45 | 529.49 | 538.29 | 554.72 | 572.86 | 588.55 | 605.6 | 622.07 | 640.13 | 653.72 | 669.3 | 681.08 | 694.76 | 704.81 | 716.8 | 729 | 742.88 | 751.16 | 761.11 | 771.95 | 781.98 | 789.15 | 800.03
| France | EU Blue | Counterfactual | Demand (TWh) | Demand | Demand | Demand Total (TWh) | 473.75 | 477.62 | 482.02 | 488.17 | 494.72 | 503.34 | 508.64 | 516.22 | 519.61 | 525.2 | 527.39 | 531.79 | 536.27 | 542.89 | 545.79 | 550.57 | 555.25 | 561.75 | 564.1 | 568.08 | 571.52 | 576.9 | 577.87 | 584.62 | 590.97 | 599.39 | 603.36 | 609.29
| Germany | EU Green | Electric Engagement | Capacity (MW) | Storage | Storage | Battery | 1519.5 | 1855.5 | 2145 | 3445 | 4745 | 6044.5 | 7344.5 | 8644.5 | 12574.5 | 15404.5 | 18834.5 | 21664.5 | 25094.5 | 30894.5 | 36294.5 | 41694.5 | 47094.5 | 52494.5 | 54920 | 57546 | 60172 | 62797.5 | 65423.5 | 69530 | 73436.5 | 77542.5 | 81649 | 86355
| Germany | EU Green | Electric Engagement | Capacity (MW) | Renewable | Biomass | Biomass | 9890.4 | 10320.4 | 10760.4 | 11190.4 | 11670.4 | 12110.4 | 12110.4 | 12110.4 | 12110.4 | 12110.4 | 12110.4 | 12110.4 | 12110.4 | 12110.4 | 12110.4 | 12110.4 | 12110.4 | 12110.4 | 12110.4 | 12110.4 | 12110.4 | 12110.4 | 12110.4 | 12110.4 | 12110.4 | 12110.4 | 12110.4 | 12110.4
| Germany | EU Green | Electric Engagement | Capacity (MW) | Low Carbon | CCS | Biomass CCS | 0 | 0 | 0 | 0 | 0 | 0 | 0 | 0 | 0 | 0 | 0 | 0 | 0 | 0 | 0 | 0 | 0 | 0 | 612 | 1224 | 1836 | 2448 | 3060 | 3648 | 4236 | 4824 | 5412 | 6000
| Germany | EU Green | Electric Engagement | Capacity (MW) | Thermal | Coal | Coal | 28090.9 | 26103.9 | 25146.5 | 21766.5 | 20459.5 | 16500.9 | 13817.6 | 13382.6 | 10337.6 | 10337.6 | 9338 | 7749 | 6007 | 6007 | 6007 | 4955 | 400 | 400 | 400 | 400 | 400 | 400 | 400 | 0 | 0 | 0 | 0 | 0
| Germany | EU Green | Electric Engagement | Capacity (MW) | Thermal | Gas | Fossil Gas | 32932.52 | 33432.82 | 33774.42 | 34525.236 | 34991.32 | 35861.67 | 36043.704 | 35604.38 | 35115.1 | 35077.819 | 34812.7 | 34547.92 | 33477.19 | 32904.1 | 31388.58 | 30460.1 | 30332.12 | 27284.47 | 25859.82 | 25773.915 | 25469.28 | 25215.5 | 22363 | 21089.04 | 20752 | 20552 | 20352 | 20152
| Germany | EU Green | Electric Engagement | Capacity (MW) | Thermal | Other Thermal | Fossil Oil | 3031.2 | 2496.2 | 2496.2 | 2496.2 | 2403.7 | 2403.7 | 2169.7 | 857.1 | 857.1 | 857.1 | 857.1 | 760 | 760 | 760 | 760 | 760 | 700 | 650 | 650 | 650 | 650 | 650 | 650 | 650 | 650 | 650 | 650 | 150
| Germany | EU Green | Electric Engagement | Capacity (MW) | Low Carbon | Low Carbon | GT Hydrogen | 0 | 0 | 0 | 5082 | 10164 | 15246 | 20328 | 25409 | 26209 | 26309 | 26409 | 26509 | 26609 | 27009 | 27409 | 27809 | 28209 | 28809 | 29009 | 29609 | 30209 | 30809 | 31409 | 32709 | 34009 | 34909 | 35809 | 36709
| Germany | EU Green | Electric Engagement | Capacity (MW) | Renewable | Other Renewables | Other RES | 0 | 0 | 0 | 0 | 0 | 0 | 0 | 500 | 500 | 500 | 500 | 500 | 500 | 500 | 500 | 500 | 500 | 500 | 500 | 500 | 500 | 500 | 500 | 500 | 500 | 500 | 500 | 500
| Germany | EU Green | Electric Engagement | Capacity (MW) | Storage | Storage | Pumped Hydro | 8437.5 | 8437.5 | 8437.5 | 8437.5 | 8437.5 | 8437.5 | 8437.5 | 8437.5 | 8437.5 | 8437.5 | 8437.5 | 8437.5 | 8437.5 | 8437.5 | 8437.5 | 8437.5 | 8437.5 | 8437.5 | 8437.5 | 8437.5 | 8437.5 | 8437.5 | 8437.5 | 8437.5 | 8437.5 | 8437.5 | 8437.5 | 8437.5
| Germany | EU Green | Electric Engagement | Capacity (MW) | Renewable | Hydro | Run-of-river Hydro | 4372.13 | 4372.13 | 4372.13 | 4372.13 | 4372.13 | 4372.13 | 4372.13 | 4372.13 | 4372.13 | 4372.13 | 4372.13 | 4372.13 | 4372.13 | 4372.13 | 4372.13 | 4372.13 | 4372.13 | 4372.13 | 4372.13 | 4372.13 | 4372.13 | 4372.13 | 4372.13 | 4372.13 | 4372.13 | 4372.13 | 4372.13 | 4372.13
| Germany | EU Green | Electric Engagement | Capacity (MW) | Renewable | Solar | Solar PV | 67604.51 | 75961.49 | 86692.01 | 100644.1486 | 114596.2872 | 128548.4258 | 142500.5644 | 156452.703 | 166552.015 | 176651.327 | 186750.639 | 196849.951 | 206949.263 | 223577.6638 | 240206.0646 | 256834.4654 | 273462.8662 | 290091.267 | 313385.2172 | 336679.1674 | 359973.1176 | 383267.0678 | 406561.018 | 409885.485 | 413209.952 | 416534.419 | 419858.886 | 423183.353
| Germany | EU Green | Electric Engagement | Capacity (MW) | Renewable | Waste | Waste | 1900.2 | 1900.2 | 1900.2 | 1900.2 | 1900.2 | 1900.2 | 1900.2 | 1600 | 1600 | 1600 | 1600 | 1600 | 1600 | 1600 | 1600 | 1600 | 1600 | 1600 | 1600 | 1600 | 1600 | 1600 | 1600 | 1600 | 1600 | 1600 | 1600 | 1600
| Germany | EU Green | Electric Engagement | Capacity (MW) | Renewable | Offshore Wind | Wind Offshore | 8418.4 | 8913.4 | 10167 | 16410.478 | 22653.956 | 28897.434 | 35140.912 | 41384.39 | 45855.2638 | 50326.1376 | 54797.0114 | 59267.8852 | 63738.759 | 66989.199 | 70239.639 | 73490.079 | 76740.519 | 79990.959 | 79990.999 | 79991.039 | 79991.079 | 79991.119 | 79991.159 | 79991.121 | 79991.083 | 79991.045 | 79991.007 | 79990.969
| Germany | EU Green | Electric Engagement | Capacity (MW) | Renewable | Onshore Wind | Wind Onshore | 60217.86 | 63171.12 | 66573.29 | 72460.8582 | 78348.4264 | 84235.9946 | 90123.5628 | 96011.131 | 102599.23 | 109187.329 | 115775.428 | 122363.527 | 128951.626 | 133009.1224 | 137066.6188 | 141124.1152 | 145181.6116 | 149239.108 | 149533.306 | 149827.504 | 150121.702 | 150415.9 | 150710.098 | 150966.0924 | 151222.0868 | 151478.0812 | 151734.0756 | 151990.07
| Germany | EU Blue | Counterfactual | Capacity (MW) | Storage | Storage | Battery | 1519.5 | 1855.5 | 2145 | 5745 | 8945 | 12145 | 15445 | 18745 | 18845 | 18945 | 19045 | 19145 | 19245 | 21345 | 23445 | 25545 | 27645 | 29745 | 29845 | 29945 | 30045 | 30145 | 30245 | 35145 | 40045 | 44945 | 49845 | 54745
| Germany | EU Blue | Counterfactual | Capacity (MW) | Renewable | Biomass | Biomass | 9890.4 | 10320.4 | 10760.4 | 11190.4 | 11670.4 | 12110.4 | 12110.4 | 12110.4 | 12110.4 | 12110.4 | 12110.4 | 12110.4 | 12110.4 | 12110.4 | 12110.4 | 12110.4 | 12110.4 | 12110.4 | 12110.4 | 12110.4 | 12110.4 | 12110.4 | 12110.4 | 12110.4 | 12110.4 | 12110.4 | 12110.4 | 12110.4
| Germany | EU Blue | Counterfactual | Capacity (MW) | Low Carbon | CCS | Biomass CCS | 0 | 0 | 0 | 0 | 0 | 0 | 0 | 0 | 0 | 0 | 0 | 0 | 0 | 0 | 0 | 0 | 0 | 0 | 780 | 1554 | 2334 | 3114 | 3888 | 3888 | 3888 | 3888 | 3888 | 3888
| Germany | EU Blue | Counterfactual | Capacity (MW) | Thermal | Coal | Coal | 28090.9 | 26103.9 | 25146.5 | 21766.5 | 20459.5 | 16500.9 | 13817.6 | 13382.6 | 10337.6 | 10337.6 | 9338 | 7749 | 6007 | 6007 | 6007 | 4955 | 400 | 400 | 400 | 400 | 400 | 400 | 400 | 0 | 0 | 0 | 0 | 0
| Germany | EU Blue | Counterfactual | Capacity (MW) | Thermal | Gas | Fossil Gas | 32932.52 | 33432.82 | 33774.42 | 34525.236 | 34991.32 | 35861.67 | 36043.704 | 35604.38 | 35115.1 | 35077.819 | 34812.7 | 34547.92 | 33477.19 | 32904.1 | 31388.58 | 30460.1 | 30332.12 | 28795.87 | 27371.22 | 27285.315 | 26725.08 | 26300.9 | 25790.18 | 23896.029 | 23389.6 | 23389.6 | 23107.08 | 22706.48
| Germany | EU Blue | Counterfactual | Capacity (MW) | Thermal | Other Thermal | Fossil Oil | 3031.2 | 2496.2 | 2496.2 | 2496.2 | 2403.7 | 2403.7 | 2169.7 | 857.1 | 857.1 | 857.1 | 857.1 | 760 | 760 | 760 | 760 | 760 | 700 | 650 | 650 | 650 | 650 | 650 | 650 | 650 | 650 | 650 | 650 | 150
| Germany | EU Blue | Counterfactual | Capacity (MW) | Low Carbon | Low Carbon | GT Hydrogen | 0 | 0 | 0 | 400 | 400 | 400 | 400 | 500 | 5086 | 9672 | 14258 | 18844 | 23430 | 23630 | 23830 | 24030 | 24230 | 24430 | 26037 | 27644 | 29251 | 30858 | 32465 | 32865 | 33265 | 33665 | 34065 | 34465
| Germany | EU Blue | Counterfactual | Capacity (MW) | Renewable | Other Renewables | Other RES | 0 | 0 | 0 | 0 | 0 | 0 | 0 | 500 | 500 | 500 | 500 | 500 | 500 | 500 | 500 | 500 | 500 | 500 | 500 | 500 | 500 | 500 | 500 | 500 | 500 | 500 | 500 | 500
| Germany | EU Blue | Counterfactual | Capacity (MW) | Storage | Storage | Pumped Hydro | 8437.5 | 8437.5 | 8437.5 | 8437.5 | 8437.5 | 8437.5 | 8437.5 | 8437.5 | 8437.5 | 8437.5 | 8437.5 | 8437.5 | 8437.5 | 8437.5 | 8437.5 | 8437.5 | 8437.5 | 8437.5 | 8437.5 | 8437.5 | 8437.5 | 8437.5 | 8437.5 | 8437.5 | 8437.5 | 8437.5 | 8437.5 | 8437.5
| Germany | EU Blue | Counterfactual | Capacity (MW) | Renewable | Hydro | Run-of-river Hydro | 4372.13 | 4372.13 | 4372.13 | 4372.13 | 4372.13 | 4372.13 | 4372.13 | 4372.13 | 4372.13 | 4372.13 | 4372.13 | 4372.13 | 4372.13 | 4372.13 | 4372.13 | 4372.13 | 4372.13 | 4372.13 | 4372.13 | 4372.13 | 4372.13 | 4372.13 | 4372.13 | 4372.13 | 4372.13 | 4372.13 | 4372.13 | 4372.13
| Germany | EU Blue | Counterfactual | Capacity (MW) | Renewable | Solar | Solar PV | 67604.51 | 75961.49 | 86692.01 | 100613.1152 | 114534.2204 | 128455.3256 | 142376.4308 | 156297.536 | 158478.864 | 160660.192 | 162841.52 | 165022.848 | 167204.176 | 172221.6776 | 177239.1792 | 182256.6808 | 187274.1824 | 192291.684 | 199897.6392 | 207503.5944 | 215109.5496 | 222715.5048 | 230321.46 | 232309.728 | 234297.996 | 236286.264 | 238274.532 | 240262.8
| Germany | EU Blue | Counterfactual | Capacity (MW) | Renewable | Waste | Waste | 1900.2 | 1900.2 | 1900.2 | 1900.2 | 1900.2 | 1900.2 | 1900.2 | 1600 | 1600 | 1600 | 1600 | 1600 | 1600 | 1600 | 1600 | 1600 | 1600 | 1600 | 1600 | 1600 | 1600 | 1600 | 1600 | 1600 | 1600 | 1600 | 1600 | 1600
| Germany | EU Blue | Counterfactual | Capacity (MW) | Renewable | Offshore Wind | Wind Offshore | 8418.4 | 8913.4 | 10167 | 13737.7522 | 17308.5044 | 20879.2566 | 24450.0088 | 28020.761 | 29718.961 | 31417.161 | 33115.361 | 34813.561 | 36511.761 | 39063.6032 | 41615.4454 | 44167.2876 | 46719.1298 | 49270.972 | 51821.012 | 54371.052 | 56921.092 | 59471.132 | 62021.172 | 63439.6976 | 64858.2232 | 66276.7488 | 67695.2744 | 69113.8
| Germany | EU Blue | Counterfactual | Capacity (MW) | Renewable | Onshore Wind | Wind Onshore | 60217.86 | 63171.12 | 66573.29 | 69684.3302 | 72795.3704 | 75906.4106 | 79017.4508 | 82128.491 | 84360.591 | 86592.691 | 88824.791 | 91056.891 | 93288.991 | 94290.6814 | 95292.3718 | 96294.0622 | 97295.7526 | 98297.443 | 99223.641 | 100149.839 | 101076.037 | 102002.235 | 102928.433 | 103784.4278 | 104640.4226 | 105496.4174 | 106352.4122 | 107208.407
| Germany | EU Green | Electric Engagement | Demand (TWh) | Demand | Demand | Demand Total (TWh) | 566.1 | 581.58 | 597.17 | 631.62 | 658.2 | 687.7 | 713.59 | 738.71 | 770.62 | 807.4 | 842.08 | 877.09 | 914.44 | 949.41 | 979.91 | 1016.72 | 1053.44 | 1088.41 | 1098.34 | 1112.53 | 1122.93 | 1139.19 | 1151.48 | 1165.22 | 1199.79 | 1277.67 | 1397 | 1422.37
| Germany | EU Blue | Counterfactual | Demand (TWh) | Demand | Demand | Demand Total (TWh) | 566.1 | 581.58 | 597.17 | 614.07 | 631.5 | 650.75 | 666.5 | 684.36 | 697.21 | 712.39 | 723.31 | 736.38 | 749.2 | 764.12 | 773.86 | 785.14 | 795.71 | 808.19 | 831.53 | 856.86 | 881.6 | 908.81 | 930.2 | 944.5 | 958.25 | 975.09 | 985.91 | 999.59
| Italy | EU Green | Electric Engagement | Capacity (MW) | Storage | Storage | Battery | 876.5 | 1083.5 | 1802 | 1801.5 | 1800 | 1800 | 1800 | 1800 | 2452 | 3104 | 3756 | 4408 | 5060 | 6038 | 7016 | 7994 | 8972 | 9950 | 10602 | 11254 | 11906 | 12558 | 13210 | 14188 | 15166 | 16144 | 17122 | 18100
| Italy | EU Green | Electric Engagement | Capacity (MW) | Renewable | Biomass | Biomass | 4442 | 4552 | 4672 | 4672 | 4672 | 4672 | 4672 | 4672 | 4672 | 4672 | 4672 | 4672 | 4672 | 4672 | 4672 | 4672 | 4672 | 4672 | 4672 | 4672 | 4672 | 4672 | 4672 | 4672 | 4672 | 4672 | 4672 | 4672
| Italy | EU Green | Electric Engagement | Capacity (MW) | Low Carbon | CCS | Biomass CCS | 0 | 0 | 0 | 0 | 0 | 0 | 0 | 0 | 0 | 0 | 0 | 0 | 0 | 0 | 0 | 0 | 0 | 0 | 0 | 0 | 0 | 0 | 0 | 180 | 360 | 540 | 720 | 900
| Italy | EU Green | Electric Engagement | Capacity (MW) | Thermal | Coal | Coal | 4941 | 4941 | 966 | 966 | 966 | 966 | 0 | 0 | 0 | 0 | 0 | 0 | 0 | 0 | 0 | 0 | 0 | 0 | 0 | 0 | 0 | 0 | 0 | 0 | 0 | 0 | 0 | 0
| Italy | EU Green | Electric Engagement | Capacity (MW) | Thermal | Gas | Fossil Gas | 48765 | 51466 | 52637 | 52415.5 | 52667 | 52463 | 52274 | 50222 | 50232 | 50198.36 | 50299 | 47323 | 44243.52 | 41423.06 | 40099 | 39197.2 | 37888.65 | 35873.23 | 28174.4 | 27183.5 | 27350 | 26483 | 26260.04 | 22080 | 20380 | 18500 | 16800 | 15100
| Italy | EU Green | Electric Engagement | Capacity (MW) | Thermal | Other Thermal | Fossil Oil | 946 | 946 | 946 | 946 | 946 | 946 | 946 | 0 | 0 | 0 | 0 | 0 | 0 | 0 | 0 | 0 | 0 | 0 | 0 | 0 | 0 | 0 | 0 | 0 | 0 | 0 | 0 | 0
| Italy | EU Green | Electric Engagement | Capacity (MW) | Renewable | Other Renewables | Geothermal | 764 | 764 | 764 | 764 | 764 | 764 | 764 | 0 | 0 | 0 | 0 | 0 | 0 | 0 | 0 | 0 | 0 | 0 | 0 | 0 | 0 | 0 | 0 | 0 | 0 | 0 | 0 | 0
| Italy | EU Green | Electric Engagement | Capacity (MW) | Low Carbon | Low Carbon | GT Hydrogen | 0 | 0 | 0 | 0 | 0 | 0 | 0 | 0 | 0 | 0 | 0 | 0 | 0 | 460 | 920 | 1381 | 1841 | 2302 | 3523 | 4745 | 5967 | 7188 | 8410 | 8410 | 8410 | 8410 | 8410 | 8410
| Italy | EU Green | Electric Engagement | Capacity (MW) | Storage | Storage | Pumped Hydro | 8120 | 9020 | 9920 | 10220 | 10520 | 10720 | 10720 | 11420 | 11420 | 11420 | 11420 | 11420 | 11420 | 11420 | 11420 | 11420 | 11420 | 11420 | 11420 | 11420 | 11420 | 11420 | 11420 | 11420 | 11420 | 11420 | 11420 | 11420
| Italy | EU Green | Electric Engagement | Capacity (MW) | Renewable | Hydro | Run-of-river Hydro | 15755 | 15755 | 15755 | 15755 | 15755 | 15755 | 15755 | 15755 | 15755 | 15755 | 15755 | 15755 | 15755 | 15755 | 15755 | 15755 | 15755 | 15755 | 15755 | 15755 | 15755 | 15755 | 15755 | 15755 | 15755 | 15755 | 15755 | 15755
| Italy | EU Green | Electric Engagement | Capacity (MW) | Renewable | Solar | Solar PV | 25896.25 | 28646.58 | 31588.38 | 39906.3836 | 48224.3872 | 56542.3908 | 64860.3944 | 73178.398 | 77974.5572 | 82770.7164 | 87566.8756 | 92363.0348 | 97159.194 | 101967.3406 | 106775.4872 | 111583.6338 | 116391.7804 | 121199.927 | 126051.4508 | 130902.9746 | 135754.4984 | 140606.0222 | 145457.546 | 149435.1974 | 153412.8488 | 157390.5002 | 161368.1516 | 165345.803
| Italy | EU Green | Electric Engagement | Capacity (MW) | Renewable | Waste | Waste | 452.6 | 452.6 | 452.6 | 452.6 | 452.6 | 452.6 | 452.6 | 0 | 0 | 0 | 0 | 0 | 0 | 0 | 0 | 0 | 0 | 0 | 0 | 0 | 0 | 0 | 0 | 0 | 0 | 0 | 0 | 0
| Italy | EU Green | Electric Engagement | Capacity (MW) | Renewable | Offshore Wind | Wind Offshore | 30 | 132 | 300 | 717.999 | 1135.998 | 1553.997 | 1971.996 | 2389.995 | 3155.5668 | 3921.1386 | 4686.7104 | 5452.2822 | 6217.854 | 7031.854 | 7845.854 | 8659.854 | 9473.854 | 10287.854 | 11101.8538 | 11915.8536 | 12729.8534 | 13543.8532 | 14357.853 | 14745.3296 | 15132.8062 | 15520.2828 | 15907.7594 | 16295.236
| Italy | EU Green | Electric Engagement | Capacity (MW) | Renewable | Onshore Wind | Wind Onshore | 12568.09 | 13375.43 | 14271.65 | 15301.911 | 16332.172 | 17362.433 | 18392.694 | 19422.955 | 21094.954 | 22766.953 | 24438.952 | 26110.951 | 27782.95 | 29869.9106 | 31956.8712 | 34043.8318 | 36130.7924 | 38217.753 | 40117.7444 | 42017.7358 | 43917.7272 | 45817.7186 | 47717.71 | 48768.4718 | 49819.2336 | 50869.9954 | 51920.7572 | 52971.519
| Italy | EU Blue | Counterfactual | Capacity (MW) | Storage | Storage | Battery | 876.5 | 1083.5 | 1802 | 1801.5 | 1800 | 1800 | 1800 | 1800 | 2199.5 | 2598.5 | 2998 | 3397.5 | 3797 | 4277 | 4757 | 5237 | 5717 | 6197.5 | 6677.5 | 7157.5 | 7637.5 | 8117.5 | 8597.5 | 9377 | 10157 | 10935.5 | 11716 | 12495.5
| Italy | EU Blue | Counterfactual | Capacity (MW) | Renewable | Biomass | Biomass | 4442 | 4552 | 4672 | 4672 | 4672 | 4672 | 4672 | 4672 | 4672 | 4672 | 4672 | 4672 | 4672 | 4672 | 4672 | 4672 | 4672 | 4672 | 4672 | 4672 | 4672 | 4672 | 4672 | 4672 | 4672 | 4672 | 4672 | 4672
| Italy | EU Blue | Counterfactual | Capacity (MW) | Low Carbon | CCS | Biomass CCS | 0 | 0 | 0 | 0 | 0 | 0 | 0 | 0 | 0 | 0 | 0 | 0 | 0 | 0 | 0 | 0 | 0 | 0 | 132 | 264 | 396 | 528 | 660 | 762 | 864 | 966 | 1068 | 1170
| Italy | EU Blue | Counterfactual | Capacity (MW) | Thermal | Coal | Coal | 4941 | 4941 | 966 | 966 | 966 | 966 | 0 | 0 | 0 | 0 | 0 | 0 | 0 | 0 | 0 | 0 | 0 | 0 | 0 | 0 | 0 | 0 | 0 | 0 | 0 | 0 | 0 | 0
| Italy | EU Blue | Counterfactual | Capacity (MW) | Thermal | Gas | Fossil Gas | 48765 | 51466 | 52637 | 52415.5 | 52667 | 52463 | 52274 | 50222 | 50232 | 50198.36 | 50299 | 47323 | 44443.52 | 42756.06 | 42089.04 | 41374.2 | 39864.65 | 38099.23 | 33250.4 | 32871.99 | 33176 | 33419 | 33296.04 | 28260 | 26660 | 24880 | 23280 | 21680
| Italy | EU Blue | Counterfactual | Capacity (MW) | Thermal | Other Thermal | Fossil Oil | 946 | 946 | 946 | 946 | 946 | 946 | 946 | 0 | 0 | 0 | 0 | 0 | 0 | 0 | 0 | 0 | 0 | 0 | 0 | 0 | 0 | 0 | 0 | 0 | 0 | 0 | 0 | 0
| Italy | EU Blue | Counterfactual | Capacity (MW) | Renewable | Other Renewables | Geothermal | 764 | 764 | 764 | 764 | 764 | 764 | 764 | 0 | 0 | 0 | 0 | 0 | 0 | 0 | 0 | 0 | 0 | 0 | 0 | 0 | 0 | 0 | 0 | 0 | 0 | 0 | 0 | 0
| Italy | EU Blue | Counterfactual | Capacity (MW) | Storage | Storage | Pumped Hydro | 8120 | 9020 | 9920 | 10220 | 10520 | 10720 | 10720 | 11420 | 11420 | 11420 | 11420 | 11420 | 11420 | 11420 | 11420 | 11420 | 11420 | 11420 | 11420 | 11420 | 11420 | 11420 | 11420 | 11420 | 11420 | 11420 | 11420 | 11420
| Italy | EU Blue | Counterfactual | Capacity (MW) | Renewable | Hydro | Run-of-river Hydro | 15755 | 15755 | 15755 | 15755 | 15755 | 15755 | 15755 | 15755 | 15755 | 15755 | 15755 | 15755 | 15755 | 15755 | 15755 | 15755 | 15755 | 15755 | 15755 | 15755 | 15755 | 15755 | 15755 | 15755 | 15755 | 15755 | 15755 | 15755
| Italy | EU Blue | Counterfactual | Capacity (MW) | Renewable | Solar | Solar PV | 25896.25 | 28646.58 | 31588.38 | 37984.3824 | 44380.3848 | 50776.3872 | 57172.3896 | 63568.392 | 67124.5322 | 70680.6724 | 74236.8126 | 77792.9528 | 81349.093 | 83875.245 | 86401.397 | 88927.549 | 91453.701 | 93979.853 | 97331.3314 | 100682.8098 | 104034.2882 | 107385.7666 | 110737.245 | 113866.8526 | 116996.4602 | 120126.0678 | 123255.6754 | 126385.283
| Italy | EU Blue | Counterfactual | Capacity (MW) | Renewable | Waste | Waste | 452.6 | 452.6 | 452.6 | 452.6 | 452.6 | 452.6 | 452.6 | 0 | 0 | 0 | 0 | 0 | 0 | 0 | 0 | 0 | 0 | 0 | 0 | 0 | 0 | 0 | 0 | 0 | 0 | 0 | 0 | 0
| Italy | EU Blue | Counterfactual | Capacity (MW) | Renewable | Offshore Wind | Wind Offshore | 30 | 132 | 300 | 628 | 956 | 1284 | 1612 | 1940 | 1968.8716 | 1997.7432 | 2026.6148 | 2055.4864 | 2084.358 | 3953.624 | 5822.89 | 7692.156 | 9561.422 | 11430.688 | 12517.195 | 13603.702 | 14690.209 | 15776.716 | 16863.223 | 17393.0408 | 17922.8586 | 18452.6764 | 18982.4942 | 19512.312
| Italy | EU Blue | Counterfactual | Capacity (MW) | Renewable | Onshore Wind | Wind Onshore | 12568.09 | 13375.43 | 14271.65 | 14765.9142 | 15260.1784 | 15754.4426 | 16248.7068 | 16742.971 | 17096.973 | 17450.975 | 17804.977 | 18158.979 | 18512.981 | 18512.9882 | 18512.9954 | 18513.0026 | 18513.0098 | 18513.017 | 18513.0192 | 18513.0214 | 18513.0236 | 18513.0258 | 18513.028 | 18779.0294 | 19045.0308 | 19311.0322 | 19577.0336 | 19843.035
| Italy | EU Green | Electric Engagement | Demand (TWh) | Demand | Demand | Demand Total (TWh) | 337.3 | 344.14 | 352.01 | 364.71 | 374.14 | 384.26 | 390.93 | 400.35 | 407.3 | 412.3 | 415.02 | 418.77 | 422.28 | 432.11 | 438.94 | 446.74 | 453.95 | 461.97 | 472.17 | 484.03 | 495.75 | 509.26 | 518.81 | 539.31 | 559.4 | 574.94 | 579.04 | 585.64
| Italy | EU Blue | Counterfactual | Demand (TWh) | Demand | Demand | Demand Total (TWh) | 337.3 | 344.14 | 352 | 357.76 | 363.62 | 370.05 | 374.77 | 380.75 | 382.51 | 385.46 | 386.35 | 388.47 | 390.59 | 394.17 | 395.32 | 397.65 | 399.71 | 402.87 | 402.28 | 402.89 | 403.44 | 405.53 | 404.86 | 411.13 | 417.39 | 425.38 | 430.45 | 436.68
| Luxembourg | EU Green | Electric Engagement | Capacity (MW) | Storage | Storage | Battery | 0.5 | 0.5 | 0.5 | 2 | 4 | 6 | 8 | 10 | 12 | 14 | 16 | 18 | 20 | 24.5 | 28.5 | 32.5 | 36.5 | 40.5 | 42.5 | 44.5 | 46.5 | 48.5 | 50.5 | 54.5 | 58 | 62 | 66 | 70
| Luxembourg | EU Green | Electric Engagement | Capacity (MW) | Low Carbon | Low Carbon | GT Hydrogen | 0 | 0 | 0 | 0 | 0 | 0 | 0 | 0 | 0 | 0 | 0 | 0 | 0 | 100 | 200 | 300 | 400 | 500 | 600 | 700 | 800 | 900 | 900 | 900 | 900 | 900 | 900 | 900
| Luxembourg | EU Green | Electric Engagement | Capacity (MW) | Storage | Storage | Pumped Hydro | 1294 | 1294 | 1294 | 1294 | 1294 | 1294 | 1294 | 1294 | 1294 | 1294 | 1294 | 1294 | 1294 | 1294 | 1294 | 1294 | 1294 | 1294 | 1294 | 1294 | 1294 | 1294 | 1294 | 1294 | 1294 | 1294 | 1294 | 1294
| Luxembourg | EU Green | Electric Engagement | Capacity (MW) | Renewable | Solar | Solar PV | 318.21 | 375.48 | 435.42 | 465.288 | 495.156 | 525.024 | 554.892 | 584.76 | 597.2162 | 609.6724 | 622.1286 | 634.5848 | 647.041 | 653.497 | 659.953 | 666.409 | 672.865 | 679.321 | 693.7052 | 708.0894 | 722.4736 | 736.8578 | 751.242 | 758.048 | 764.854 | 771.66 | 778.466 | 785.272
| Luxembourg | EU Green | Electric Engagement | Capacity (MW) | Renewable | Onshore Wind | Wind Onshore | 151.53 | 168.12 | 193.07 | 215.056 | 237.042 | 259.028 | 281.014 | 303 | 323.0004 | 343.0008 | 363.0012 | 383.0016 | 403.002 | 423.0024 | 443.0028 | 463.0032 | 483.0036 | 503.004 | 507.0044 | 511.0048 | 515.0052 | 519.0056 | 523.006 | 527.0064 | 531.0068 | 535.0072 | 539.0076 | 543.008
| Luxembourg | EU Blue | Counterfactual | Capacity (MW) | Storage | Storage | Battery | 0.5 | 0.5 | 0.5 | 4.5 | 8 | 12 | 16 | 20 | 20 | 20 | 20 | 20 | 20 | 22 | 24 | 26 | 28 | 30 | 30 | 30 | 30 | 30 | 30 | 34 | 38 | 42 | 46 | 50.5
| Luxembourg | EU Blue | Counterfactual | Capacity (MW) | Low Carbon | Low Carbon | GT Hydrogen | 0 | 0 | 0 | 0 | 0 | 0 | 0 | 0 | 0 | 0 | 0 | 0 | 0 | 160 | 320 | 480 | 640 | 800 | 860 | 920 | 980 | 1040 | 1100 | 1100 | 1100 | 1100 | 1100 | 1100
| Luxembourg | EU Blue | Counterfactual | Capacity (MW) | Storage | Storage | Pumped Hydro | 1294 | 1294 | 1294 | 1294 | 1294 | 1294 | 1294 | 1294 | 1294 | 1294 | 1294 | 1294 | 1294 | 1294 | 1294 | 1294 | 1294 | 1294 | 1294 | 1294 | 1294 | 1294 | 1294 | 1294 | 1294 | 1294 | 1294 | 1294
| Luxembourg | EU Blue | Counterfactual | Capacity (MW) | Renewable | Solar | Solar PV | 318.21 | 375.48 | 435.42 | 457.293 | 479.166 | 501.039 | 522.912 | 544.785 | 549.2426 | 553.7002 | 558.1578 | 562.6154 | 567.073 | 571.532 | 575.991 | 580.45 | 584.909 | 589.368 | 603.7574 | 618.1468 | 632.5362 | 646.9256 | 661.315 | 668.121 | 674.927 | 681.733 | 688.539 | 695.345
| Luxembourg | EU Blue | Counterfactual | Capacity (MW) | Renewable | Onshore Wind | Wind Onshore | 151.53 | 168.12 | 193.07 | 201.0562 | 209.0424 | 217.0286 | 225.0148 | 233.001 | 247.0014 | 261.0018 | 275.0022 | 289.0026 | 303.003 | 313.0032 | 323.0034 | 333.0036 | 343.0038 | 353.004 | 361.0044 | 369.0048 | 377.0052 | 385.0056 | 393.006 | 401.0062 | 409.0064 | 417.0066 | 425.0068 | 433.007
| Luxembourg | EU Green | Electric Engagement | Demand (TWh) | Demand | Demand | Demand Total (TWh) | 7.4 | 7.77 | 8.3 | 8.5 | 8.68 | 8.91 | 9.11 | 9.36 | 9.8 | 10.27 | 10.72 | 11.16 | 11.55 | 11.93 | 12.38 | 12.66 | 13.13 | 13.54 | 13.63 | 13.77 | 14.02 | 14.18 | 14.25 | 14.34 | 14.57 | 14.58 | 14.57 | 14.68
| Luxembourg | EU Blue | Counterfactual | Demand (TWh) | Demand | Demand | Demand Total (TWh) | 7.44 | 7.81 | 8.25 | 8.39 | 8.53 | 8.69 | 8.82 | 9.01 | 9.37 | 9.77 | 10.15 | 10.5 | 10.9 | 11.34 | 11.81 | 12.19 | 12.37 | 12.57 | 12.66 | 12.78 | 12.88 | 13.01 | 13.06 | 13.04 | 13.01 | 13.02 | 12.94 | 12.89
| Netherlands | EU Green | Electric Engagement | Capacity (MW) | Storage | Storage | Battery | 194 | 204.5 | 215 | 599 | 983 | 1367 | 1751 | 2135 | 2318 | 2501 | 2684 | 2867 | 3049.5 | 3437.5 | 3825.5 | 4213.5 | 4601.5 | 4989.5 | 4989.5 | 4989.5 | 4989.5 | 4989.5 | 4989.5 | 5183.5 | 5377.5 | 5571.5 | 5765.5 | 5959.5
| Netherlands | EU Green | Electric Engagement | Capacity (MW) | Renewable | Biomass | Biomass | 1059 | 1059 | 1059 | 1059 | 1059 | 1059 | 1059 | 1059 | 1059 | 1059 | 1059 | 1059 | 1059 | 1059 | 1059 | 1059 | 1059 | 1059 | 1059 | 1059 | 1059 | 1059 | 1059 | 1059 | 1059 | 1059 | 1059 | 1059
| Netherlands | EU Green | Electric Engagement | Capacity (MW) | Low Carbon | CCS | Biomass CCS | 0 | 0 | 0 | 0 | 0 | 0 | 0 | 0 | 0 | 0 | 0 | 0 | 0 | 72 | 144 | 216 | 288 | 360 | 504 | 648 | 792 | 936 | 1080 | 1296 | 1512 | 1728 | 1944 | 2160
| Netherlands | EU Green | Electric Engagement | Capacity (MW) | Thermal | Coal | Coal | 3450 | 3450 | 3450 | 3450 | 3450 | 3450 | 3450 | 0 | 0 | 0 | 0 | 0 | 0 | 0 | 0 | 0 | 0 | 0 | 0 | 0 | 0 | 0 | 0 | 0 | 0 | 0 | 0 | 0
| Netherlands | EU Green | Electric Engagement | Capacity (MW) | Thermal | Gas | Fossil Gas | 15686 | 15686 | 15390 | 15130 | 15186 | 14986 | 15186 | 15386 | 12922 | 12872 | 12802 | 12012 | 12012 | 11562 | 11162 | 10762 | 9442 | 8607 | 7385 | 6967 | 6967 | 6967 | 6126 | 3650 | 3450 | 3250 | 3050 | 2850
| Netherlands | EU Green | Electric Engagement | Capacity (MW) | Low Carbon | Low Carbon | GT Hydrogen | 0 | 0 | 0 | 1045 | 2090 | 3134 | 4179 | 5224 | 5224 | 5224 | 5224 | 5224 | 5424 | 6672 | 7920 | 9168 | 10417 | 11465 | 11497 | 11529 | 11562 | 11594 | 11626 | 11626 | 11626 | 11626 | 11626 | 11626
| Netherlands | EU Green | Electric Engagement | Capacity (MW) | Low Carbon | Nuclear | Nuclear | 485 | 485 | 485 | 485 | 485 | 485 | 485 | 485 | 485 | 485 | 485 | 485 | 485 | 485 | 485 | 0 | 0 | 0 | 0 | 0 | 0 | 0 | 0 | 0 | 0 | 0 | 0 | 0
| Netherlands | EU Green | Electric Engagement | Capacity (MW) | Renewable | Solar | Solar PV | 16250.01 | 18654.04 | 21759.44 | 23758.3 | 25757.16 | 27756.02 | 29754.88 | 31753.74 | 31899.8402 | 32045.9404 | 32192.0406 | 32338.1408 | 32484.241 | 32630.341 | 32776.441 | 32922.541 | 33068.641 | 33214.741 | 33482.4652 | 33750.1894 | 34017.9136 | 34285.6378 | 34553.362 | 34658.362 | 34763.362 | 34868.362 | 34973.362 | 35078.362
| Netherlands | EU Green | Electric Engagement | Capacity (MW) | Renewable | Waste | Waste | 780 | 780 | 780 | 780 | 780 | 780 | 780 | 0 | 0 | 0 | 0 | 0 | 0 | 0 | 0 | 0 | 0 | 0 | 0 | 0 | 0 | 0 | 0 | 0 | 0 | 0 | 0 | 0
| Netherlands | EU Green | Electric Engagement | Capacity (MW) | Renewable | Offshore Wind | Wind Offshore | 3960 | 4710 | 5460 | 6625.8 | 7791.6 | 8957.4 | 10123.2 | 11289 | 14021.804 | 16754.608 | 19487.412 | 22220.216 | 24953.02 | 27991.22 | 31029.42 | 34067.62 | 37105.82 | 40144.02 | 40646.02 | 41148.02 | 41650.02 | 42152.02 | 42654.02 | 44176.1934 | 45698.3668 | 47220.5402 | 48742.7136 | 50264.887
| Netherlands | EU Green | Electric Engagement | Capacity (MW) | Renewable | Onshore Wind | Wind Onshore | 5750 | 6100 | 6350 | 6893 | 7436 | 7979 | 8522 | 9065 | 9065.2022 | 9065.4044 | 9065.6066 | 9065.8088 | 9066.011 | 9066.0092 | 9066.0074 | 9066.0056 | 9066.0038 | 9066.002 | 9066.0022 | 9066.0024 | 9066.0026 | 9066.0028 | 9066.003 | 9066.0032 | 9066.0034 | 9066.0036 | 9066.0038 | 9066.004
| Netherlands | EU Blue | Counterfactual | Capacity (MW) | Storage | Storage | Battery | 194 | 204.5 | 215 | 637 | 1059 | 1481 | 1903 | 2325 | 2325 | 2325 | 2325 | 2325 | 2325 | 2434.5 | 2543.5 | 2653 | 2762 | 2871 | 2871 | 2871 | 2871.5 | 2871.5 | 2871.5 | 3015.5 | 3159.5 | 3303.5 | 3447.5 | 3591.5
| Netherlands | EU Blue | Counterfactual | Capacity (MW) | Renewable | Biomass | Biomass | 1059 | 1059 | 1059 | 1059 | 1059 | 1059 | 1059 | 1059 | 1059 | 1059 | 1059 | 1059 | 1059 | 1059 | 1059 | 1059 | 1059 | 1059 | 1059 | 1059 | 1059 | 1059 | 1059 | 1059 | 1059 | 1059 | 1059 | 1059
| Netherlands | EU Blue | Counterfactual | Capacity (MW) | Low Carbon | CCS | Biomass CCS | 0 | 0 | 0 | 0 | 0 | 0 | 0 | 0 | 48 | 96 | 144 | 192 | 240 | 348 | 456 | 564 | 672 | 780 | 936 | 1092 | 1248 | 1404 | 1560 | 1560 | 1560 | 1560 | 1560 | 1560
| Netherlands | EU Blue | Counterfactual | Capacity (MW) | Thermal | Coal | Coal | 3450 | 3450 | 3450 | 3450 | 3450 | 3450 | 3450 | 0 | 0 | 0 | 0 | 0 | 0 | 0 | 0 | 0 | 0 | 0 | 0 | 0 | 0 | 0 | 0 | 0 | 0 | 0 | 0 | 0
| Netherlands | EU Blue | Counterfactual | Capacity (MW) | Thermal | Gas | Fossil Gas | 15686 | 15686 | 15390 | 15130 | 15186 | 14986 | 15186 | 15386 | 12922 | 12872 | 12802 | 12012 | 12012 | 11562 | 11162 | 10762 | 9442 | 9042 | 7820 | 7402 | 6967 | 6967 | 6967 | 3850 | 3850 | 3850 | 3850 | 3850
| Netherlands | EU Blue | Counterfactual | Capacity (MW) | Low Carbon | Low Carbon | GT Hydrogen | 0 | 0 | 0 | 0 | 0 | 0 | 0 | 0 | 976 | 1952 | 2928 | 3904 | 4880 | 4880 | 4880 | 4880 | 4880 | 4880 | 5312 | 5745 | 6177 | 6609 | 7041 | 7041 | 7041 | 7041 | 7041 | 7041
| Netherlands | EU Blue | Counterfactual | Capacity (MW) | Low Carbon | Nuclear | Nuclear | 485 | 485 | 485 | 485 | 485 | 485 | 485 | 485 | 485 | 485 | 485 | 485 | 485 | 485 | 485 | 0 | 0 | 0 | 0 | 0 | 0 | 0 | 0 | 0 | 0 | 0 | 0 | 0
| Netherlands | EU Blue | Counterfactual | Capacity (MW) | Renewable | Solar | Solar PV | 16250.01 | 18654.04 | 21759.44 | 23024.3046 | 24289.1692 | 25554.0338 | 26818.8984 | 28083.763 | 28229.8644 | 28375.9658 | 28522.0672 | 28668.1686 | 28814.27 | 28960.371 | 29106.472 | 29252.573 | 29398.674 | 29544.775 | 29649.7826 | 29754.7902 | 29859.7978 | 29964.8054 | 30069.813 | 30174.8132 | 30279.8134 | 30384.8136 | 30489.8138 | 30594.814
| Netherlands | EU Blue | Counterfactual | Capacity (MW) | Renewable | Waste | Waste | 780 | 780 | 780 | 780 | 780 | 780 | 780 | 0 | 0 | 0 | 0 | 0 | 0 | 0 | 0 | 0 | 0 | 0 | 0 | 0 | 0 | 0 | 0 | 0 | 0 | 0 | 0 | 0
| Netherlands | EU Blue | Counterfactual | Capacity (MW) | Renewable | Offshore Wind | Wind Offshore | 3960 | 4710 | 5460 | 7763.8002 | 10067.6004 | 12371.4006 | 14675.2008 | 16979.001 | 20547.001 | 24115.001 | 27683.001 | 31251.001 | 34819.001 | 35177.201 | 35535.401 | 35893.601 | 36251.801 | 36610.001 | 36986.0012 | 37362.0014 | 37738.0016 | 38114.0018 | 38490.002 | 38884.0022 | 39278.0024 | 39672.0026 | 40066.0028 | 40460.003
| Netherlands | EU Blue | Counterfactual | Capacity (MW) | Renewable | Onshore Wind | Wind Onshore | 5750 | 6100 | 6350 | 6639 | 6928 | 7217 | 7506 | 7795 | 7795.2024 | 7795.4048 | 7795.6072 | 7795.8096 | 7796.012 | 7796.0102 | 7796.0084 | 7796.0066 | 7796.0048 | 7796.003 | 7796.0034 | 7796.0038 | 7796.0042 | 7796.0046 | 7796.005 | 7796.0052 | 7796.0054 | 7796.0056 | 7796.0058 | 7796.006
| Netherlands | EU Green | Electric Engagement | Demand (TWh) | Demand | Demand | Demand Total (TWh) | 122.86 | 126.2 | 128.68 | 140.28 | 148.08 | 156.42 | 164.22 | 177.05 | 185.12 | 193.72 | 202.8 | 211.75 | 220.33 | 229.73 | 237.77 | 245.87 | 254.48 | 263.73 | 269.49 | 271.41 | 271.87 | 275.98 | 281.17 | 284.9 | 293.48 | 298.96 | 304.2 | 312.04
| Netherlands | EU Blue | Counterfactual | Demand (TWh) | Demand | Demand | Demand Total (TWh) | 123.36 | 126.95 | 132.97 | 141.73 | 150.66 | 159.87 | 166.67 | 180.39 | 189.82 | 197 | 203.77 | 211.05 | 241.59 | 245.56 | 248.06 | 251.21 | 254.23 | 258.82 | 260.73 | 263.28 | 265.84 | 268.97 | 270.67 | 276.51 | 282.33 | 288.98 | 294.19 | 299.98
| Norway | EU Green | Electric Engagement | Capacity (MW) | Storage | Storage | Battery | 243.5 | 329 | 394.5 | 410.5 | 426 | 442 | 458 | 474 | 474 | 474 | 474 | 474 | 474 | 474 | 474 | 474 | 474 | 474 | 474 | 474 | 474 | 474 | 474 | 474 | 474 | 474 | 474 | 474
| Norway | EU Green | Electric Engagement | Capacity (MW) | Renewable | Biomass | Biomass | 90 | 90 | 90 | 90 | 90 | 90 | 90 | 90 | 90 | 90 | 90 | 90 | 90 | 90 | 90 | 90 | 90 | 90 | 90 | 90 | 90 | 90 | 90 | 90 | 90 | 90 | 90 | 90
| Norway | EU Green | Electric Engagement | Capacity (MW) | Low Carbon | CCS | Biomass CCS | 0 | 0 | 0 | 0 | 0 | 0 | 0 | 0 | 0 | 0 | 0 | 0 | 0 | 84 | 168 | 252 | 336 | 420 | 564 | 708 | 852 | 996 | 1140 | 1368 | 1596 | 1824 | 2052 | 2280
| Norway | EU Green | Electric Engagement | Capacity (MW) | Low Carbon | Low Carbon | GT Hydrogen | 0 | 0 | 0 | 0 | 0 | 0 | 0 | 0 | 44 | 87 | 131 | 175 | 219 | 219 | 219 | 219 | 219 | 219 | 219 | 219 | 219 | 219 | 219 | 219 | 219 | 219 | 219 | 219
| Norway | EU Green | Electric Engagement | Capacity (MW) | Renewable | Hydro | Run-of-river Hydro | 34456 | 35552 | 36648 | 36648 | 36648 | 36648 | 36648 | 36648 | 37046 | 37046 | 37046 | 37046 | 37046 | 37046 | 37046 | 37046 | 37046 | 37046 | 37046 | 37046 | 37046 | 37046 | 37046 | 37046 | 37046 | 37046 | 37046 | 37046
| Norway | EU Green | Electric Engagement | Capacity (MW) | Renewable | Solar | Solar PV | 578.11 | 629.65 | 682.79 | 1066.7902 | 1450.7904 | 1834.7906 | 2218.7908 | 2602.791 | 2634.7916 | 2666.7922 | 2698.7928 | 2730.7934 | 2762.794 | 2794.7946 | 2826.7952 | 2858.7958 | 2890.7964 | 2922.797 | 2988.7992 | 3054.8014 | 3120.8036 | 3186.8058 | 3252.808 | 3392.8094 | 3532.8108 | 3672.8122 | 3812.8136 | 3952.815
| Norway | EU Green | Electric Engagement | Capacity (MW) | Renewable | Offshore Wind | Wind Offshore | 0 | 0 | 0 | 822 | 1644 | 2466 | 3288 | 4110 | 4749.287 | 5388.574 | 6027.861 | 6667.148 | 7306.435 | 8108.4346 | 8910.4342 | 9712.4338 | 10514.4334 | 11316.433 | 11865.4258 | 12414.4186 | 12963.4114 | 13512.4042 | 14061.397 | 14147.259 | 14233.121 | 14318.983 | 14404.845 | 14490.707
| Norway | EU Green | Electric Engagement | Capacity (MW) | Renewable | Onshore Wind | Wind Onshore | 5231.9 | 5630.21 | 5870.21 | 6318.063 | 6765.916 | 7213.769 | 7661.622 | 8109.475 | 8227.4738 | 8345.4726 | 8463.4714 | 8581.4702 | 8699.469 | 8819.47 | 8939.471 | 9059.472 | 9179.473 | 9299.474 | 9683.4732 | 10067.4724 | 10451.4716 | 10835.4708 | 11219.47 | 11341.4686 | 11463.4672 | 11585.4658 | 11707.4644 | 11829.463
| Norway | EU Blue | Counterfactual | Capacity (MW) | Storage | Storage | Battery | 243.5 | 329 | 394.5 | 410.5 | 426.5 | 442 | 458 | 474 | 490 | 506 | 522 | 538 | 554 | 554 | 554 | 554 | 554 | 554 | 554 | 554 | 554 | 554 | 554 | 554 | 554 | 554 | 554 | 554
| Norway | EU Blue | Counterfactual | Capacity (MW) | Renewable | Biomass | Biomass | 90 | 90 | 90 | 90 | 90 | 90 | 90 | 90 | 90 | 90 | 90 | 90 | 90 | 90 | 90 | 90 | 90 | 90 | 90 | 90 | 90 | 90 | 90 | 90 | 90 | 90 | 90 | 90
| Norway | EU Blue | Counterfactual | Capacity (MW) | Low Carbon | CCS | Biomass CCS | 0 | 0 | 0 | 0 | 0 | 0 | 0 | 0 | 60 | 120 | 180 | 240 | 300 | 408 | 516 | 624 | 732 | 840 | 840 | 840 | 840 | 840 | 840 | 840 | 840 | 840 | 840 | 840
| Norway | EU Blue | Counterfactual | Capacity (MW) | Renewable | Hydro | Run-of-river Hydro | 34456 | 35552 | 36648 | 36648 | 36648 | 36648 | 36648 | 36648 | 37046 | 37046 | 37046 | 37046 | 37046 | 37046 | 37046 | 37046 | 37046 | 37046 | 37046 | 37046 | 37046 | 37046 | 37046 | 37046 | 37046 | 37046 | 37046 | 37046
| Norway | EU Blue | Counterfactual | Capacity (MW) | Renewable | Solar | Solar PV | 578.11 | 629.65 | 682.79 | 1058.7904 | 1434.7908 | 1810.7912 | 2186.7916 | 2562.792 | 2660.7964 | 2758.8008 | 2856.8052 | 2954.8096 | 3052.814 | 3074.8152 | 3096.8164 | 3118.8176 | 3140.8188 | 3162.82 | 3178.8216 | 3194.8232 | 3210.8248 | 3226.8264 | 3242.828 | 3258.8294 | 3274.8308 | 3290.8322 | 3306.8336 | 3322.835
| Norway | EU Blue | Counterfactual | Capacity (MW) | Renewable | Offshore Wind | Wind Offshore | 0 | 0 | 0 | 1755.8616 | 3511.7232 | 5267.5848 | 7023.4464 | 8779.308 | 9201.3082 | 9623.3084 | 10045.3086 | 10467.3088 | 10889.309 | 12723.3092 | 14557.3094 | 16391.3096 | 18225.3098 | 20059.31 | 21897.3102 | 23735.3104 | 25573.3106 | 27411.3108 | 29249.311 | 31083.3112 | 32917.3114 | 34751.3116 | 36585.3118 | 38419.312
| Norway | EU Blue | Counterfactual | Capacity (MW) | Renewable | Onshore Wind | Wind Onshore | 5231.9 | 5630.21 | 5870.21 | 5970.0648 | 6069.9196 | 6169.7744 | 6269.6292 | 6369.484 | 6615.2718 | 6861.0596 | 7106.8474 | 7352.6352 | 7598.423 | 7818.1586 | 8037.8942 | 8257.6298 | 8477.3654 | 8697.101 | 9011.5732 | 9326.0454 | 9640.5176 | 9954.9898 | 10269.462 | 10377.4664 | 10485.4708 | 10593.4752 | 10701.4796 | 10809.484
| Norway | EU Green | Electric Engagement | Demand (TWh) | Demand | Demand | Demand Total (TWh) | 141.87 | 144.76 | 147.71 | 153.47 | 157.84 | 162.82 | 167.37 | 172.93 | 174.92 | 177.12 | 178.38 | 181.12 | 183.01 | 186.02 | 187.38 | 188.33 | 190.67 | 194.35 | 193.21 | 194.8 | 195.49 | 196.95 | 198.43 | 198.26 | 199.37 | 201.63 | 201.86 | 202.93
| Norway | EU Blue | Counterfactual | Demand (TWh) | Demand | Demand | Demand Total (TWh) | 141.87 | 144.75 | 147.68 | 151.84 | 155.86 | 160.52 | 164.84 | 170.26 | 172.31 | 174.32 | 175.77 | 178.47 | 186.54 | 189.68 | 191.17 | 192.47 | 194.38 | 203.13 | 202.17 | 204.12 | 204.82 | 206.63 | 219.85 | 219.96 | 221.49 | 225.43 | 225.91 | 247.9
| Poland | EU Green | Electric Engagement | Capacity (MW) | Storage | Storage | Battery | 100.5 | 117 | 123 | 123 | 123 | 123 | 123 | 123 | 123 | 123 | 123 | 123 | 123 | 123 | 123 | 123 | 123 | 123.5 | 123.5 | 123.5 | 123.5 | 123.5 | 123.5 | 219.5 | 315.5 | 411.5 | 508 | 604
| Poland | EU Green | Electric Engagement | Capacity (MW) | Renewable | Biomass | Biomass | 1098.32 | 1316.65 | 1316.65 | 1316.65 | 1316.65 | 1534.98 | 1534.98 | 1534.98 | 1534.98 | 1534.98 | 1534.98 | 1534.98 | 1534.98 | 1534.98 | 1534.98 | 1534.98 | 1534.98 | 1534.98 | 1534.98 | 1534.98 | 1534.98 | 1534.98 | 1534.98 | 1534.98 | 1534.98 | 1534.98 | 1534.98 | 1534.98
| Poland | EU Green | Electric Engagement | Capacity (MW) | Low Carbon | CCS | Biomass CCS | 0 | 0 | 0 | 0 | 0 | 0 | 0 | 0 | 0 | 0 | 0 | 0 | 0 | 0 | 0 | 0 | 0 | 0 | 84 | 168 | 252 | 336 | 420 | 600 | 780 | 960 | 1140 | 1320
| Poland | EU Green | Electric Engagement | Capacity (MW) | Thermal | Coal | Coal | 26447.3 | 23749 | 23398 | 23398 | 23048 | 20711 | 18714 | 16583.8 | 15397.6 | 15158.6 | 14936.6 | 13104.4 | 12607.4 | 10814.4 | 10189.4 | 9799.4 | 9409.4 | 8636.4 | 8636.4 | 8636.4 | 7386.4 | 6489.4 | 6270.4 | 5752.4 | 5162.4 | 4252.4 | 4252.4 | 3238
| Poland | EU Green | Electric Engagement | Capacity (MW) | Thermal | Gas | Fossil Gas | 3635.4 | 5035.4 | 5935.4 | 6585.4 | 7085.4 | 7985.4 | 8235.4 | 8182 | 8182 | 8182 | 8081 | 8075.36 | 7426 | 7426 | 7426 | 7195 | 7195 | 6100 | 6100 | 6100 | 6100 | 6100 | 6100 | 5900 | 5700 | 5500 | 5300 | 5100
| Poland | EU Green | Electric Engagement | Capacity (MW) | Thermal | Other Thermal | Fossil Oil | 358.9 | 358.9 | 358.9 | 358.9 | 358.9 | 358.9 | 358.9 | 0 | 0 | 0 | 0 | 0 | 0 | 0 | 0 | 0 | 0 | 0 | 0 | 0 | 0 | 0 | 0 | 0 | 0 | 0 | 0 | 0
| Poland | EU Green | Electric Engagement | Capacity (MW) | Low Carbon | Low Carbon | GT Hydrogen | 0 | 0 | 0 | 0 | 0 | 0 | 0 | 0 | 1924 | 3848 | 5772 | 7696 | 9620 | 10676 | 11732 | 12788 | 13844 | 14900 | 14900 | 14900 | 14900 | 14900 | 14900 | 14900 | 14900 | 14900 | 14900 | 14900
| Poland | EU Green | Electric Engagement | Capacity (MW) | Low Carbon | Nuclear | Nuclear | 0 | 0 | 0 | 0 | 0 | 0 | 0 | 0 | 0 | 0 | 1600 | 1600 | 1600 | 1600 | 1600 | 1600 | 1600 | 1600 | 1600 | 1600 | 1600 | 1600 | 1600 | 1600 | 1600 | 1600 | 1600 | 1600
| Poland | EU Green | Electric Engagement | Capacity (MW) | Storage | Storage | Pumped Hydro | 1859 | 1859 | 1859 | 1859 | 1859 | 1859 | 1859 | 1859 | 1859 | 1859 | 1859 | 1859 | 1859 | 1859 | 1859 | 1859 | 1859 | 1859 | 1859 | 1859 | 1859 | 1859 | 1859 | 1859 | 1859 | 1859 | 1859 | 1859
| Poland | EU Green | Electric Engagement | Capacity (MW) | Renewable | Hydro | Run-of-river Hydro | 980 | 980 | 980 | 980 | 980 | 980 | 980 | 980 | 980 | 980 | 980 | 980 | 980 | 980 | 980 | 980 | 980 | 980 | 980 | 980 | 980 | 980 | 980 | 980 | 980 | 980 | 980 | 980
| Poland | EU Green | Electric Engagement | Capacity (MW) | Renewable | Solar | Solar PV | 10803 | 11241.99 | 11681 | 13127.4634 | 14573.9268 | 16020.3902 | 17466.8536 | 18913.317 | 19646.5414 | 20379.7658 | 21112.9902 | 21846.2146 | 22579.439 | 23282.6632 | 23985.8874 | 24689.1116 | 25392.3358 | 26095.56 | 26811.6804 | 27527.8008 | 28243.9212 | 28960.0416 | 29676.162 | 30391.6978 | 31107.2336 | 31822.7694 | 32538.3052 | 33253.841
| Poland | EU Green | Electric Engagement | Capacity (MW) | Renewable | Offshore Wind | Wind Offshore | 0 | 0 | 720 | 2225.7692 | 3731.5384 | 5237.3076 | 6743.0768 | 8248.846 | 8787.4814 | 9326.1168 | 9864.7522 | 10403.3876 | 10942.023 | 12332.023 | 13722.023 | 15112.023 | 16502.023 | 17892.023 | 17892.023 | 17892.023 | 17892.023 | 17892.023 | 17892.023 | 17892.023 | 17892.023 | 17892.023 | 17892.023 | 17892.023
| Poland | EU Green | Electric Engagement | Capacity (MW) | Renewable | Onshore Wind | Wind Onshore | 7800 | 8050 | 8425 | 10070.8 | 11716.6 | 13362.4 | 15008.2 | 16654 | 18080 | 19506 | 20932 | 22358 | 23784 | 25120 | 26456 | 27792 | 29128 | 30464 | 31800 | 33136 | 34472 | 35808 | 37144 | 37271.9998 | 37399.9996 | 37527.9994 | 37655.9992 | 37783.999
| Poland | EU Blue | Counterfactual | Capacity (MW) | Storage | Storage | Battery | 100.5 | 117 | 123 | 351 | 579 | 807 | 1035 | 1263 | 1549 | 1835 | 2121 | 2407 | 2693 | 2693 | 2693 | 2693 | 2693 | 2693 | 2693 | 2693 | 2693 | 2693 | 2693 | 2693 | 2693 | 2693 | 2693 | 2693
| Poland | EU Blue | Counterfactual | Capacity (MW) | Renewable | Biomass | Biomass | 1098.32 | 1316.65 | 1316.65 | 1316.65 | 1316.65 | 1534.98 | 1534.98 | 1534.98 | 1534.98 | 1534.98 | 1534.98 | 1534.98 | 1534.98 | 1534.98 | 1534.98 | 1534.98 | 1534.98 | 1534.98 | 1534.98 | 1534.98 | 1534.98 | 1534.98 | 1534.98 | 1534.98 | 1534.98 | 1534.98 | 1534.98 | 1534.98
| Poland | EU Blue | Counterfactual | Capacity (MW) | Low Carbon | CCS | Biomass CCS | 0 | 0 | 0 | 0 | 0 | 0 | 0 | 0 | 0 | 0 | 0 | 0 | 0 | 60 | 120 | 180 | 240 | 300 | 432 | 564 | 696 | 828 | 960 | 1002 | 1050 | 1092 | 1134 | 1176
| Poland | EU Blue | Counterfactual | Capacity (MW) | Thermal | Coal | Coal | 26447.3 | 23749 | 23398 | 23398 | 23048 | 20711 | 18714 | 16583.8 | 15397.6 | 15158.6 | 14936.6 | 13104.4 | 12607.4 | 10814.4 | 10189.4 | 9799.4 | 9409.4 | 8636.4 | 8636.4 | 8636.4 | 7386.4 | 6489.4 | 6270.4 | 5752.4 | 5162.4 | 4252.4 | 4252.4 | 3238
| Poland | EU Blue | Counterfactual | Capacity (MW) | Thermal | Gas | Fossil Gas | 3635.4 | 5035.4 | 5935.4 | 6585.4 | 7085.4 | 7985.4 | 8235.4 | 8182 | 8182 | 8182 | 8081 | 8075.36 | 7893 | 7893 | 7893 | 7893 | 7893 | 7197 | 7197 | 7197 | 7197 | 7197 | 7197 | 6997 | 6797 | 6597 | 6397 | 6197
| Poland | EU Blue | Counterfactual | Capacity (MW) | Thermal | Other Thermal | Fossil Oil | 358.9 | 358.9 | 358.9 | 358.9 | 358.9 | 358.9 | 358.9 | 0 | 0 | 0 | 0 | 0 | 0 | 0 | 0 | 0 | 0 | 0 | 0 | 0 | 0 | 0 | 0 | 0 | 0 | 0 | 0 | 0
| Poland | EU Blue | Counterfactual | Capacity (MW) | Low Carbon | Low Carbon | GT Hydrogen | 0 | 0 | 0 | 0 | 0 | 0 | 0 | 0 | 0 | 0 | 0 | 0 | 0 | 1166 | 2331 | 3497 | 4662 | 5828 | 6475 | 7122 | 7769 | 8416 | 9064 | 9064 | 9064 | 9064 | 9064 | 9064
| Poland | EU Blue | Counterfactual | Capacity (MW) | Low Carbon | Nuclear | Nuclear | 0 | 0 | 0 | 0 | 0 | 0 | 0 | 0 | 0 | 0 | 1600 | 1600 | 1600 | 3200 | 3200 | 4800 | 4800 | 4800 | 6400 | 6400 | 8000 | 8000 | 9600 | 9600 | 9600 | 9600 | 9600 | 9600
| Poland | EU Blue | Counterfactual | Capacity (MW) | Storage | Storage | Pumped Hydro | 1859 | 1859 | 1859 | 1859 | 1859 | 1859 | 1859 | 1859 | 1859 | 1859 | 1859 | 1859 | 1859 | 1859 | 1859 | 1859 | 1859 | 1859 | 1859 | 1859 | 1859 | 1859 | 1859 | 1859 | 1859 | 1859 | 1859 | 1859
| Poland | EU Blue | Counterfactual | Capacity (MW) | Renewable | Hydro | Run-of-river Hydro | 980 | 980 | 980 | 980 | 980 | 980 | 980 | 980 | 980 | 980 | 980 | 980 | 980 | 980 | 980 | 980 | 980 | 980 | 980 | 980 | 980 | 980 | 980 | 980 | 980 | 980 | 980 | 980
| Poland | EU Blue | Counterfactual | Capacity (MW) | Renewable | Solar | Solar PV | 10803 | 11241.99 | 11681 | 12464.1904 | 13247.3808 | 14030.5712 | 14813.7616 | 15596.952 | 15682.1788 | 15767.4056 | 15852.6324 | 15937.8592 | 16023.086 | 16108.3102 | 16193.5344 | 16278.7586 | 16363.9828 | 16449.207 | 16551.3274 | 16653.4478 | 16755.5682 | 16857.6886 | 16959.809 | 17061.3452 | 17162.8814 | 17264.4176 | 17365.9538 | 17467.49
| Poland | EU Blue | Counterfactual | Capacity (MW) | Renewable | Offshore Wind | Wind Offshore | 0 | 0 | 720 | 2688.0004 | 4656.0008 | 6624.0012 | 8592.0016 | 10560.002 | 11079.2116 | 11598.4212 | 12117.6308 | 12636.8404 | 13156.05 | 13156.0516 | 13156.0532 | 13156.0548 | 13156.0564 | 13156.058 | 13312.0582 | 13468.0584 | 13624.0586 | 13780.0588 | 13936.059 | 14098.8476 | 14261.6362 | 14424.4248 | 14587.2134 | 14750.002
| Poland | EU Blue | Counterfactual | Capacity (MW) | Renewable | Onshore Wind | Wind Onshore | 7800 | 8050 | 8425 | 9850.7996 | 11276.5992 | 12702.3988 | 14128.1984 | 15553.998 | 16783.9974 | 18013.9968 | 19243.9962 | 20473.9956 | 21703.995 | 21703.9952 | 21703.9954 | 21703.9956 | 21703.9958 | 21703.996 | 21703.996 | 21703.996 | 21703.996 | 21703.996 | 21703.996 | 21703.997 | 21703.998 | 21703.999 | 21704 | 21704.001
| Poland | EU Green | Electric Engagement | Demand (TWh) | Demand | Demand | Demand Total (TWh) | 178.81 | 181.75 | 183.27 | 188.52 | 192.47 | 196.98 | 201.06 | 206.7 | 211.15 | 214.62 | 217.27 | 220.7 | 224.31 | 230.24 | 234.79 | 239.95 | 244.94 | 250.32 | 254.8 | 259.91 | 264.68 | 269.91 | 273.31 | 275.01 | 276.4 | 278.53 | 279.06 | 280.41
| Poland | EU Blue | Counterfactual | Demand (TWh) | Demand | Demand | Demand Total (TWh) | 178.81 | 181.75 | 184.96 | 187.31 | 189.74 | 192.58 | 194.79 | 197.6 | 199.09 | 201.19 | 202.4 | 204.31 | 206.37 | 209.39 | 211.28 | 213.91 | 216.65 | 220.01 | 223.09 | 226.72 | 230.17 | 234.13 | 236.73 | 238.61 | 240.3 | 242.61 | 243.63 | 245.13
| Portugal | EU Green | Electric Engagement | Capacity (MW) | Storage | Storage | Battery | 81 | 151 | 221.5 | 222 | 222 | 222 | 222 | 522 | 572 | 622 | 672 | 722 | 772 | 932.5 | 993 | 1053.5 | 1114 | 1174.5 | 1324.5 | 1474.5 | 1624.5 | 1774.5 | 1924.5 | 2156.5 | 2238.5 | 2320.5 | 2402.5 | 2485
| Portugal | EU Green | Electric Engagement | Capacity (MW) | Renewable | Biomass | Biomass | 700 | 700 | 700 | 700 | 700 | 700 | 700 | 700 | 700 | 700 | 700 | 700 | 700 | 700 | 700 | 700 | 700 | 700 | 700 | 700 | 700 | 700 | 700 | 700 | 700 | 700 | 700 | 700
| Portugal | EU Green | Electric Engagement | Capacity (MW) | Low Carbon | CCS | Biomass CCS | 0 | 0 | 0 | 0 | 0 | 0 | 0 | 0 | 0 | 0 | 0 | 0 | 0 | 0 | 0 | 0 | 0 | 0 | 24 | 48 | 72 | 96 | 120 | 192 | 264 | 336 | 408 | 480
| Portugal | EU Green | Electric Engagement | Capacity (MW) | Thermal | Gas | Fossil Gas | 4016 | 4016 | 4016 | 4016 | 4016 | 4016 | 4016 | 4016 | 4016 | 4016 | 4016 | 4016 | 4016 | 4016 | 4016 | 4016 | 4016 | 4016 | 2604.9 | 2584 | 2584 | 2584 | 2584 | 392 | 392 | 392 | 392 | 392
| Portugal | EU Green | Electric Engagement | Capacity (MW) | Low Carbon | Low Carbon | GT Hydrogen | 0 | 0 | 0 | 0 | 0 | 0 | 0 | 300 | 348 | 397 | 445 | 493 | 741 | 1241 | 1441 | 1641 | 1841 | 2041 | 3041 | 3241 | 4241 | 4341 | 4541 | 5593 | 5945 | 6297 | 6649 | 7001
| Portugal | EU Green | Electric Engagement | Capacity (MW) | Storage | Storage | Pumped Hydro | 3621 | 3921 | 3921 | 3921 | 3921 | 3921 | 3921 | 3921 | 3921 | 3921 | 3921 | 3921 | 3921 | 3921 | 3921 | 3921 | 3921 | 3921 | 3921 | 3921 | 3921 | 3921 | 3921 | 3921 | 3921 | 3921 | 3921 | 3921
| Portugal | EU Green | Electric Engagement | Capacity (MW) | Renewable | Hydro | Run-of-river Hydro | 4413.3999 | 4434.1001 | 4454.7998 | 4475.5 | 4496.2002 | 4516.8999 | 4537.6001 | 4558.6001 | 4558.6001 | 4558.6001 | 4558.6001 | 4558.6001 | 4558.6001 | 4558.6001 | 4558.6001 | 4558.6001 | 4558.6001 | 4558.6001 | 4558.6001 | 4558.6001 | 4558.6001 | 4558.6001 | 4558.6001 | 4558.6001 | 4558.6001 | 4558.6001 | 4558.6001 | 4558.6001
| Portugal | EU Green | Electric Engagement | Capacity (MW) | Renewable | Solar | Solar PV | 3567.35 | 4621.2 | 5749.14 | 7440.6 | 9132.06 | 10823.52 | 12514.98 | 14206.44 | 14932.0662 | 15657.6924 | 16383.3186 | 17108.9448 | 17834.571 | 18582.1972 | 19329.8234 | 20077.4496 | 20825.0758 | 21572.702 | 22320.3302 | 23067.9584 | 23815.5866 | 24563.2148 | 25310.843 | 25879.3602 | 26447.8774 | 27016.3946 | 27584.9118 | 28153.429
| Portugal | EU Green | Electric Engagement | Capacity (MW) | Renewable | Offshore Wind | Wind Offshore | 43 | 52 | 61 | 198.8 | 336.6 | 474.4 | 612.2 | 750 | 920.1184 | 1090.2368 | 1260.3552 | 1430.4736 | 1600.592 | 1702.592 | 1804.592 | 1906.592 | 2008.592 | 2110.592 | 2414.5918 | 2718.5916 | 3022.5914 | 3326.5912 | 3630.591 | 3934.5914 | 4238.5918 | 4542.5922 | 4846.5926 | 5150.593
| Portugal | EU Green | Electric Engagement | Capacity (MW) | Renewable | Onshore Wind | Wind Onshore | 6283 | 6606 | 6970.34 | 7626.472 | 8282.604 | 8938.736 | 9594.868 | 10251 | 10843 | 11435 | 12027 | 12619 | 13211 | 13752.9998 | 14294.9996 | 14836.9994 | 15378.9992 | 15920.999 | 16462.999 | 17004.999 | 17546.999 | 18088.999 | 18630.999 | 19172.9986 | 19714.9982 | 20256.9978 | 20798.9974 | 21340.997
| Portugal | EU Blue | Counterfactual | Capacity (MW) | Storage | Storage | Battery | 81 | 151 | 221.5 | 222 | 222 | 222 | 222 | 222 | 222 | 222 | 222 | 222 | 222 | 622 | 622 | 622 | 622 | 622.5 | 822.5 | 1022.5 | 1222.5 | 1422.5 | 1622.5 | 1889.5 | 1956.5 | 2023.5 | 2090.5 | 2157.5
| Portugal | EU Blue | Counterfactual | Capacity (MW) | Renewable | Biomass | Biomass | 700 | 700 | 700 | 700 | 700 | 700 | 700 | 700 | 700 | 700 | 700 | 700 | 700 | 700 | 700 | 700 | 700 | 700 | 700 | 700 | 700 | 700 | 700 | 700 | 700 | 700 | 700 | 700
| Portugal | EU Blue | Counterfactual | Capacity (MW) | Low Carbon | CCS | Biomass CCS | 0 | 0 | 0 | 0 | 0 | 0 | 0 | 0 | 0 | 0 | 0 | 0 | 0 | 24 | 48 | 72 | 96 | 120 | 168 | 216 | 264 | 312 | 360 | 360 | 360 | 360 | 360 | 360
| Portugal | EU Blue | Counterfactual | Capacity (MW) | Thermal | Gas | Fossil Gas | 4016 | 4016 | 4016 | 4016 | 4016 | 4016 | 4016 | 4016 | 4016 | 4016 | 4016 | 4016 | 4016 | 4016 | 4016 | 4016 | 4016 | 4016 | 2604.9 | 2584 | 2584 | 2584 | 2584 | 392 | 392 | 392 | 392 | 392
| Portugal | EU Blue | Counterfactual | Capacity (MW) | Low Carbon | Low Carbon | GT Hydrogen | 0 | 0 | 0 | 0 | 0 | 0 | 0 | 0 | 0 | 0 | 0 | 100 | 200 | 400 | 500 | 600 | 800 | 900 | 1000 | 1200 | 1300 | 1400 | 1600 | 2108 | 2615 | 3223 | 3731 | 4238
| Portugal | EU Blue | Counterfactual | Capacity (MW) | Storage | Storage | Pumped Hydro | 3621 | 3921 | 3921 | 3921 | 3921 | 3921 | 3921 | 3921 | 3921 | 3921 | 3921 | 3921 | 3921 | 3921 | 3921 | 3921 | 3921 | 3921 | 3921 | 3921 | 3921 | 3921 | 3921 | 3921 | 3921 | 3921 | 3921 | 3921
| Portugal | EU Blue | Counterfactual | Capacity (MW) | Renewable | Hydro | Run-of-river Hydro | 4413.3999 | 4434.1001 | 4454.7998 | 4475.5 | 4496.2002 | 4516.8999 | 4537.6001 | 4558.6001 | 4558.6001 | 4558.6001 | 4558.6001 | 4558.6001 | 4558.6001 | 4558.6001 | 4558.6001 | 4558.6001 | 4558.6001 | 4558.6001 | 4558.6001 | 4558.6001 | 4558.6001 | 4558.6001 | 4558.6001 | 4558.6001 | 4558.6001 | 4558.6001 | 4558.6001 | 4558.6001
| Portugal | EU Blue | Counterfactual | Capacity (MW) | Renewable | Solar | Solar PV | 3567.35 | 4621.2 | 5749.14 | 7297.2932 | 8845.4464 | 10393.5996 | 11941.7528 | 13489.906 | 14037.533 | 14585.16 | 15132.787 | 15680.414 | 16228.041 | 16423.6698 | 16619.2986 | 16814.9274 | 17010.5562 | 17206.185 | 17673.9 | 18141.615 | 18609.33 | 19077.045 | 19544.76 | 19753.2264 | 19961.6928 | 20170.1592 | 20378.6256 | 20587.092
| Portugal | EU Blue | Counterfactual | Capacity (MW) | Renewable | Offshore Wind | Wind Offshore | 43 | 52 | 61 | 114.8002 | 168.6004 | 222.4006 | 276.2008 | 330.001 | 342.001 | 354.001 | 366.001 | 378.001 | 390.001 | 402.0012 | 414.0014 | 426.0016 | 438.0018 | 450.002 | 462.0022 | 474.0024 | 486.0026 | 498.0028 | 510.003 | 522.0032 | 534.0034 | 546.0036 | 558.0038 | 570.004
| Portugal | EU Blue | Counterfactual | Capacity (MW) | Renewable | Onshore Wind | Wind Onshore | 6283 | 6606 | 6970.34 | 7526.4712 | 8082.6024 | 8638.7336 | 9194.8648 | 9750.996 | 10194.996 | 10638.996 | 11082.996 | 11526.996 | 11970.996 | 12376.9942 | 12782.9924 | 13188.9906 | 13594.9888 | 14000.987 | 14406.9858 | 14812.9846 | 15218.9834 | 15624.9822 | 16030.981 | 16436.98 | 16842.979 | 17248.978 | 17654.977 | 18060.976
| Portugal | EU Green | Electric Engagement | Demand (TWh) | Demand | Demand | Demand Total (TWh) | 49.9 | 50.64 | 51.1 | 53.36 | 55 | 56.98 | 58.89 | 61.19 | 63.6 | 66.18 | 68.31 | 70.69 | 72.97 | 75.16 | 76.84 | 78.64 | 80.35 | 82.24 | 83.67 | 85.38 | 87.15 | 89 | 90.17 | 91.55 | 92.92 | 94.53 | 95.5 | 97.01
| Portugal | EU Blue | Counterfactual | Demand (TWh) | Demand | Demand | Demand Total (TWh) | 50.69 | 51.83 | 53.8 | 54.84 | 56.03 | 57.59 | 58.91 | 60.88 | 63.13 | 65.47 | 67.45 | 69.74 | 71.71 | 73.06 | 73.91 | 74.94 | 75.91 | 77.07 | 78.52 | 80.17 | 81.76 | 83.58 | 84.82 | 88.94 | 93.02 | 97.4 | 101.15 | 105.17
| SEM | EU Green | Electric Engagement | Capacity (MW) | Storage | Storage | Battery | 622.1 | 722.1 | 772.1 | 996.1 | 1220.1 | 1443.6 | 1667.6 | 1891.6 | 1951.6 | 2011.6 | 2071.6 | 2131.6 | 2191.6 | 2851.6 | 3061.6 | 3121.6 | 3181.6 | 3241.6 | 3601.6 | 3961.6 | 4021.6 | 4081.6 | 4141.6 | 4221.6 | 4301.6 | 4381.6 | 4461.6 | 4891.6
| SEM | EU Green | Electric Engagement | Capacity (MW) | Low Carbon | CCS | Biomass CCS | 0 | 0 | 0 | 0 | 0 | 0 | 0 | 0 | 0 | 0 | 0 | 0 | 0 | 24 | 48 | 72 | 96 | 120 | 156 | 192 | 228 | 264 | 300 | 372 | 444 | 516 | 588 | 660
| SEM | EU Green | Electric Engagement | Capacity (MW) | Thermal | Coal | Coal | 1397.3 | 855 | 855 | 0 | 0 | 0 | 0 | 0 | 0 | 0 | 0 | 0 | 0 | 0 | 0 | 0 | 0 | 0 | 0 | 0 | 0 | 0 | 0 | 0 | 0 | 0 | 0 | 0
| SEM | EU Green | Electric Engagement | Capacity (MW) | Thermal | Gas | Fossil Gas | 5220.46 | 6321.415 | 7754.6 | 7904.6 | 8054.6 | 8154.6 | 8304.6 | 7722.6 | 7922.6 | 8122.6 | 7929.6 | 8329.6 | 7953.74 | 7791.72 | 7560.6 | 7760.6 | 7960.6 | 7267.621 | 7267.5 | 7267.5 | 7089 | 6739 | 6275 | 5650 | 5450 | 5250 | 5050 | 4850
| SEM | EU Green | Electric Engagement | Capacity (MW) | Thermal | Other Thermal | Fossil Oil | 1324.717 | 692.717 | 692.717 | 692.717 | 692.717 | 692.717 | 692.717 | 692.717 | 515.717 | 565.717 | 511.717 | 457.717 | 557.717 | 607.717 | 657.717 | 707.717 | 757.717 | 691.717 | 691.717 | 741.717 | 741.717 | 741.717 | 734 | 734 | 734 | 734 | 700 | 700
| SEM | EU Green | Electric Engagement | Capacity (MW) | Low Carbon | Low Carbon | GT Hydrogen | 0 | 0 | 0 | 0 | 0 | 0 | 0 | 0 | 0 | 0 | 0 | 0 | 0 | 200 | 300 | 400 | 500 | 600 | 798 | 997 | 1195 | 1393 | 1642 | 1792 | 1942 | 2092 | 2242 | 2392
| SEM | EU Green | Electric Engagement | Capacity (MW) | Storage | Storage | Pumped Hydro | 292 | 292 | 292 | 292 | 292 | 292 | 292 | 292 | 292 | 292 | 292 | 292 | 292 | 292 | 292 | 292 | 292 | 292 | 292 | 292 | 292 | 292 | 292 | 292 | 292 | 292 | 292 | 292
| SEM | EU Green | Electric Engagement | Capacity (MW) | Renewable | Hydro | Run-of-river Hydro | 216 | 216 | 216 | 216 | 216 | 216 | 216 | 216 | 216 | 216 | 216 | 216 | 216 | 216 | 216 | 216 | 216 | 216 | 216 | 216 | 216 | 216 | 216 | 216 | 216 | 216 | 216 | 216
| SEM | EU Green | Electric Engagement | Capacity (MW) | Renewable | Solar | Solar PV | 865.81 | 1333.36 | 2025.64 | 2801.64 | 3577.64 | 4353.64 | 5129.64 | 5905.64 | 5905.64 | 5905.64 | 5905.64 | 5905.64 | 5905.64 | 5905.6402 | 5905.6404 | 5905.6406 | 5905.6408 | 5905.641 | 5905.641 | 5905.641 | 5905.641 | 5905.641 | 5905.641 | 5905.641 | 5905.641 | 5905.641 | 5905.641 | 5905.641
| SEM | EU Green | Electric Engagement | Capacity (MW) | Renewable | Waste | Waste | 102.797 | 102.797 | 102.797 | 102.797 | 102.797 | 102.797 | 102.797 | 102.797 | 102.797 | 102.797 | 102.797 | 102.797 | 102.797 | 102.797 | 102.797 | 102.797 | 102.797 | 102.797 | 102.797 | 102.797 | 102.797 | 102.797 | 102.797 | 102.797 | 85.797 | 85.797 | 85.797 | 85.797
| SEM | EU Green | Electric Engagement | Capacity (MW) | Renewable | Offshore Wind | Wind Offshore | 25 | 25 | 25 | 25 | 486.28 | 793.81 | 968.0622 | 1304 | 1304 | 1304 | 1304 | 1304 | 1304 | 1437.8182 | 1571.6364 | 1705.4546 | 1839.2728 | 1973.091 | 2130.928 | 2288.765 | 2446.602 | 2604.439 | 2762.276 | 2762.276 | 2762.276 | 2762.276 | 2762.276 | 2762.276
| SEM | EU Green | Electric Engagement | Capacity (MW) | Renewable | Onshore Wind | Wind Onshore | 5726.5 | 6079.7 | 6639.78 | 7515.646 | 8391.512 | 9267.378 | 10143.244 | 11019.11 | 11355.2 | 11691.29 | 12027.38 | 12363.47 | 12699.56 | 13025.6894 | 13351.8188 | 13677.9482 | 14004.0776 | 14330.207 | 14656.165 | 14982.123 | 15308.081 | 15634.039 | 15959.997 | 16238.17 | 16516.343 | 16794.516 | 17072.689 | 17350.862
| SEM | EU Blue | Counterfactual | Capacity (MW) | Storage | Storage | Battery | 622.1 | 722.1 | 772.1 | 892.1 | 1012.1 | 1131.6 | 1251.6 | 1371.6 | 1371.6 | 1371.6 | 1371.6 | 1371.6 | 1371.6 | 1813.6 | 1955.6 | 1997.6 | 2039.6 | 2081.6 | 2281.6 | 2631.6 | 2731.6 | 2831.6 | 2931.6 | 3087.6 | 3243.6 | 3399.6 | 3555.6 | 3711.6
| SEM | EU Blue | Counterfactual | Capacity (MW) | Low Carbon | CCS | Biomass CCS | 0 | 0 | 0 | 0 | 0 | 0 | 0 | 0 | 0 | 0 | 0 | 0 | 0 | 24 | 48 | 72 | 96 | 120 | 156 | 192 | 228 | 264 | 300 | 300 | 300 | 300 | 300 | 300
| SEM | EU Blue | Counterfactual | Capacity (MW) | Thermal | Coal | Coal | 1397.3 | 855 | 855 | 0 | 0 | 0 | 0 | 0 | 0 | 0 | 0 | 0 | 0 | 0 | 0 | 0 | 0 | 0 | 0 | 0 | 0 | 0 | 0 | 0 | 0 | 0 | 0 | 0
| SEM | EU Blue | Counterfactual | Capacity (MW) | Thermal | Gas | Fossil Gas | 5220.46 | 6321.415 | 7754.6 | 7904.6 | 8054.6 | 8154.6 | 8304.6 | 7722.6 | 7922.6 | 8122.6 | 7929.6 | 8329.6 | 7953.74 | 7791.72 | 7560.6 | 7760.6 | 7960.6 | 7267.621 | 7267.5 | 7267.5 | 7267.5 | 7267.5 | 6873.1 | 6803.5 | 6803.5 | 6803.5 | 6803.5 | 6803.5
| SEM | EU Blue | Counterfactual | Capacity (MW) | Thermal | Other Thermal | Fossil Oil | 1324.717 | 692.717 | 692.717 | 692.717 | 692.717 | 692.717 | 692.717 | 692.717 | 515.717 | 565.717 | 511.717 | 457.717 | 557.717 | 607.717 | 657.717 | 707.717 | 757.717 | 691.717 | 691.717 | 741.717 | 741.717 | 741.717 | 734 | 734 | 734 | 734 | 700 | 700
| SEM | EU Blue | Counterfactual | Capacity (MW) | Low Carbon | Low Carbon | GT Hydrogen | 0 | 0 | 0 | 0 | 0 | 0 | 0 | 0 | 0 | 0 | 0 | 0 | 0 | 200 | 300 | 400 | 500 | 600 | 700 | 900 | 1000 | 1100 | 1250 | 1400 | 1700 | 2100 | 2400 | 2500
| SEM | EU Blue | Counterfactual | Capacity (MW) | Storage | Storage | Pumped Hydro | 292 | 292 | 292 | 292 | 292 | 292 | 292 | 292 | 292 | 292 | 292 | 292 | 292 | 292 | 292 | 292 | 292 | 292 | 292 | 292 | 292 | 292 | 292 | 292 | 292 | 292 | 292 | 292
| SEM | EU Blue | Counterfactual | Capacity (MW) | Renewable | Hydro | Run-of-river Hydro | 216 | 216 | 216 | 216 | 216 | 216 | 216 | 216 | 216 | 216 | 216 | 216 | 216 | 216 | 216 | 216 | 216 | 216 | 216 | 216 | 216 | 216 | 216 | 216 | 216 | 216 | 216 | 216
| SEM | EU Blue | Counterfactual | Capacity (MW) | Renewable | Solar | Solar PV | 865.81 | 1333.36 | 2025.64 | 2519.6402 | 3013.6404 | 3507.6406 | 4001.6408 | 4495.641 | 4495.641 | 4495.641 | 4495.641 | 4495.641 | 4495.641 | 4495.6412 | 4495.6414 | 4495.6416 | 4495.6418 | 4495.642 | 4495.6424 | 4495.6428 | 4495.6432 | 4495.6436 | 4495.644 | 4495.6442 | 4495.6444 | 4495.6446 | 4495.6448 | 4495.645
| SEM | EU Blue | Counterfactual | Capacity (MW) | Renewable | Waste | Waste | 102.797 | 102.797 | 102.797 | 102.797 | 102.797 | 102.797 | 102.797 | 102.797 | 102.797 | 102.797 | 102.797 | 102.797 | 102.797 | 102.797 | 102.797 | 102.797 | 102.797 | 102.797 | 102.797 | 102.797 | 102.797 | 102.797 | 102.797 | 102.797 | 85.797 | 85.797 | 85.797 | 85.797
| SEM | EU Blue | Counterfactual | Capacity (MW) | Renewable | Offshore Wind | Wind Offshore | 25 | 25 | 25 | 25 | 486.28 | 793.81 | 2299.5944 | 4344 | 4768 | 5192 | 5616 | 6040 | 6464 | 6888.0002 | 7312.0004 | 7736.0006 | 8160.0008 | 8584.001 | 9010.001 | 9436.001 | 9862.001 | 10288.001 | 10714.001 | 11138.001 | 11562.001 | 11986.001 | 12410.001 | 12834.001
| SEM | EU Blue | Counterfactual | Capacity (MW) | Renewable | Onshore Wind | Wind Onshore | 5726.5 | 6079.7 | 6639.78 | 7061.6462 | 7483.5124 | 7905.3786 | 8327.2448 | 8749.111 | 8749.201 | 8749.291 | 8749.381 | 8749.471 | 8749.561 | 8749.691 | 8749.821 | 8749.951 | 8750.081 | 8750.211 | 8750.169 | 8750.127 | 8750.085 | 8750.043 | 8750.001 | 8750.001 | 8750.001 | 8750.001 | 8750.001 | 8750.001
| SEM | EU Green | Electric Engagement | Demand (TWh) | Demand | Demand | Demand Total (TWh) | 43.16 | 44.43 | 45.03 | 47.59 | 48.96 | 50.69 | 52.09 | 53.71 | 56.16 | 58.69 | 60.67 | 62.75 | 63.87 | 65.58 | 66.32 | 67.62 | 68.78 | 69.64 | 70.24 | 70.82 | 71.21 | 72.31 | 72.58 | 72.98 | 73.59 | 74.36 | 75.02 | 75.45
| SEM | EU Blue | Counterfactual | Demand (TWh) | Demand | Demand | Demand Total (TWh) | 43.16 | 44.43 | 45.03 | 46.61 | 48 | 49.7 | 50.9 | 52.17 | 54.65 | 57.3 | 59.22 | 61.33 | 62.46 | 62.95 | 64.28 | 65.47 | 67.23 | 68.13 | 69.3 | 70.18 | 71.27 | 72.34 | 72.74 | 73.85 | 74.71 | 76.76 | 77.78 | 78.4
| Slovenia | EU Green | Electric Engagement | Capacity (MW) | Storage | Storage | Battery | 10 | 13.5 | 17 | 17 | 17 | 17 | 17 | 17 | 93 | 169 | 245 | 321 | 397 | 473 | 549 | 625 | 701 | 777 | 815 | 853 | 891 | 929 | 967 | 1043 | 1119 | 1195 | 1271 | 1347
| Slovenia | EU Green | Electric Engagement | Capacity (MW) | Renewable | Biomass | Biomass | 23 | 23 | 23 | 23 | 23 | 23 | 23 | 23 | 23 | 23 | 23 | 23 | 23 | 23 | 23 | 23 | 23 | 23 | 23 | 23 | 23 | 23 | 23 | 23 | 23 | 23 | 23 | 23
| Slovenia | EU Green | Electric Engagement | Capacity (MW) | Low Carbon | CCS | Biomass CCS | 0 | 0 | 0 | 0 | 0 | 0 | 0 | 0 | 0 | 0 | 0 | 0 | 0 | 0 | 0 | 0 | 0 | 0 | 0 | 0 | 0 | 0 | 0 | 12 | 24 | 36 | 48 | 60
| Slovenia | EU Green | Electric Engagement | Capacity (MW) | Thermal | Coal | Coal | 894 | 894 | 894 | 894 | 894 | 589 | 589 | 539 | 539 | 539 | 539 | 539 | 0 | 0 | 0 | 0 | 0 | 0 | 0 | 0 | 0 | 0 | 0 | 0 | 0 | 0 | 0 | 0
| Slovenia | EU Green | Electric Engagement | Capacity (MW) | Thermal | Gas | Fossil Gas | 586 | 586 | 636 | 686 | 786 | 752 | 802 | 460 | 460 | 460 | 460 | 460 | 460 | 460 | 460 | 460 | 460 | 460 | 460 | 460 | 460 | 460 | 460 | 460 | 460 | 460 | 460 | 460
| Slovenia | EU Green | Electric Engagement | Capacity (MW) | Storage | Storage | Pumped Hydro | 185 | 185 | 185 | 185 | 185 | 185 | 185 | 185 | 185 | 185 | 185 | 185 | 185 | 185 | 185 | 185 | 185 | 185 | 185 | 185 | 185 | 185 | 185 | 185 | 185 | 185 | 185 | 185
| Slovenia | EU Green | Electric Engagement | Capacity (MW) | Renewable | Hydro | Run-of-river Hydro | 1630 | 1630 | 1630 | 1630 | 1630 | 1630 | 1630 | 1630 | 1630 | 1630 | 1630 | 1630 | 1630 | 1630 | 1630 | 1630 | 1630 | 1630 | 1630 | 1630 | 1630 | 1630 | 1630 | 1630 | 1630 | 1630 | 1630 | 1630
| Slovenia | EU Green | Electric Engagement | Capacity (MW) | Low Carbon | Nuclear | Nuclear | 696 | 696 | 696 | 696 | 696 | 696 | 696 | 696 | 696 | 696 | 696 | 696 | 696 | 696 | 696 | 696 | 696 | 696 | 696 | 696 | 696 | 0 | 0 | 0 | 0 | 0 | 0 | 0
| Slovenia | EU Green | Electric Engagement | Capacity (MW) | Renewable | Solar | Solar PV | 699.65 | 829.29 | 999.76 | 1165.449 | 1331.138 | 1496.827 | 1662.516 | 1828.205 | 1914.9286 | 2001.6522 | 2088.3758 | 2175.0994 | 2261.823 | 2423.1032 | 2584.3834 | 2745.6636 | 2906.9438 | 3068.224 | 3229.7938 | 3391.3636 | 3552.9334 | 3714.5032 | 3876.073 | 3886.2316 | 3896.3902 | 3906.5488 | 3916.7074 | 3926.866
| Slovenia | EU Green | Electric Engagement | Capacity (MW) | Renewable | Onshore Wind | Wind Onshore | 46 | 108.75 | 221.76 | 373.648 | 525.536 | 677.424 | 829.312 | 981.2 | 1093.2 | 1205.2 | 1317.2 | 1429.2 | 1541.2 | 1653.2 | 1765.2 | 1877.2 | 1989.2 | 2101.2 | 2285.2 | 2469.2 | 2653.2 | 2837.2 | 3021.2 | 3173.1994 | 3325.1988 | 3477.1982 | 3629.1976 | 3781.197
| Slovenia | EU Blue | Counterfactual | Capacity (MW) | Storage | Storage | Battery | 10 | 13.5 | 17 | 17 | 17 | 17 | 17 | 17 | 45 | 73.5 | 101.5 | 129.5 | 157.5 | 213.5 | 269.5 | 325.5 | 381.5 | 437.5 | 465.5 | 493.5 | 521.5 | 549.5 | 577.5 | 634 | 690.5 | 746.5 | 803 | 859.5
| Slovenia | EU Blue | Counterfactual | Capacity (MW) | Renewable | Biomass | Biomass | 23 | 23 | 23 | 23 | 23 | 23 | 23 | 23 | 23 | 23 | 23 | 23 | 23 | 23 | 23 | 23 | 23 | 23 | 23 | 23 | 23 | 23 | 23 | 23 | 23 | 23 | 23 | 23
| Slovenia | EU Blue | Counterfactual | Capacity (MW) | Low Carbon | CCS | Biomass CCS | 0 | 0 | 0 | 0 | 0 | 0 | 0 | 0 | 0 | 0 | 0 | 0 | 0 | 0 | 0 | 0 | 0 | 0 | 0 | 0 | 0 | 0 | 0 | 6 | 6 | 12 | 12 | 18
| Slovenia | EU Blue | Counterfactual | Capacity (MW) | Thermal | Coal | Coal | 894 | 894 | 894 | 894 | 894 | 589 | 589 | 539 | 539 | 539 | 539 | 539 | 0 | 0 | 0 | 0 | 0 | 0 | 0 | 0 | 0 | 0 | 0 | 0 | 0 | 0 | 0 | 0
| Slovenia | EU Blue | Counterfactual | Capacity (MW) | Thermal | Gas | Fossil Gas | 586 | 586 | 636 | 686 | 786 | 752 | 802 | 460 | 460 | 460 | 460 | 460 | 460 | 460 | 460 | 460 | 460 | 460 | 460 | 460 | 460 | 460 | 460 | 460 | 460 | 460 | 460 | 460
| Slovenia | EU Blue | Counterfactual | Capacity (MW) | Low Carbon | Low Carbon | GT Hydrogen | 0 | 0 | 0 | 0 | 0 | 0 | 0 | 0 | 0 | 0 | 0 | 0 | 0 | 1 | 2 | 2 | 3 | 4 | 5 | 5 | 6 | 6 | 7 | 7 | 7 | 7 | 7 | 7
| Slovenia | EU Blue | Counterfactual | Capacity (MW) | Low Carbon | Nuclear | Nuclear | 696 | 696 | 696 | 696 | 696 | 696 | 696 | 696 | 696 | 696 | 696 | 696 | 696 | 696 | 696 | 696 | 696 | 696 | 696 | 696 | 696 | 0 | 0 | 0 | 0 | 0 | 0 | 0
| Slovenia | EU Blue | Counterfactual | Capacity (MW) | Storage | Storage | Pumped Hydro | 185 | 185 | 185 | 185 | 185 | 185 | 185 | 185 | 185 | 185 | 185 | 185 | 185 | 185 | 185 | 185 | 185 | 185 | 185 | 185 | 185 | 185 | 185 | 185 | 185 | 185 | 185 | 185
| Slovenia | EU Blue | Counterfactual | Capacity (MW) | Renewable | Hydro | Run-of-river Hydro | 1630 | 1630 | 1630 | 1630 | 1630 | 1630 | 1630 | 1630 | 1630 | 1630 | 1630 | 1630 | 1630 | 1630 | 1630 | 1630 | 1630 | 1630 | 1630 | 1630 | 1630 | 1630 | 1630 | 1630 | 1630 | 1630 | 1630 | 1630
| Slovenia | EU Blue | Counterfactual | Capacity (MW) | Renewable | Solar | Solar PV | 699.65 | 829.29 | 999.76 | 1153.4528 | 1307.1456 | 1460.8384 | 1614.5312 | 1768.224 | 1820.9526 | 1873.6812 | 1926.4098 | 1979.1384 | 2031.867 | 2087.1496 | 2142.4322 | 2197.7148 | 2252.9974 | 2308.28 | 2365.85 | 2423.42 | 2480.99 | 2538.56 | 2596.13 | 2652.1056 | 2708.0812 | 2764.0568 | 2820.0324 | 2876.008
| Slovenia | EU Blue | Counterfactual | Capacity (MW) | Renewable | Onshore Wind | Wind Onshore | 46 | 108.75 | 221.76 | 373.648 | 525.536 | 677.424 | 829.312 | 981.2 | 1093.2 | 1205.2 | 1317.2 | 1429.2 | 1541.2 | 1653.1998 | 1765.1996 | 1877.1994 | 1989.1992 | 2101.199 | 2285.1986 | 2469.1982 | 2653.1978 | 2837.1974 | 3021.197 | 3173.1946 | 3325.1922 | 3477.1898 | 3629.1874 | 3781.185
| Slovenia | EU Green | Electric Engagement | Demand (TWh) | Demand | Demand | Demand Total (TWh) | 14.54 | 14.79 | 15.11 | 15.66 | 16.29 | 16.75 | 17.24 | 17.78 | 18.21 | 18.59 | 18.85 | 19.26 | 19.56 | 19.91 | 20.12 | 20.38 | 20.62 | 20.91 | 21.14 | 21.34 | 21.53 | 21.79 | 21.89 | 22.08 | 22.36 | 22.63 | 22.74 | 22.92
| Slovenia | EU Blue | Counterfactual | Demand (TWh) | Demand | Demand | Demand Total (TWh) | 14.54 | 14.79 | 15.11 | 15.31 | 15.71 | 15.94 | 16.19 | 16.59 | 16.79 | 17.05 | 17.22 | 17.54 | 17.77 | 18.09 | 18.29 | 18.55 | 18.8 | 19.11 | 19.38 | 19.61 | 19.82 | 20.11 | 20.25 | 20.46 | 20.77 | 21.06 | 21.2 | 21.41
| Spain | EU Green | Electric Engagement | Capacity (MW) | Storage | Storage | Battery | 175 | 275 | 300 | 300 | 300 | 300 | 300 | 700 | 1350 | 2000 | 2650 | 3300 | 3950 | 1816 | 2432 | 3048 | 3664 | 4280 | 4380 | 4480 | 4580 | 4680 | 4780 | 5396.5 | 6012.5 | 6628.5 | 7245 | 7861
| Spain | EU Green | Electric Engagement | Capacity (MW) | Renewable | Biomass | Biomass | 1100 | 1100 | 1100 | 1100 | 1100 | 1100 | 1100 | 1100 | 1100 | 1100 | 1100 | 1100 | 1100 | 1100 | 1100 | 1100 | 1100 | 1100 | 1100 | 1100 | 1100 | 1100 | 1100 | 1100 | 1100 | 1100 | 1100 | 1100
| Spain | EU Green | Electric Engagement | Capacity (MW) | Low Carbon | CCS | Biomass CCS | 0 | 0 | 0 | 0 | 0 | 0 | 0 | 0 | 0 | 0 | 0 | 0 | 0 | 0 | 0 | 0 | 0 | 0 | 132 | 264 | 396 | 528 | 660 | 936 | 1212 | 1488 | 1764 | 2040
| Spain | EU Green | Electric Engagement | Capacity (MW) | Thermal | Coal | Coal | 611.8 | 611.8 | 0 | 0 | 0 | 0 | 0 | 0 | 0 | 0 | 0 | 0 | 0 | 0 | 0 | 0 | 0 | 0 | 0 | 0 | 0 | 0 | 0 | 0 | 0 | 0 | 0 | 0
| Spain | EU Green | Electric Engagement | Capacity (MW) | Thermal | Gas | Fossil Gas | 29338.6 | 28138.6 | 27338.6 | 25738.6 | 24538.6 | 22523.2 | 20174.583 | 18874.865 | 18703.485 | 18505.912 | 17015.6 | 16272.143 | 13987.216 | 12718.654 | 11711.038 | 11669.516 | 11669.516 | 11669.516 | 11669.516 | 11669.516 | 11582.944 | 11575.416 | 10757.916 | 1681.8 | 1681.8 | 1681.8 | 1681.8 | 1681.8
| Spain | EU Green | Electric Engagement | Capacity (MW) | Thermal | Other Thermal | Fossil Oil | 84 | 84 | 84 | 84 | 84 | 84 | 84 | 0 | 0 | 0 | 0 | 0 | 0 | 0 | 0 | 0 | 0 | 0 | 0 | 0 | 0 | 0 | 0 | 0 | 0 | 0 | 0 | 0
| Spain | EU Green | Electric Engagement | Capacity (MW) | Low Carbon | Low Carbon | GT Hydrogen | 0 | 0 | 0 | 0 | 0 | 0 | 0 | 200 | 1199 | 2198 | 3197 | 4196 | 5195 | 5195 | 5595 | 5995 | 6395 | 6795 | 7195 | 7595 | 7995 | 8395 | 8995 | 9996 | 10396 | 10796 | 11196 | 11196
| Spain | EU Green | Electric Engagement | Capacity (MW) | Low Carbon | Nuclear | Nuclear | 7117.2 | 7117.2 | 7117.2 | 7117.2 | 7117.2 | 6105.9 | 5100.1 | 4104.3 | 2048.7 | 2048.7 | 2048.7 | 2048.7 | 1003.4 | 0 | 0 | 0 | 0 | 0 | 0 | 0 | 0 | 0 | 0 | 0 | 0 | 0 | 0 | 0
| Spain | EU Green | Electric Engagement | Capacity (MW) | Storage | Storage | Pumped Hydro | 5617.6 | 5617.6 | 5617.6 | 5617.6 | 6617.6 | 8617.6 | 8617.6 | 8617.6 | 9217.6 | 9817.6 | 10417.6 | 11017.6 | 11617.6 | 11717.6 | 11917.6 | 12017.6 | 12217.6 | 12317.6 | 12617.6 | 12817.6 | 13017.6 | 13317.6 | 13517.6 | 13517.6 | 13517.6 | 13517.6 | 13517.6 | 13517.6
| Spain | EU Green | Electric Engagement | Capacity (MW) | Renewable | Hydro | Run-of-river Hydro | 14647 | 14647 | 14647 | 14647 | 14647 | 14647 | 14647 | 14647 | 14647 | 14647 | 14647 | 14647 | 14647 | 14647 | 14647 | 14647 | 14647 | 14647 | 14647 | 14647 | 14647 | 14647 | 14647 | 14647 | 14647 | 14647 | 14647 | 14647
| Spain | EU Green | Electric Engagement | Capacity (MW) | Renewable | Solar | Solar PV | 23315.63 | 28570.26 | 33389.8 | 38687.236 | 43984.672 | 49282.108 | 54579.544 | 59876.98 | 63932.2466 | 67987.5132 | 72042.7798 | 76098.0464 | 80153.313 | 84024.5796 | 87895.8462 | 91767.1128 | 95638.3794 | 99509.646 | 103156.6964 | 106803.7468 | 110450.7972 | 114097.8476 | 117744.898 | 119247.1846 | 120749.4712 | 122251.7578 | 123754.0444 | 125256.331
| Spain | EU Green | Electric Engagement | Capacity (MW) | Renewable | Waste | Waste | 149.5 | 149.5 | 149.5 | 149.5 | 149.5 | 149.5 | 149.5 | 0 | 0 | 0 | 0 | 0 | 0 | 0 | 0 | 0 | 0 | 0 | 0 | 0 | 0 | 0 | 0 | 0 | 0 | 0 | 0 | 0
| Spain | EU Green | Electric Engagement | Capacity (MW) | Renewable | Offshore Wind | Wind Offshore | 0 | 0 | 0 | 329.9998 | 659.9996 | 989.9994 | 1319.9992 | 1649.999 | 1855.999 | 2061.999 | 2267.999 | 2473.999 | 2679.999 | 3287.999 | 3895.999 | 4503.999 | 5111.999 | 5719.999 | 6329.9988 | 6939.9986 | 7549.9984 | 8159.9982 | 8769.998 | 9383.3244 | 9996.6508 | 10609.9772 | 11223.3036 | 11836.63
| Spain | EU Green | Electric Engagement | Capacity (MW) | Renewable | Onshore Wind | Wind Onshore | 30300 | 31750 | 33262.63 | 35862.5012 | 38462.3724 | 41062.2436 | 43662.1148 | 46261.986 | 48837.9858 | 51413.9856 | 53989.9854 | 56565.9852 | 59141.985 | 61051.985 | 62961.985 | 64871.985 | 66781.985 | 68691.985 | 70123.9838 | 71555.9826 | 72987.9814 | 74419.9802 | 75851.979 | 77580.8148 | 79309.6506 | 81038.4864 | 82767.3222 | 84496.158
| Spain | EU Blue | Counterfactual | Capacity (MW) | Storage | Storage | Battery | 175 | 275 | 300 | 300 | 300 | 300 | 300 | 700 | 800 | 900 | 1000 | 1100 | 1200 | 1519 | 1838.5 | 2157.5 | 2476.5 | 2795.5 | 2895.5 | 2995.5 | 3095.5 | 3195.5 | 3295.5 | 4159.5 | 5023.5 | 5887.5 | 6751.5 | 7615.5
| Spain | EU Blue | Counterfactual | Capacity (MW) | Renewable | Biomass | Biomass | 1100 | 1100 | 1100 | 1100 | 1100 | 1100 | 1100 | 1100 | 1100 | 1100 | 1100 | 1100 | 1100 | 1100 | 1100 | 1100 | 1100 | 1100 | 1100 | 1100 | 1100 | 1100 | 1100 | 1100 | 1100 | 1100 | 1100 | 1100
| Spain | EU Blue | Counterfactual | Capacity (MW) | Low Carbon | CCS | Biomass CCS | 0 | 0 | 0 | 0 | 0 | 0 | 0 | 0 | 0 | 0 | 0 | 0 | 0 | 96 | 192 | 288 | 384 | 480 | 684 | 888 | 1092 | 1296 | 1500 | 1500 | 1500 | 1500 | 1500 | 1500
| Spain | EU Blue | Counterfactual | Capacity (MW) | Thermal | Coal | Coal | 611.8 | 611.8 | 0 | 0 | 0 | 0 | 0 | 0 | 0 | 0 | 0 | 0 | 0 | 0 | 0 | 0 | 0 | 0 | 0 | 0 | 0 | 0 | 0 | 0 | 0 | 0 | 0 | 0
| Spain | EU Blue | Counterfactual | Capacity (MW) | Thermal | Gas | Fossil Gas | 29338.6 | 28138.6 | 27338.6 | 25738.6 | 24538.6 | 22523.2 | 20174.583 | 18874.865 | 18703.485 | 18505.912 | 17015.6 | 16272.143 | 13987.216 | 12718.654 | 11711.038 | 11669.516 | 11669.516 | 11669.516 | 11669.516 | 11669.516 | 11582.944 | 11575.416 | 11575.416 | 2499.3 | 2499.3 | 2499.3 | 2499.3 | 2499.3
| Spain | EU Blue | Counterfactual | Capacity (MW) | Thermal | Other Thermal | Fossil Oil | 84 | 84 | 84 | 84 | 84 | 84 | 84 | 0 | 0 | 0 | 0 | 0 | 0 | 0 | 0 | 0 | 0 | 0 | 0 | 0 | 0 | 0 | 0 | 0 | 0 | 0 | 0 | 0
| Spain | EU Blue | Counterfactual | Capacity (MW) | Low Carbon | Low Carbon | GT Hydrogen | 0 | 0 | 0 | 0 | 0 | 0 | 0 | 200 | 800 | 1400 | 2000 | 2600 | 3200 | 3200 | 3600 | 4000 | 4400 | 4800 | 5200 | 5600 | 6000 | 6400 | 6800 | 7842 | 8883 | 9925 | 10967 | 12008
| Spain | EU Blue | Counterfactual | Capacity (MW) | Low Carbon | Nuclear | Nuclear | 7117.2 | 7117.2 | 7117.2 | 7117.2 | 7117.2 | 6105.9 | 5100.1 | 4104.3 | 2048.7 | 2048.7 | 2048.7 | 2048.7 | 1003.4 | 0 | 0 | 0 | 0 | 0 | 0 | 0 | 0 | 0 | 0 | 0 | 0 | 0 | 0 | 0
| Spain | EU Blue | Counterfactual | Capacity (MW) | Storage | Storage | Pumped Hydro | 5617.6 | 5617.6 | 5617.6 | 5617.6 | 6617.6 | 8617.6 | 8617.6 | 8617.6 | 9217.6 | 9817.6 | 10417.6 | 11017.6 | 11617.6 | 11717.6 | 11917.6 | 12017.6 | 12217.6 | 12317.6 | 12617.6 | 12817.6 | 13017.6 | 13317.6 | 13517.6 | 13517.6 | 13517.6 | 13517.6 | 13517.6 | 13517.6
| Spain | EU Blue | Counterfactual | Capacity (MW) | Renewable | Hydro | Run-of-river Hydro | 14647 | 14647 | 14647 | 14647 | 14647 | 14647 | 14647 | 14647 | 14647 | 14647 | 14647 | 14647 | 14647 | 14647 | 14647 | 14647 | 14647 | 14647 | 14647 | 14647 | 14647 | 14647 | 14647 | 14647 | 14647 | 14647 | 14647 | 14647
| Spain | EU Blue | Counterfactual | Capacity (MW) | Renewable | Solar | Solar PV | 23315.63 | 28570.26 | 33389.8 | 37757.2372 | 42124.6744 | 46492.1116 | 50859.5488 | 55226.986 | 58374.2504 | 61521.5148 | 64668.7792 | 67816.0436 | 70963.308 | 72973.4126 | 74983.5172 | 76993.6218 | 79003.7264 | 81013.831 | 83878.8772 | 86743.9234 | 89608.9696 | 92474.0158 | 95339.062 | 96639.563 | 97940.064 | 99240.565 | 100541.066 | 101841.567
| Spain | EU Blue | Counterfactual | Capacity (MW) | Renewable | Waste | Waste | 149.5 | 149.5 | 149.5 | 149.5 | 149.5 | 149.5 | 149.5 | 0 | 0 | 0 | 0 | 0 | 0 | 0 | 0 | 0 | 0 | 0 | 0 | 0 | 0 | 0 | 0 | 0 | 0 | 0 | 0 | 0
| Spain | EU Blue | Counterfactual | Capacity (MW) | Renewable | Offshore Wind | Wind Offshore | 0 | 0 | 0 | 336.0002 | 672.0004 | 1008.0006 | 1344.0008 | 1680.001 | 1696.001 | 1712.001 | 1728.001 | 1744.001 | 1760.001 | 1778.001 | 1796.001 | 1814.001 | 1832.001 | 1850.001 | 1866.0012 | 1882.0014 | 1898.0016 | 1914.0018 | 1930.002 | 2074.0626 | 2218.1232 | 2362.1838 | 2506.2444 | 2650.305
| Spain | EU Blue | Counterfactual | Capacity (MW) | Renewable | Onshore Wind | Wind Onshore | 30300 | 31750 | 33262.63 | 34817.1064 | 36371.5828 | 37926.0592 | 39480.5356 | 41035.012 | 42009.0104 | 42983.0088 | 43957.0072 | 44931.0056 | 45905.004 | 46713.0026 | 47521.0012 | 48328.9998 | 49136.9984 | 49944.997 | 50752.9962 | 51560.9954 | 52368.9946 | 53176.9938 | 53984.993 | 55526.9918 | 57068.9906 | 58610.9894 | 60152.9882 | 61694.987
| Spain | EU Green | Electric Engagement | Demand (TWh) | Demand | Demand | Demand Total (TWh) | 253.9 | 258.22 | 259.99 | 267.48 | 272.78 | 279.09 | 284.1 | 291.53 | 300.23 | 311.06 | 320.97 | 332.29 | 342.98 | 355.45 | 365.3 | 375.56 | 384.97 | 395.33 | 402.07 | 409.17 | 419 | 427.57 | 432.8 | 439.68 | 446.56 | 454.33 | 458.76 | 467.07
| Spain | EU Blue | Counterfactual | Demand (TWh) | Demand | Demand | Demand Total (TWh) | 254.98 | 259.84 | 265.44 | 268.72 | 272.15 | 276.73 | 280.01 | 286.63 | 291.87 | 294.92 | 296.3 | 298.76 | 301.24 | 310.23 | 317.08 | 324.68 | 331.93 | 339.85 | 349.36 | 359.48 | 369.47 | 380.59 | 389.32 | 399.24 | 409.28 | 420.83 | 429.72 | 439.69
| Sweden | EU Green | Electric Engagement | Capacity (MW) | Storage | Storage | Battery | 251.5 | 350 | 425 | 594 | 762 | 930 | 1098 | 1266 | 1266 | 1266 | 1266 | 1266 | 1266 | 1266 | 1266 | 1266 | 1266 | 1266 | 1266 | 1266 | 1266 | 1266 | 1266 | 1266 | 1266 | 1266 | 1266 | 1266
| Sweden | EU Green | Electric Engagement | Capacity (MW) | Renewable | Biomass | Biomass | 2020 | 2020 | 2120 | 2120 | 2220 | 2220 | 2220 | 2220 | 2220 | 2220 | 2220 | 2220 | 2220 | 2220 | 2220 | 2220 | 2220 | 2220 | 2220 | 2220 | 2220 | 2220 | 2220 | 2220 | 2220 | 2220 | 2220 | 2220
| Sweden | EU Green | Electric Engagement | Capacity (MW) | Low Carbon | CCS | Biomass CCS | 0 | 0 | 0 | 0 | 0 | 0 | 0 | 0 | 0 | 0 | 0 | 0 | 0 | 84 | 168 | 252 | 336 | 420 | 576 | 732 | 888 | 1044 | 1200 | 1356 | 1512 | 1668 | 1824 | 1980
| Sweden | EU Green | Electric Engagement | Capacity (MW) | Thermal | Gas | Fossil Gas | 260 | 260 | 260 | 260 | 260 | 260 | 260 | 0 | 0 | 0 | 0 | 0 | 0 | 0 | 0 | 0 | 0 | 0 | 0 | 0 | 0 | 0 | 0 | 0 | 0 | 0 | 0 | 0
| Sweden | EU Green | Electric Engagement | Capacity (MW) | Low Carbon | Low Carbon | GT Hydrogen | 0 | 0 | 0 | 0 | 0 | 0 | 0 | 0 | 1222 | 2444 | 3666 | 4888 | 6110 | 6110 | 6110 | 6110 | 6110 | 6110 | 6110 | 6110 | 6110 | 6110 | 6110 | 6110 | 6110 | 6110 | 6110 | 6110
| Sweden | EU Green | Electric Engagement | Capacity (MW) | Renewable | Hydro | Run-of-river Hydro | 16629 | 16629 | 16629 | 16629 | 16629 | 16629 | 16629 | 16629 | 16629 | 16629 | 16629 | 16629 | 16629 | 16629 | 16629 | 16629 | 16629 | 16629 | 16629 | 16629 | 16629 | 16629 | 16629 | 16629 | 16629 | 16629 | 16629 | 16629
| Sweden | EU Green | Electric Engagement | Capacity (MW) | Low Carbon | Nuclear | Nuclear | 6881 | 6881 | 6881 | 6881 | 6881 | 6881 | 6881 | 6881 | 6881 | 6881 | 6881 | 6881 | 6881 | 6881 | 6881 | 6881 | 6881 | 6881 | 5893 | 5893 | 3712 | 3712 | 2572 | 1400 | 0 | 0 | 0 | 0
| Sweden | EU Green | Electric Engagement | Capacity (MW) | Renewable | Solar | Solar PV | 1772.3 | 1886.78 | 2001.21 | 2567.0062 | 3132.8024 | 3698.5986 | 4264.3948 | 4830.191 | 4865.8072 | 4901.4234 | 4937.0396 | 4972.6558 | 5008.272 | 5047.4134 | 5086.5548 | 5125.6962 | 5164.8376 | 5203.979 | 5551.87 | 5899.761 | 6247.652 | 6595.543 | 6943.434 | 6987.9162 | 7032.3984 | 7076.8806 | 7121.3628 | 7165.845
| Sweden | EU Green | Electric Engagement | Capacity (MW) | Renewable | Waste | Waste | 120 | 120 | 120 | 120 | 120 | 120 | 120 | 0 | 0 | 0 | 0 | 0 | 0 | 0 | 0 | 0 | 0 | 0 | 0 | 0 | 0 | 0 | 0 | 0 | 0 | 0 | 0 | 0
| Sweden | EU Green | Electric Engagement | Capacity (MW) | Renewable | Offshore Wind | Wind Offshore | 218.5 | 218.5 | 218.5 | 494.5 | 770.5 | 1046.5 | 1322.5 | 1598.5 | 1924.4998 | 2250.4996 | 2576.4994 | 2902.4992 | 3228.499 | 3836.499 | 4444.499 | 5052.499 | 5660.499 | 6268.499 | 6694.6368 | 7120.7746 | 7546.9124 | 7973.0502 | 8399.188 | 8399.1888 | 8399.1896 | 8399.1904 | 8399.1912 | 8399.192
| Sweden | EU Green | Electric Engagement | Capacity (MW) | Renewable | Onshore Wind | Wind Onshore | 15190 | 16021 | 17059.66 | 18483.528 | 19907.396 | 21331.264 | 22755.132 | 24179 | 25401 | 26623 | 27845 | 29067 | 30289 | 31229 | 32169 | 33109 | 34049 | 34989 | 36079 | 37169 | 38259 | 39349 | 40439 | 41528.9994 | 42618.9988 | 43708.9982 | 44798.9976 | 45888.997
| Sweden | EU Blue | Counterfactual | Capacity (MW) | Storage | Storage | Battery | 251.5 | 350 | 425 | 582.5 | 739 | 895.5 | 1052.5 | 1209 | 1355 | 1501 | 1647 | 1793 | 1939 | 1939 | 1939 | 1939 | 1939 | 1939 | 1939 | 1939 | 1939 | 1939 | 1939 | 1939 | 1939 | 1939 | 1939 | 1939
| Sweden | EU Blue | Counterfactual | Capacity (MW) | Renewable | Biomass | Biomass | 2020 | 2020 | 2120 | 2120 | 2220 | 2220 | 2220 | 2220 | 2220 | 2220 | 2220 | 2220 | 2220 | 2220 | 2220 | 2220 | 2220 | 2220 | 2220 | 2220 | 2220 | 2220 | 2220 | 2220 | 2220 | 2220 | 2220 | 2220
| Sweden | EU Blue | Counterfactual | Capacity (MW) | Low Carbon | CCS | Biomass CCS | 0 | 0 | 0 | 0 | 0 | 0 | 0 | 0 | 0 | 0 | 0 | 0 | 0 | 0 | 0 | 0 | 0 | 0 | 72 | 144 | 216 | 288 | 360 | 360 | 360 | 360 | 360 | 360
| Sweden | EU Blue | Counterfactual | Capacity (MW) | Thermal | Gas | Fossil Gas | 260 | 260 | 260 | 260 | 260 | 260 | 260 | 0 | 0 | 0 | 0 | 0 | 0 | 0 | 0 | 0 | 0 | 0 | 0 | 0 | 0 | 0 | 0 | 0 | 0 | 0 | 0 | 0
| Sweden | EU Blue | Counterfactual | Capacity (MW) | Low Carbon | Low Carbon | GT Hydrogen | 0 | 0 | 0 | 0 | 0 | 0 | 0 | 0 | 0 | 0 | 0 | 0 | 0 | 368 | 736 | 1103 | 1471 | 1839 | 1839 | 1839 | 1839 | 1839 | 1839 | 1876 | 1914 | 1951 | 1988 | 2025
| Sweden | EU Blue | Counterfactual | Capacity (MW) | Low Carbon | Nuclear | Nuclear | 6881 | 6881 | 6881 | 6881 | 6881 | 6881 | 6881 | 6881 | 6881 | 6881 | 6881 | 6881 | 6881 | 6881 | 6881 | 6881 | 6881 | 6881 | 5893 | 5893 | 3712 | 3712 | 2572 | 1400 | 0 | 0 | 0 | 0
| Sweden | EU Blue | Counterfactual | Capacity (MW) | Renewable | Hydro | Run-of-river Hydro | 16629 | 16629 | 16629 | 16629 | 16629 | 16629 | 16629 | 16629 | 16629 | 16629 | 16629 | 16629 | 16629 | 16629 | 16629 | 16629 | 16629 | 16629 | 16629 | 16629 | 16629 | 16629 | 16629 | 16629 | 16629 | 16629 | 16629 | 16629
| Sweden | EU Blue | Counterfactual | Capacity (MW) | Renewable | Solar | Solar PV | 1772.3 | 1886.78 | 2001.21 | 2566.9766 | 3132.7432 | 3698.5098 | 4264.2764 | 4830.043 | 5257.7262 | 5685.4094 | 6113.0926 | 6540.7758 | 6968.459 | 7003.6142 | 7038.7694 | 7073.9246 | 7109.0798 | 7144.235 | 7188.1234 | 7232.0118 | 7275.9002 | 7319.7886 | 7363.677 | 7408.16 | 7452.643 | 7497.126 | 7541.609 | 7586.092
| Sweden | EU Blue | Counterfactual | Capacity (MW) | Renewable | Waste | Waste | 120 | 120 | 120 | 120 | 120 | 120 | 120 | 0 | 0 | 0 | 0 | 0 | 0 | 0 | 0 | 0 | 0 | 0 | 0 | 0 | 0 | 0 | 0 | 0 | 0 | 0 | 0 | 0
| Sweden | EU Blue | Counterfactual | Capacity (MW) | Renewable | Offshore Wind | Wind Offshore | 218.5 | 218.5 | 218.5 | 494.5002 | 770.5004 | 1046.5006 | 1322.5008 | 1598.501 | 2194.4772 | 2790.4534 | 3386.4296 | 3982.4058 | 4578.382 | 5330.4058 | 6082.4296 | 6834.4534 | 7586.4772 | 8338.501 | 9104.501 | 9870.501 | 10636.501 | 11402.501 | 12168.501 | 12424.5012 | 12680.5014 | 12936.5016 | 13192.5018 | 13448.502
| Sweden | EU Blue | Counterfactual | Capacity (MW) | Renewable | Onshore Wind | Wind Onshore | 15190 | 16021 | 17059.66 | 18139.6096 | 19219.5592 | 20299.5088 | 21379.4584 | 22459.408 | 23363.4074 | 24267.4068 | 25171.4062 | 26075.4056 | 26979.405 | 27511.402 | 28043.399 | 28575.396 | 29107.393 | 29639.39 | 30329.3838 | 31019.3776 | 31709.3714 | 32399.3652 | 33089.359 | 33895.353 | 34701.347 | 35507.341 | 36313.335 | 37119.329
| Sweden | EU Green | Electric Engagement | Demand (TWh) | Demand | Demand | Demand Total (TWh) | 145.59 | 147.12 | 152.56 | 157.51 | 160.93 | 164.65 | 167.68 | 170.89 | 174.86 | 179.45 | 183.01 | 186.98 | 190.78 | 196.14 | 200.57 | 204.89 | 211.07 | 216.01 | 217.81 | 220.32 | 222.91 | 226.22 | 227.74 | 228.49 | 230.75 | 233.8 | 235.06 | 237.39
| Sweden | EU Blue | Counterfactual | Demand (TWh) | Demand | Demand | Demand Total (TWh) | 145.59 | 147.13 | 152.28 | 155.5 | 158.54 | 162.01 | 164.63 | 168.69 | 173 | 178.07 | 182.12 | 186.41 | 191.32 | 198.14 | 204.46 | 209.18 | 214.77 | 227.28 | 227.07 | 230.69 | 231.25 | 233.8 | 233.43 | 233.88 | 235.75 | 238.69 | 240.23 | 241.56
| Switzerland | EU Green | Electric Engagement | Capacity (MW) | Storage | Storage | Battery | 105.5 | 119 | 122.5 | 123 | 123 | 123 | 123 | 123 | 447 | 771 | 1095 | 1419 | 1743 | 2607 | 3471 | 4335 | 5199 | 6063 | 6063 | 6063 | 6063 | 6063 | 6063 | 6711 | 7359 | 8007 | 8655 | 9303
| Switzerland | EU Green | Electric Engagement | Capacity (MW) | Renewable | Biomass | Biomass | 100 | 200 | 200 | 300 | 300 | 400 | 400 | 400 | 400 | 400 | 400 | 400 | 400 | 400 | 400 | 400 | 400 | 400 | 400 | 400 | 400 | 400 | 400 | 400 | 400 | 400 | 400 | 400
| Switzerland | EU Green | Electric Engagement | Capacity (MW) | Low Carbon | CCS | Biomass CCS | 0 | 0 | 0 | 0 | 0 | 0 | 0 | 0 | 0 | 0 | 0 | 0 | 0 | 0 | 0 | 0 | 0 | 0 | 0 | 0 | 0 | 0 | 0 | 36 | 72 | 108 | 144 | 180
| Switzerland | EU Green | Electric Engagement | Capacity (MW) | Low Carbon | Nuclear | Nuclear | 2240 | 2240 | 2240 | 2240 | 2240 | 2240 | 1220 | 1220 | 1220 | 1220 | 1220 | 0 | 0 | 0 | 0 | 0 | 0 | 0 | 0 | 0 | 0 | 0 | 0 | 0 | 0 | 0 | 0 | 0
| Switzerland | EU Green | Electric Engagement | Capacity (MW) | Storage | Storage | Pumped Hydro | 4500 | 5500 | 5500 | 5500 | 5500 | 5500 | 5500 | 9657.5 | 9657.5 | 9657.5 | 9657.5 | 9657.5 | 9657.5 | 9657.5 | 9657.5 | 9657.5 | 9657.5 | 9657.5 | 9657.5 | 9657.5 | 9657.5 | 9657.5 | 9657.5 | 9657.5 | 9657.5 | 9657.5 | 9657.5 | 9657.5
| Switzerland | EU Green | Electric Engagement | Capacity (MW) | Renewable | Other Renewables | Other RES | 0 | 0 | 0 | 0 | 0 | 0 | 0 | 200 | 200 | 200 | 200 | 200 | 200 | 200 | 200 | 200 | 200 | 200 | 200 | 200 | 200 | 200 | 200 | 200 | 200 | 200 | 200 | 200
| Switzerland | EU Green | Electric Engagement | Capacity (MW) | Renewable | Hydro | Run-of-river Hydro | 12400 | 12450 | 12800 | 12960 | 13120 | 13280 | 13440 | 13600 | 13600 | 13600 | 13600 | 13600 | 13600 | 13600 | 13600 | 13600 | 13600 | 13600 | 13600 | 13600 | 13600 | 13600 | 13600 | 13600 | 13600 | 13600 | 13600 | 13600
| Switzerland | EU Green | Electric Engagement | Capacity (MW) | Renewable | Solar | Solar PV | 3895.27 | 4270.26 | 4660.27 | 6400.0794 | 8139.8888 | 9879.6982 | 11619.5076 | 13359.317 | 14866.3802 | 16373.4434 | 17880.5066 | 19387.5698 | 20894.633 | 22270.0122 | 23645.3914 | 25020.7706 | 26396.1498 | 27771.529 | 28844.6282 | 29917.7274 | 30990.8266 | 32063.9258 | 33137.025 | 33729.5954 | 34322.1658 | 34914.7362 | 35507.3066 | 36099.877
| Switzerland | EU Green | Electric Engagement | Capacity (MW) | Renewable | Onshore Wind | Wind Onshore | 165.3 | 165.3 | 175.3 | 323.2994 | 471.2988 | 619.2982 | 767.2976 | 915.297 | 1061.3284 | 1207.3598 | 1353.3912 | 1499.4226 | 1645.454 | 1661.454 | 1677.454 | 1693.454 | 1709.454 | 1725.454 | 1765.4218 | 1805.3896 | 1845.3574 | 1885.3252 | 1925.293 | 1967.293 | 2009.293 | 2051.293 | 2093.293 | 2135.293
| Switzerland | EU Blue | Counterfactual | Capacity (MW) | Storage | Storage | Battery | 105.5 | 119 | 122.5 | 283 | 443 | 603 | 763 | 923.5 | 923.5 | 923.5 | 923.5 | 923.5 | 923.5 | 1243.5 | 1563.5 | 1883.5 | 2203.5 | 2523.5 | 2523.5 | 2523.5 | 2523.5 | 2523.5 | 2523.5 | 3483.5 | 4443.5 | 5403.5 | 6363.5 | 7323.5
| Switzerland | EU Blue | Counterfactual | Capacity (MW) | Renewable | Biomass | Biomass | 100 | 200 | 200 | 300 | 300 | 400 | 400 | 400 | 400 | 400 | 400 | 400 | 400 | 400 | 400 | 400 | 400 | 400 | 400 | 400 | 400 | 400 | 400 | 400 | 400 | 400 | 400 | 400
| Switzerland | EU Blue | Counterfactual | Capacity (MW) | Low Carbon | CCS | Biomass CCS | 0 | 0 | 0 | 0 | 0 | 0 | 0 | 0 | 0 | 0 | 0 | 0 | 0 | 0 | 0 | 0 | 0 | 0 | 36 | 72 | 108 | 144 | 180 | 180 | 180 | 180 | 180 | 180
| Switzerland | EU Blue | Counterfactual | Capacity (MW) | Low Carbon | Low Carbon | GT Hydrogen | 0 | 0 | 0 | 0 | 0 | 0 | 0 | 0 | 0 | 0 | 0 | 0 | 0 | 0 | 0 | 1 | 1 | 1 | 7 | 12 | 18 | 23 | 29 | 29 | 29 | 29 | 29 | 29
| Switzerland | EU Blue | Counterfactual | Capacity (MW) | Low Carbon | Nuclear | Nuclear | 2240 | 2240 | 2240 | 2240 | 2240 | 2240 | 1220 | 1220 | 1220 | 1220 | 1220 | 0 | 0 | 0 | 0 | 0 | 0 | 0 | 0 | 0 | 0 | 0 | 0 | 0 | 0 | 0 | 0 | 0
| Switzerland | EU Blue | Counterfactual | Capacity (MW) | Renewable | Other Renewables | Other RES | 0 | 0 | 0 | 0 | 0 | 0 | 0 | 200 | 200 | 200 | 200 | 200 | 200 | 200 | 200 | 200 | 200 | 200 | 200 | 200 | 200 | 200 | 200 | 200 | 200 | 200 | 200 | 200
| Switzerland | EU Blue | Counterfactual | Capacity (MW) | Storage | Storage | Pumped Hydro | 4500 | 5500 | 5500 | 5500 | 5500 | 5500 | 5500 | 9657.5 | 9657.5 | 9657.5 | 9657.5 | 9657.5 | 9657.5 | 9657.5 | 9657.5 | 9657.5 | 9657.5 | 9657.5 | 9657.5 | 9657.5 | 9657.5 | 9657.5 | 9657.5 | 9657.5 | 9657.5 | 9657.5 | 9657.5 | 9657.5
| Switzerland | EU Blue | Counterfactual | Capacity (MW) | Renewable | Hydro | Run-of-river Hydro | 12400 | 12450 | 12800 | 12960 | 13120 | 13280 | 13440 | 13600 | 13600 | 13600 | 13600 | 13600 | 13600 | 13600 | 13600 | 13600 | 13600 | 13600 | 13600 | 13600 | 13600 | 13600 | 13600 | 13600 | 13600 | 13600 | 13600 | 13600
| Switzerland | EU Blue | Counterfactual | Capacity (MW) | Renewable | Solar | Solar PV | 3895.27 | 4270.26 | 4660.27 | 5781.082 | 6901.894 | 8022.706 | 9143.518 | 10264.33 | 11046.3928 | 11828.4556 | 12610.5184 | 13392.5812 | 14174.644 | 14749.1958 | 15323.7476 | 15898.2994 | 16472.8512 | 17047.403 | 18086.7556 | 19126.1082 | 20165.4608 | 21204.8134 | 22244.166 | 22790.7366 | 23337.3072 | 23883.8778 | 24430.4484 | 24977.019
| Switzerland | EU Blue | Counterfactual | Capacity (MW) | Renewable | Onshore Wind | Wind Onshore | 165.3 | 165.3 | 175.3 | 239.3 | 303.3 | 367.3 | 431.3 | 495.3 | 553.301 | 611.302 | 669.303 | 727.304 | 785.305 | 795.3052 | 805.3054 | 815.3056 | 825.3058 | 835.306 | 863.3062 | 891.3064 | 919.3066 | 947.3068 | 975.307 | 1015.307 | 1055.307 | 1095.307 | 1135.307 | 1175.307
| Switzerland | EU Green | Electric Engagement | Demand (TWh) | Demand | Demand | Demand Total (TWh) | 64.37 | 65.18 | 65.7 | 67.81 | 68.91 | 70.18 | 71.23 | 72.38 | 74.28 | 76.44 | 78.21 | 79.86 | 81.41 | 82.94 | 83.41 | 83.86 | 84.25 | 84.87 | 84.92 | 85.28 | 85.66 | 86.41 | 86.45 | 86.6 | 86.65 | 86.91 | 86.55 | 86.64
| Switzerland | EU Blue | Counterfactual | Demand (TWh) | Demand | Demand | Demand Total (TWh) | 64.37 | 65.18 | 65.7 | 66.48 | 67.23 | 68.11 | 68.74 | 71.68 | 72.59 | 73.74 | 74.5 | 75.41 | 76.22 | 77.02 | 77.37 | 77.8 | 78.15 | 78.69 | 78.64 | 78.91 | 79 | 79.43 | 79.34 | 79.46 | 79.53 | 79.76 | 79.45 | 79.59
Note on K473: Matthew Groch (ESO): Customer Demand + Electrolyser Demand

## ED1
ED1: Electricity demand summary
Return to: Main Menu
Return to: Chapter contents
| Aggregation Level | Data item | Unit | Pathway | Fuel | Peak/ Annual/ Minimum | 2020-01-01 | 2021-01-01 | 2022-01-01 | 2023-01-01 | 2024-01-01 | 2025-01-01 | 2026-01-01 | 2027-01-01 | 2028-01-01 | 2029-01-01 | 2030-01-01 | 2031-01-01 | 2032-01-01 | 2033-01-01 | 2034-01-01 | 2035-01-01 | 2036-01-01 | 2037-01-01 | 2038-01-01 | 2039-01-01 | 2040-01-01 | 2041-01-01 | 2042-01-01 | 2043-01-01 | 2044-01-01 | 2045-01-01 | 2046-01-01 | 2047-01-01 | 2048-01-01 | 2049-01-01 | 2050-01-01
| 1 | GBFES System Demand: Total | GWh | Hydrogen Evolution | Electricity | Annual [Fiscal] | 292030 | 298376 | 285919 | 284600 | 285162 | 288827 | 292297 | 299113 | 309742 | 318757 | 332099 | 344401 | 360458 | 379955 | 399094 | 422101 | 442760 | 465332 | 482108 | 504900 | 520563 | 541108 | 560779 | 582832 | 592455 | 610315 | 632185 | 647075 | 650148 | 665564 | 671312
| 1 | GBFES System Demand: Total | GWh | Electric Engagement | Electricity | Annual [Fiscal] | 292030 | 298376 | 285919 | 284609 | 283307 | 285925 | 290498 | 295774 | 304217 | 313700 | 327803 | 342318 | 360350 | 383048 | 404616 | 424998 | 451325 | 478751 | 503101 | 527019 | 550284 | 578703 | 604316 | 629954 | 651787 | 664012 | 674103 | 684182 | 692312 | 699056 | 700394
| 1 | GBFES System Demand: Total | GWh | Counterfactual | Electricity | Annual [Fiscal] | 292030 | 298376 | 285919 | 284597 | 288988 | 291485 | 293591 | 296653 | 300668 | 305666 | 311374 | 317792 | 325137 | 333589 | 342213 | 350855 | 360426 | 372376 | 384033 | 395865 | 409023 | 422950 | 435594 | 447928 | 461468 | 474828 | 485532 | 495844 | 507615 | 521551 | 532548
| 1 | GBFES System Demand: Total | GWh | Holistic Transition | Electricity | Annual [Fiscal] | 292030 | 298376 | 285919 | 284609 | 282008 | 285115 | 289958 | 297453 | 308237 | 317050 | 333629 | 347913 | 363930 | 379592 | 400357 | 419435 | 438885 | 460247 | 480101 | 504313 | 522967 | 547604 | 563592 | 586832 | 609183 | 621888 | 638720 | 649249 | 657426 | 667060 | 667219
| 1 | GBFES System Demand: Total | GWh | Five Year Forecast | Electricity | Annual [Fiscal] | 2020-01-01: 292030; 2021-01-01: 298376; 2022-01-01: 285919; 2023-01-01: 284609; 2024-01-01: 285685; 2025-01-01: 290241; 2026-01-01: 294380; 2027-01-01: 301290; 2028-01-01: 308095; 2029-01-01: 316738
| 2 | GBFES Customer Demand: Commercial with Micro-generation Included | GWh | Hydrogen Evolution | Electricity | Annual [Fiscal] | 81655 | 83772 | 82381 | 83178 | 85670 | 87699 | 90365 | 93827 | 97309 | 101471 | 106280 | 111702 | 117664 | 123947 | 130325 | 137110 | 143890 | 150804 | 157758 | 164598 | 171014 | 176915 | 182414 | 187464 | 190257 | 192696 | 194780 | 196648 | 198513 | 200396 | 202296
| 2 | GBFES Customer Demand: Commercial with Micro-generation Included | GWh | Electric Engagement | Electricity | Annual [Fiscal] | 81655 | 83772 | 82381 | 83178 | 85395 | 88236 | 91713 | 95407 | 100339 | 106277 | 112794 | 119593 | 127143 | 135081 | 143109 | 151581 | 160629 | 170064 | 179811 | 189735 | 199028 | 207703 | 214592 | 220259 | 225436 | 229701 | 233520 | 237028 | 239313 | 241604 | 243953
| 2 | GBFES Customer Demand: Commercial with Micro-generation Included | GWh | Counterfactual | Electricity | Annual [Fiscal] | 81655 | 83772 | 82381 | 83178 | 86225 | 87607 | 89067 | 91107 | 93396 | 96041 | 99074 | 102417 | 106122 | 110429 | 114803 | 119341 | 124177 | 129206 | 134442 | 139883 | 145800 | 151941 | 157848 | 163802 | 169881 | 176536 | 181382 | 185990 | 190687 | 195352 | 199938
| 2 | GBFES Customer Demand: Commercial with Micro-generation Included | GWh | Holistic Transition | Electricity | Annual [Fiscal] | 81655 | 83772 | 82381 | 83178 | 85780 | 89387 | 93755 | 98302 | 103456 | 109344 | 115740 | 122384 | 129798 | 137681 | 145673 | 153874 | 162209 | 170824 | 179593 | 188711 | 196655 | 203202 | 209130 | 214635 | 219694 | 224013 | 227915 | 231479 | 234676 | 236526 | 238157
| 2 | GBFES Customer Demand: Commercial with Micro-generation Included | GWh | Five Year Forecast | Electricity | Annual [Fiscal] | 2020-01-01: 81655; 2021-01-01: 83772; 2022-01-01: 82381; 2023-01-01: 83178; 2024-01-01: 85973; 2025-01-01: 88140; 2026-01-01: 91228; 2027-01-01: 95350; 2028-01-01: 99473; 2029-01-01: 104330
| 2 | GBFES Customer Demand: Direct Transmission Customers | GWh | Hydrogen Evolution | Electricity | Annual [Fiscal] | 5000 | 5000 | 5000 | 5000 | 5000 | 5583 | 6165 | 6748 | 7330 | 7913 | 7913 | 7788 | 7663 | 7538 | 7497 | 7122 | 6748 | 6373 | 5999 | 5624 | 5416 | 5358 | 5300 | 5241 | 5183 | 5125 | 5067 | 5008 | 5000 | 5000 | 5000
| 2 | GBFES Customer Demand: Direct Transmission Customers | GWh | Electric Engagement | Electricity | Annual [Fiscal] | 5000 | 5000 | 5000 | 5000 | 5000 | 5583 | 6165 | 6748 | 7330 | 7913 | 7913 | 7788 | 7663 | 7538 | 7497 | 7122 | 6748 | 6373 | 5999 | 5624 | 5416 | 5358 | 5300 | 5241 | 5183 | 5125 | 5067 | 5008 | 5000 | 5000 | 5000
| 2 | GBFES Customer Demand: Direct Transmission Customers | GWh | Counterfactual | Electricity | Annual [Fiscal] | 5000 | 5000 | 5000 | 5000 | 5000 | 5583 | 6165 | 6748 | 7330 | 7913 | 7913 | 7788 | 7663 | 7538 | 7497 | 7122 | 6748 | 6373 | 5999 | 5624 | 5416 | 5358 | 5300 | 5241 | 5183 | 5125 | 5067 | 5008 | 5000 | 5000 | 5000
| 2 | GBFES Customer Demand: Direct Transmission Customers | GWh | Holistic Transition | Electricity | Annual [Fiscal] | 5000 | 5000 | 5000 | 5000 | 5000 | 5583 | 6165 | 6748 | 7330 | 7913 | 7913 | 7788 | 7663 | 7538 | 7497 | 7122 | 6748 | 6373 | 5999 | 5624 | 5416 | 5358 | 5300 | 5241 | 5183 | 5125 | 5067 | 5008 | 5000 | 5000 | 5000
| 2 | GBFES Customer Demand: Direct Transmission Customers | GWh | Five Year Forecast | Electricity | Annual [Fiscal] | 2020-01-01: 5000; 2021-01-01: 5000; 2022-01-01: 5000; 2023-01-01: 5000; 2024-01-01: 5000; 2025-01-01: 5583; 2026-01-01: 6165; 2027-01-01: 6748; 2028-01-01: 7330; 2029-01-01: 7913
| 2 | GBFES Customer Demand: Residential | GWh | Hydrogen Evolution | Electricity | Annual [Fiscal] | 103027 | 109111 | 103466 | 102859 | 101593 | 101508 | 100064 | 99792 | 100297 | 101766 | 104294 | 107388 | 111004 | 115266 | 119573 | 123803 | 128991 | 134747 | 140654 | 146018 | 150863 | 155325 | 159027 | 162072 | 165907 | 169142 | 171915 | 174123 | 176020 | 177992 | 179859
| 2 | GBFES Customer Demand: Residential | GWh | Electric Engagement | Electricity | Annual [Fiscal] | 103027 | 109111 | 103466 | 102859 | 100582 | 98898 | 97244 | 96763 | 97153 | 98652 | 101407 | 105202 | 109458 | 114206 | 119091 | 123725 | 129963 | 136663 | 143114 | 148959 | 154318 | 159124 | 164184 | 168610 | 172323 | 175109 | 177196 | 179090 | 181002 | 182809 | 184584
| 2 | GBFES Customer Demand: Residential | GWh | Counterfactual | Electricity | Annual [Fiscal] | 103027 | 109111 | 103466 | 102859 | 104318 | 104335 | 102817 | 101943 | 101677 | 102234 | 103299 | 104886 | 106738 | 108916 | 111314 | 113833 | 117026 | 121405 | 126211 | 131327 | 136254 | 141151 | 145803 | 150053 | 153909 | 157469 | 161503 | 165233 | 169118 | 173189 | 177427
| 2 | GBFES Customer Demand: Residential | GWh | Holistic Transition | Electricity | Annual [Fiscal] | 103027 | 109111 | 103466 | 102859 | 99350 | 97305 | 95223 | 94433 | 94684 | 95960 | 98174 | 101539 | 105437 | 110145 | 115027 | 119806 | 126127 | 132914 | 139477 | 145494 | 150966 | 156365 | 160977 | 164920 | 168078 | 169944 | 171209 | 172172 | 172640 | 173066 | 173291
| 2 | GBFES Customer Demand: Residential | GWh | Five Year Forecast | Electricity | Annual [Fiscal] | 2020-01-01: 103027; 2021-01-01: 109111; 2022-01-01: 103466; 2023-01-01: 102859; 2024-01-01: 101495; 2025-01-01: 101693; 2026-01-01: 100594; 2027-01-01: 100348; 2028-01-01: 101008; 2029-01-01: 102639
| 2 | GBFES Customer Demand: Total Industrial (Electrolysis & District Heat included) | GWh | Hydrogen Evolution | Electricity | Annual [Fiscal] | 78400 | 77323 | 72629 | 72143 | 72060 | 73497 | 74935 | 77801 | 83517 | 85889 | 91362 | 94613 | 100461 | 108704 | 116381 | 127917 | 136014 | 145248 | 148472 | 158463 | 162186 | 171636 | 181484 | 194933 | 197509 | 209403 | 226218 | 236854 | 235889 | 247202 | 248907
| 2 | GBFES Customer Demand: Total Industrial (Electrolysis & District Heat included) | GWh | Electric Engagement | Electricity | Annual [Fiscal] | 78400 | 77323 | 72629 | 72152 | 71733 | 73062 | 75151 | 76405 | 78499 | 79400 | 83503 | 86629 | 91868 | 100749 | 108115 | 114360 | 124165 | 134186 | 141153 | 148239 | 155808 | 169726 | 182552 | 197463 | 209890 | 214689 | 218577 | 222984 | 226672 | 229075 | 226023
| 2 | GBFES Customer Demand: Total Industrial (Electrolysis & District Heat included) | GWh | Counterfactual | Electricity | Annual [Fiscal] | 78400 | 77323 | 72629 | 72140 | 72272 | 73081 | 74574 | 75722 | 76932 | 77861 | 79125 | 80329 | 81759 | 83292 | 84632 | 86019 | 87259 | 89372 | 90504 | 91249 | 92844 | 94837 | 96053 | 97340 | 100135 | 102443 | 103536 | 104809 | 107204 | 111568 | 112871
| 2 | GBFES Customer Demand: Total Industrial (Electrolysis & District Heat included) | GWh | Holistic Transition | Electricity | Annual [Fiscal] | 78400 | 77323 | 72629 | 72152 | 71377 | 72762 | 74611 | 77499 | 81919 | 82479 | 89826 | 93478 | 97399 | 99528 | 106370 | 111689 | 115604 | 120635 | 124283 | 132568 | 137021 | 148933 | 153710 | 166958 | 180658 | 186872 | 198289 | 204064 | 208357 | 215628 | 213781
| 2 | GBFES Customer Demand: Total Industrial (Electrolysis & District Heat included) | GWh | Five Year Forecast | Electricity | Annual [Fiscal] | 2020-01-01: 78400; 2021-01-01: 77323; 2022-01-01: 72629; 2023-01-01: 72152; 2024-01-01: 72326; 2025-01-01: 74153; 2026-01-01: 75489; 2027-01-01: 77576; 2028-01-01: 78576; 2029-01-01: 79611
| 2 | GBFES System Losses: Distribution | GWh | Hydrogen Evolution | Electricity | Annual [Fiscal] | 17005 | 16612 | 16072 | 15277 | 14739 | 14414 | 14574 | 14701 | 14923 | 15221 | 15601 | 16067 | 16599 | 17177 | 17750 | 18336 | 18992 | 19687 | 20404 | 21059 | 21670 | 22215 | 22690 | 23089 | 23431 | 23689 | 23883 | 24053 | 24239 | 24401 | 24584
| 2 | GBFES System Losses: Distribution | GWh | Electric Engagement | Electricity | Annual [Fiscal] | 17005 | 16612 | 16072 | 15277 | 14603 | 14202 | 14288 | 14473 | 14786 | 15194 | 15718 | 16366 | 17139 | 18006 | 18929 | 19905 | 21019 | 22158 | 23248 | 24258 | 25148 | 25914 | 26563 | 27076 | 27510 | 27847 | 28113 | 28343 | 28509 | 28673 | 28855
| 2 | GBFES System Losses: Distribution | GWh | Counterfactual | Electricity | Annual [Fiscal] | 17005 | 16612 | 16072 | 15277 | 14957 | 14628 | 14689 | 14801 | 14935 | 15124 | 15368 | 15662 | 16005 | 16395 | 16782 | 17184 | 17646 | 18185 | 18763 | 19375 | 20005 | 20651 | 21275 | 21882 | 22470 | 23077 | 23612 | 24126 | 24661 | 25213 | 25783
| 2 | GBFES System Losses: Distribution | GWh | Holistic Transition | Electricity | Annual [Fiscal] | 17005 | 16612 | 16072 | 15277 | 14534 | 14154 | 14271 | 14485 | 14766 | 15141 | 15583 | 16127 | 16777 | 17523 | 18285 | 19066 | 19948 | 20853 | 21724 | 22552 | 23273 | 23881 | 24422 | 24875 | 25254 | 25532 | 25736 | 25916 | 26049 | 26094 | 26183
| 2 | GBFES System Losses: Distribution | GWh | Five Year Forecast | Electricity | Annual [Fiscal] | 2020-01-01: 17005; 2021-01-01: 16612; 2022-01-01: 16072; 2023-01-01: 15277; 2024-01-01: 14774; 2025-01-01: 14502; 2026-01-01: 14664; 2027-01-01: 14915; 2028-01-01: 15201; 2029-01-01: 15570
| 2 | GBFES System Losses: Transmission | GWh | Hydrogen Evolution | Electricity | Annual [Fiscal] | 6943 | 6558 | 6371 | 6143 | 6100 | 6126 | 6194 | 6244 | 6366 | 6497 | 6649 | 6843 | 7067 | 7323 | 7568 | 7813 | 8125 | 8473 | 8821 | 9138 | 9414 | 9659 | 9864 | 10033 | 10168 | 10260 | 10322 | 10389 | 10487 | 10573 | 10666
| 2 | GBFES System Losses: Transmission | GWh | Electric Engagement | Electricity | Annual [Fiscal] | 6943 | 6558 | 6371 | 6143 | 5994 | 5944 | 5937 | 5978 | 6110 | 6264 | 6468 | 6740 | 7079 | 7468 | 7875 | 8305 | 8801 | 9307 | 9776 | 10204 | 10566 | 10878 | 11125 | 11305 | 11445 | 11541 | 11630 | 11729 | 11816 | 11895 | 11979
| 2 | GBFES System Losses: Transmission | GWh | Counterfactual | Electricity | Annual [Fiscal] | 6943 | 6558 | 6371 | 6143 | 6216 | 6251 | 6279 | 6332 | 6398 | 6493 | 6595 | 6710 | 6850 | 7019 | 7185 | 7356 | 7570 | 7835 | 8114 | 8407 | 8704 | 9012 | 9315 | 9610 | 9890 | 10178 | 10432 | 10678 | 10945 | 11229 | 11529
| 2 | GBFES System Losses: Transmission | GWh | Holistic Transition | Electricity | Annual [Fiscal] | 6943 | 6558 | 6371 | 6143 | 5967 | 5924 | 5933 | 5986 | 6082 | 6213 | 6393 | 6597 | 6856 | 7177 | 7505 | 7878 | 8249 | 8648 | 9025 | 9364 | 9636 | 9865 | 10053 | 10203 | 10316 | 10402 | 10504 | 10610 | 10704 | 10746 | 10807
| 2 | GBFES System Losses: Transmission | GWh | Five Year Forecast | Electricity | Annual [Fiscal] | 2020-01-01: 6943; 2021-01-01: 6558; 2022-01-01: 6371; 2023-01-01: 6143; 2024-01-01: 6117; 2025-01-01: 6170; 2026-01-01: 6240; 2027-01-01: 6353; 2028-01-01: 6507; 2029-01-01: 6675
| 3 | Commercial Micro-generation | GWh | Hydrogen Evolution | Electricity | Annual [Fiscal] | 3479 | 3387 | 3410 | 3442 | 3462 | 3478 | 2323 | 3510 | 3528 | 3546 | 3561 | 3577 | 3592 | 3607 | 3622 | 3637 | 3654 | 3671 | 3688 | 3705 | 3722 | 3741 | 3761 | 3780 | 3799 | 3818 | 3839 | 3861 | 3882 | 3903 | 3924
| 3 | Commercial Micro-generation | GWh | Electric Engagement | Electricity | Annual [Fiscal] | 3479 | 3387 | 3410 | 3442 | 3510 | 3578 | 3646 | 3715 | 3783 | 3851 | 3919 | 3985 | 4051 | 4116 | 4182 | 4247 | 4313 | 4379 | 4444 | 4510 | 4575 | 4641 | 4707 | 4772 | 4838 | 4903 | 4969 | 5035 | 5100 | 5166 | 5231
| 3 | Commercial Micro-generation | GWh | Counterfactual | Electricity | Annual [Fiscal] | 3479 | 3387 | 3410 | 3442 | 3449 | 3449 | 3449 | 3449 | 3449 | 3450 | 3450 | 3450 | 3450 | 3450 | 3450 | 3450 | 3450 | 3450 | 3451 | 3451 | 3451 | 3451 | 3451 | 3451 | 3451 | 3451 | 3451 | 3452 | 3452 | 3452 | 3452
| 3 | Commercial Micro-generation | GWh | Holistic Transition | Electricity | Annual [Fiscal] | 3479 | 3387 | 3410 | 3442 | 3509 | 3575 | 3642 | 3709 | 3775 | 3842 | 3909 | 3973 | 4037 | 4101 | 4165 | 4229 | 4294 | 4358 | 4422 | 4486 | 4550 | 4614 | 4678 | 4742 | 4806 | 4871 | 4935 | 4999 | 5063 | 5127 | 4440
| 3 | Commercial Micro-generation | GWh | Five Year Forecast | Electricity | Annual [Fiscal] | 2020-01-01: 3479; 2021-01-01: 3387; 2022-01-01: 3410; 2023-01-01: 3442; 2024-01-01: 3473; 2025-01-01: 3504; 2026-01-01: 3535; 2027-01-01: 3566; 2028-01-01: 3597; 2029-01-01: 3628
| 3 | GBFES Customer Demand: Commercial with Micro-generation deducted | GWh | Hydrogen Evolution | Electricity | Annual [Fiscal] | 78175 | 80385 | 78971 | 79736 | 82208 | 84221 | 88041 | 90317 | 93781 | 97925 | 102719 | 108125 | 114072 | 120340 | 126704 | 133473 | 140236 | 147133 | 154070 | 160893 | 167292 | 173174 | 178653 | 183684 | 186458 | 188878 | 190941 | 192787 | 194631 | 196493 | 198372
| 3 | GBFES Customer Demand: Commercial with Micro-generation deducted | GWh | Electric Engagement | Electricity | Annual [Fiscal] | 78175 | 80385 | 78971 | 79736 | 81885 | 84658 | 88066 | 91692 | 96556 | 102426 | 108875 | 115608 | 123092 | 130965 | 138927 | 147334 | 156316 | 165686 | 175366 | 185225 | 194453 | 203062 | 209885 | 215487 | 220599 | 224797 | 228551 | 231994 | 234213 | 236439 | 238722
| 3 | GBFES Customer Demand: Commercial with Micro-generation deducted | GWh | Counterfactual | Electricity | Annual [Fiscal] | 78175 | 80385 | 78971 | 79736 | 82776 | 84158 | 85618 | 87657 | 89947 | 92592 | 95625 | 98967 | 102673 | 106979 | 111353 | 115890 | 120727 | 125755 | 130992 | 136432 | 142349 | 148490 | 154397 | 160351 | 166430 | 173085 | 177931 | 182538 | 187235 | 191900 | 196486
| 3 | GBFES Customer Demand: Commercial with Micro-generation deducted | GWh | Holistic Transition | Electricity | Annual [Fiscal] | 78175 | 80385 | 78971 | 79736 | 82272 | 85812 | 90113 | 94594 | 99680 | 105502 | 111831 | 118411 | 125761 | 133580 | 141507 | 149645 | 157915 | 166466 | 175172 | 184225 | 192105 | 198588 | 204452 | 209892 | 214887 | 219142 | 222981 | 226480 | 229613 | 231399 | 233717
| 3 | GBFES Customer Demand: Commercial with Micro-generation deducted | GWh | Five Year Forecast | Electricity | Annual [Fiscal] | 2020-01-01: 78175; 2021-01-01: 80385; 2022-01-01: 78971; 2023-01-01: 79736; 2024-01-01: 82500; 2025-01-01: 84636; 2026-01-01: 87693; 2027-01-01: 91784; 2028-01-01: 95876; 2029-01-01: 100702
| 3 | GBFES Customer Demand: Deduct Networked Electrolysis from Industrial | GWh | Hydrogen Evolution | Electricity | Annual [Fiscal] | 0 | 0 | 30 | 20 | 60 | 1070 | 1570 | 3690 | 8980 | 11230 | 16860 | 19940 | 25550 | 33700 | 41520 | 53300 | 61360 | 70590 | 73610 | 83820 | 87590 | 97350 | 107560 | 121580 | 124280 | 136790 | 154520 | 165730 | 164730 | 176510 | 178240
| 3 | GBFES Customer Demand: Deduct Networked Electrolysis from Industrial | GWh | Electric Engagement | Electricity | Annual [Fiscal] | 0 | 0 | 30 | 30 | 90 | 950 | 2150 | 2190 | 2920 | 2930 | 5960 | 7160 | 9510 | 14740 | 17700 | 18800 | 23250 | 28310 | 31250 | 35270 | 40750 | 53580 | 65820 | 80650 | 93190 | 97960 | 101900 | 106500 | 110280 | 112710 | 109410
| 3 | GBFES Customer Demand: Deduct Networked Electrolysis from Industrial | GWh | Counterfactual | Electricity | Annual [Fiscal] | 0 | 0 | 30 | 20 | 30 | 30 | 40 | 40 | 560 | 1040 | 1790 | 2430 | 3060 | 3920 | 4910 | 5970 | 6830 | 8580 | 9300 | 9560 | 10630 | 12030 | 12550 | 13090 | 15200 | 16770 | 17040 | 17310 | 18590 | 21690 | 21510
| 3 | GBFES Customer Demand: Deduct Networked Electrolysis from Industrial | GWh | Holistic Transition | Electricity | Annual [Fiscal] | 0 | 0 | 30 | 30 | 60 | 1050 | 1940 | 3640 | 7350 | 7320 | 14370 | 17330 | 20000 | 20510 | 25720 | 29170 | 31140 | 34580 | 37160 | 44910 | 48990 | 61030 | 65700 | 79290 | 93400 | 99740 | 111550 | 117510 | 121950 | 129500 | 127520
| 3 | GBFES Customer Demand: Deduct Networked Electrolysis from Industrial | GWh | Five Year Forecast | Electricity | Annual [Fiscal] | 2020-01-01: 0; 2021-01-01: 0; 2022-01-01: 30; 2023-01-01: 30; 2024-01-01: 60; 2025-01-01: 1060; 2026-01-01: 1120; 2027-01-01: 2280; 2028-01-01: 2640; 2029-01-01: 3290
| 3 | GBFES Customer Demand: Total Industrial (Excluding Electrolysis) | GWh | Hydrogen Evolution | Electricity | Annual [Fiscal] | 78400 | 77323 | 72599 | 72123 | 72000 | 72427 | 73365 | 74111 | 74537 | 74659 | 74502 | 74673 | 74911 | 75004 | 74861 | 74617 | 74654 | 74658 | 74862 | 74643 | 74596 | 74286 | 73924 | 73353 | 73229 | 72613 | 71698 | 71124 | 71159 | 70692 | 70667
| 3 | GBFES Customer Demand: Total Industrial (Excluding Electrolysis) | GWh | Electric Engagement | Electricity | Annual [Fiscal] | 78400 | 77323 | 72599 | 72122 | 71643 | 72112 | 73001 | 74215 | 75579 | 76470 | 77543 | 79469 | 82358 | 86009 | 90415 | 95560 | 100915 | 105876 | 109903 | 112969 | 115058 | 116146 | 116732 | 116813 | 116700 | 116729 | 116677 | 116484 | 116392 | 116365 | 116613
| 3 | GBFES Customer Demand: Total Industrial (Excluding Electrolysis) | GWh | Counterfactual | Electricity | Annual [Fiscal] | 78400 | 77323 | 72599 | 72120 | 72242 | 73051 | 74534 | 75682 | 76372 | 76821 | 77335 | 77899 | 78699 | 79372 | 79722 | 80049 | 80429 | 80792 | 81204 | 81689 | 82214 | 82807 | 83503 | 84250 | 84935 | 85673 | 86496 | 87499 | 88614 | 89878 | 91361
| 3 | GBFES Customer Demand: Total Industrial (Excluding Electrolysis) | GWh | Holistic Transition | Electricity | Annual [Fiscal] | 78400 | 77323 | 72599 | 72122 | 71317 | 71712 | 72671 | 73859 | 74569 | 75159 | 75456 | 76148 | 77399 | 79018 | 80650 | 82519 | 84464 | 86055 | 87123 | 87658 | 88031 | 87903 | 88010 | 87668 | 87258 | 87132 | 86739 | 86554 | 86407 | 86128 | 86261
| 3 | GBFES Customer Demand: Total Industrial (Excluding Electrolysis) | GWh | Five Year Forecast | Electricity | Annual [Fiscal] | 2020-01-01: 78400; 2021-01-01: 77323; 2022-01-01: 72599; 2023-01-01: 72122; 2024-01-01: 72266; 2025-01-01: 73093; 2026-01-01: 74369; 2027-01-01: 75296; 2028-01-01: 75936; 2029-01-01: 76321
| 3 | Residential Air Conditioning Demand | GWh | Hydrogen Evolution | Electricity | Annual [Fiscal] | 145 | 157 | 167 | 167 | 189 | 214 | 242 | 275 | 310 | 351 | 396 | 449 | 507 | 573 | 647 | 731 | 826 | 939 | 1068 | 1215 | 1381 | 1571 | 1786 | 2031 | 2309 | 2625 | 2984 | 3392 | 3856 | 4384 | 4984
| 3 | Residential Air Conditioning Demand | GWh | Electric Engagement | Electricity | Annual [Fiscal] | 145 | 157 | 167 | 167 | 189 | 214 | 242 | 275 | 310 | 351 | 396 | 449 | 507 | 573 | 647 | 731 | 826 | 939 | 1068 | 1215 | 1381 | 1571 | 1786 | 2031 | 2309 | 2625 | 2984 | 3392 | 3856 | 4384 | 4984
| 3 | Residential Air Conditioning Demand | GWh | Counterfactual | Electricity | Annual [Fiscal] | 145 | 157 | 167 | 167 | 193 | 223 | 258 | 299 | 345 | 399 | 460 | 532 | 614 | 709 | 819 | 945 | 1090 | 1266 | 1471 | 1709 | 1986 | 2307 | 2680 | 3113 | 3615 | 4198 | 4876 | 5663 | 6576 | 7638 | 8870
| 3 | Residential Air Conditioning Demand | GWh | Holistic Transition | Electricity | Annual [Fiscal] | 145 | 157 | 167 | 167 | 167 | 167 | 167 | 167 | 167 | 165 | 165 | 165 | 165 | 165 | 164 | 163 | 163 | 163 | 164 | 165 | 165 | 166 | 167 | 167 | 168 | 168 | 169 | 169 | 170 | 171 | 171
| 3 | Residential Air Conditioning Demand | GWh | Five Year Forecast | Electricity | Annual [Fiscal] | 2020-01-01: 145; 2021-01-01: 157; 2022-01-01: 167; 2023-01-01: 167; 2024-01-01: 185; 2025-01-01: 207; 2026-01-01: 229; 2027-01-01: 255; 2028-01-01: 283; 2029-01-01: 315
| 3 | Residential District Heat Demand | GWh | Hydrogen Evolution | Electricity | Annual [Fiscal] | 1462 | 1553 | 1471 | 1582 | 1780 | 1866 | 1951 | 2036 | 2121 | 2206 | 2291 | 2362 | 2421 | 2479 | 2534 | 2554 | 3102 | 3741 | 4450 | 5157 | 5792 | 6440 | 7085 | 7736 | 8327 | 8871 | 9441 | 10012 | 10568 | 11118 | 11640
| 3 | Residential District Heat Demand | GWh | Electric Engagement | Electricity | Annual [Fiscal] | 1462 | 1553 | 1471 | 1582 | 1746 | 1788 | 1831 | 1873 | 1916 | 1958 | 2000 | 2065 | 2118 | 2169 | 2217 | 2095 | 2966 | 3833 | 4692 | 5549 | 6368 | 7175 | 7967 | 8762 | 9539 | 10205 | 10973 | 11752 | 12537 | 13331 | 14133
| 3 | Residential District Heat Demand | GWh | Counterfactual | Electricity | Annual [Fiscal] | 1462 | 1553 | 1471 | 1582 | 1752 | 1811 | 1871 | 1931 | 1991 | 2050 | 2110 | 2217 | 2324 | 2424 | 2517 | 2575 | 2593 | 2608 | 2626 | 2639 | 2632 | 2663 | 2701 | 2736 | 2765 | 2772 | 2774 | 2773 | 2782 | 2800 | 2827
| 3 | Residential District Heat Demand | GWh | Holistic Transition | Electricity | Annual [Fiscal] | 1462 | 1553 | 1471 | 1582 | 1772 | 1817 | 1862 | 1907 | 1953 | 1998 | 2043 | 2108 | 2162 | 2213 | 2261 | 2126 | 2932 | 3726 | 4515 | 5286 | 5957 | 6671 | 7359 | 8056 | 8757 | 9441 | 10173 | 10925 | 11689 | 12465 | 13251
| 3 | Residential District Heat Demand | GWh | Five Year Forecast | Electricity | Annual [Fiscal] | 2020-01-01: 1462; 2021-01-01: 1553; 2022-01-01: 1471; 2023-01-01: 1582; 2024-01-01: 1772; 2025-01-01: 1872; 2026-01-01: 1973; 2027-01-01: 2073; 2028-01-01: 2173; 2029-01-01: 2274
| 3 | Residential Electric Vehicles Demand (EVs) | GWh | Hydrogen Evolution | Electricity | Annual [Fiscal] | 927 | 1592 | 2322 | 3290 | 4511 | 5951 | 7723 | 9783 | 12167 | 14844 | 17956 | 21345 | 24943 | 28694 | 32334 | 35801 | 38845 | 41709 | 44100 | 45855 | 47004 | 47553 | 47498 | 46966 | 47715 | 48286 | 48623 | 48645 | 48670 | 48700 | 48743
| 3 | Residential Electric Vehicles Demand (EVs) | GWh | Electric Engagement | Electricity | Annual [Fiscal] | 927 | 1592 | 2322 | 3290 | 4486 | 5942 | 7703 | 9756 | 12139 | 14828 | 17954 | 21376 | 25041 | 28884 | 32653 | 36297 | 39559 | 42708 | 45398 | 47483 | 48981 | 49894 | 51174 | 52111 | 52698 | 52935 | 52841 | 52699 | 52522 | 52309 | 52061
| 3 | Residential Electric Vehicles Demand (EVs) | GWh | Counterfactual | Electricity | Annual [Fiscal] | 927 | 1592 | 2322 | 3290 | 4208 | 5407 | 6863 | 8524 | 10424 | 12535 | 14854 | 17351 | 20021 | 22835 | 25717 | 28630 | 31889 | 35278 | 38526 | 41496 | 43821 | 45741 | 47179 | 48137 | 48583 | 48576 | 48903 | 48878 | 48798 | 48680 | 48537
| 3 | Residential Electric Vehicles Demand (EVs) | GWh | Holistic Transition | Electricity | Annual [Fiscal] | 927 | 1592 | 2322 | 3290 | 4499 | 5964 | 7741 | 9819 | 12241 | 14988 | 18197 | 21736 | 25559 | 29609 | 33637 | 37594 | 41228 | 44818 | 48009 | 50643 | 52737 | 54737 | 56235 | 57360 | 58039 | 57773 | 57422 | 56981 | 56464 | 55871 | 55203
| 3 | Residential Electric Vehicles Demand (EVs) | GWh | Five Year Forecast | Electricity | Annual [Fiscal] | 2020-01-01: 927; 2021-01-01: 1592; 2022-01-01: 2322; 2023-01-01: 3290; 2024-01-01: 4498; 2025-01-01: 5952; 2026-01-01: 7722; 2027-01-01: 9784; 2028-01-01: 12180; 2029-01-01: 14884
| 3 | Residential Heat Pumps | GWh | Hydrogen Evolution | Electricity | Annual [Fiscal] | 1263 | 1483 | 1504 | 1680 | 2017 | 2435 | 2811 | 3408 | 4181 | 5167 | 6477 | 8088 | 10003 | 12279 | 14751 | 17328 | 19736 | 22299 | 25145 | 27974 | 30786 | 33549 | 36073 | 38435 | 40330 | 41847 | 43017 | 43804 | 44167 | 44293 | 44192
| 3 | Residential Heat Pumps | GWh | Electric Engagement | Electricity | Annual [Fiscal] | 1263 | 1483 | 1504 | 1680 | 1949 | 2395 | 2801 | 3415 | 4333 | 5555 | 7241 | 9334 | 11575 | 13974 | 16538 | 19119 | 21967 | 24922 | 27836 | 30667 | 33383 | 36017 | 38427 | 40506 | 42225 | 43448 | 44222 | 44776 | 45140 | 45300 | 45397
| 3 | Residential Heat Pumps | GWh | Counterfactual | Electricity | Annual [Fiscal] | 1263 | 1483 | 1504 | 1680 | 1940 | 2284 | 2612 | 3035 | 3453 | 3862 | 4254 | 4540 | 4888 | 5226 | 5560 | 5900 | 6579 | 7742 | 9152 | 11030 | 13232 | 15525 | 17747 | 19998 | 22327 | 24760 | 27411 | 30057 | 32826 | 35701 | 38623
| 3 | Residential Heat Pumps | GWh | Holistic Transition | Electricity | Annual [Fiscal] | 1263 | 1483 | 1504 | 1680 | 1908 | 2291 | 2684 | 3337 | 4218 | 5389 | 6881 | 8689 | 10664 | 13127 | 15687 | 18375 | 21186 | 24097 | 26966 | 29783 | 32492 | 35081 | 37342 | 39311 | 40904 | 42127 | 42978 | 43588 | 43688 | 43657 | 43461
| 3 | Residential Heat Pumps | GWh | Five Year Forecast | Electricity | Annual [Fiscal] | 2020-01-01: 1263; 2021-01-01: 1483; 2022-01-01: 1504; 2023-01-01: 1680; 2024-01-01: 2013; 2025-01-01: 2382; 2026-01-01: 2754; 2027-01-01: 3282; 2028-01-01: 3995; 2029-01-01: 4863
| 3 | Residential Light & Appliance Demand | GWh | Hydrogen Evolution | Electricity | Annual [Fiscal] | 78705 | 82774 | 78250 | 76961 | 73518 | 71067 | 68441 | 66513 | 64771 | 63467 | 62375 | 61174 | 60053 | 59137 | 58274 | 57440 | 56641 | 56211 | 55807 | 55389 | 54972 | 54719 | 54485 | 54254 | 54039 | 53846 | 53690 | 53545 | 53387 | 53377 | 53414
| 3 | Residential Light & Appliance Demand | GWh | Electric Engagement | Electricity | Annual [Fiscal] | 78705 | 82774 | 78250 | 76961 | 72775 | 70085 | 67279 | 65157 | 63231 | 61761 | 60582 | 59414 | 58324 | 57389 | 56516 | 55646 | 54779 | 54279 | 53830 | 53359 | 52890 | 52563 | 52310 | 52078 | 51859 | 51670 | 51529 | 51398 | 51446 | 51533 | 51616
| 3 | Residential Light & Appliance Demand | GWh | Counterfactual | Electricity | Annual [Fiscal] | 78705 | 82774 | 78250 | 76961 | 76286 | 74117 | 71563 | 69496 | 67749 | 66561 | 65628 | 64779 | 63880 | 63116 | 62455 | 61858 | 61167 | 60859 | 60577 | 60265 | 59945 | 59827 | 59802 | 59785 | 59780 | 59800 | 59878 | 59954 | 60035 | 60121 | 60208
| 3 | Residential Light & Appliance Demand | GWh | Holistic Transition | Electricity | Annual [Fiscal] | 78705 | 82774 | 78250 | 76961 | 71949 | 69025 | 65869 | 63478 | 61504 | 59922 | 58400 | 57041 | 55780 | 54665 | 53640 | 52658 | 51698 | 51073 | 50470 | 49859 | 49246 | 48743 | 48261 | 47789 | 47363 | 47031 | 46591 | 46152 | 45745 | 45509 | 45275
| 3 | Residential Light & Appliance Demand | GWh | Five Year Forecast | Electricity | Annual [Fiscal] | 2020-01-01: 78705; 2021-01-01: 82774; 2022-01-01: 78250; 2023-01-01: 76961; 2024-01-01: 73448; 2025-01-01: 71254; 2026-01-01: 68793; 2027-01-01: 66895; 2028-01-01: 65383; 2029-01-01: 64405
| 3 | Residential Resistive Heat Demand | GWh | Hydrogen Evolution | Electricity | Annual [Fiscal] | 5556 | 6092 | 5771 | 5749 | 6003 | 6241 | 5908 | 5562 | 5233 | 4906 | 4598 | 4278 | 3952 | 3624 | 3295 | 2968 | 2888 | 2849 | 2875 | 2947 | 3083 | 3282 | 3490 | 3686 | 3878 | 4060 | 4257 | 4465 | 4677 | 4890 | 5103
| 3 | Residential Resistive Heat Demand | GWh | Electric Engagement | Electricity | Annual [Fiscal] | 5556 | 6092 | 5771 | 5749 | 6198 | 6095 | 5819 | 5536 | 5259 | 4990 | 4733 | 4500 | 4269 | 4039 | 3804 | 3576 | 3564 | 3580 | 3639 | 3730 | 3900 | 4076 | 4259 | 4437 | 4608 | 4772 | 4914 | 5057 | 5202 | 5352 | 5500
| 3 | Residential Resistive Heat Demand | GWh | Counterfactual | Electricity | Annual [Fiscal] | 5556 | 6092 | 5771 | 5749 | 6018 | 6280 | 6000 | 5666 | 5341 | 5025 | 4717 | 4492 | 4301 | 4141 | 4006 | 3891 | 3711 | 3599 | 3583 | 3635 | 3762 | 3938 | 4170 | 4401 | 4631 | 4861 | 5014 | 5140 | 5235 | 5307 | 5360
| 3 | Residential Resistive Heat Demand | GWh | Holistic Transition | Electricity | Annual [Fiscal] | 5556 | 6092 | 5771 | 5749 | 6072 | 5930 | 5612 | 5281 | 4958 | 4637 | 4328 | 4029 | 3731 | 3432 | 3138 | 2847 | 2830 | 2847 | 2916 | 3029 | 3216 | 3424 | 3644 | 3864 | 4083 | 4300 | 4510 | 4723 | 4939 | 5153 | 5366
| 3 | Residential Resistive Heat Demand | GWh | Five Year Forecast | Electricity | Annual [Fiscal] | 2020-01-01: 5556; 2021-01-01: 6092; 2022-01-01: 5771; 2023-01-01: 5749; 2024-01-01: 6003; 2025-01-01: 6257; 2026-01-01: 6016; 2027-01-01: 5724; 2028-01-01: 5432; 2029-01-01: 5144
| 3 | Residential Resistive Hot Water | GWh | Hydrogen Evolution | Electricity | Annual [Fiscal] | 520 | 225 | 94 | 37 | 15 | 6 | 0 | 0 | 0 | 0 | 0 | 0 | 0 | 0 | 0 | 0 | 0 | 0 | 0 | 0 | 0 | 0 | 0 | 0 | 0 | 0 | 0 | 0 | 0 | 0 | 0
| 3 | Residential Resistive Hot Water | GWh | Electric Engagement | Electricity | Annual [Fiscal] | 520 | 225 | 94 | 37 | 15 | 6 | 0 | 0 | 0 | 0 | 0 | 0 | 0 | 0 | 0 | 0 | 0 | 0 | 0 | 0 | 0 | 0 | 0 | 0 | 0 | 0 | 0 | 0 | 0 | 0 | 0
| 3 | Residential Resistive Hot Water | GWh | Counterfactual | Electricity | Annual [Fiscal] | 520 | 225 | 94 | 37 | 15 | 6 | 0 | 0 | 0 | 0 | 0 | 0 | 0 | 0 | 0 | 0 | 0 | 0 | 0 | 0 | 0 | 0 | 0 | 0 | 0 | 0 | 0 | 0 | 0 | 0 | 0
| 3 | Residential Resistive Hot Water | GWh | Holistic Transition | Electricity | Annual [Fiscal] | 520 | 225 | 94 | 37 | 15 | 6 | 0 | 0 | 0 | 0 | 0 | 0 | 0 | 0 | 0 | 0 | 0 | 0 | 0 | 0 | 0 | 0 | 0 | 0 | 0 | 0 | 0 | 0 | 0 | 0 | 0
| 3 | Residential Resistive Hot Water | GWh | Five Year Forecast | Electricity | Annual [Fiscal] | 2020-01-01: 520; 2021-01-01: 225; 2022-01-01: 94; 2023-01-01: 37; 2024-01-01: 15; 2025-01-01: 6; 2026-01-01: 0; 2027-01-01: 0; 2028-01-01: 0; 2029-01-01: 0
| 3 | Residential Smart Metering - Demand Reduction | GWh | Hydrogen Evolution | Electricity | Annual [Fiscal] | 0 | 214 | 404 | 496 | 636 | 773 | 892 | 1009 | 1120 | 1231 | 1339 | 1309 | 1280 | 1255 | 1231 | 1208 | 1191 | 1181 | 1174 | 1167 | 1161 | 1160 | 1159 | 1159 | 1158 | 1158 | 1159 | 1160 | 1161 | 1165 | 1170
| 3 | Residential Smart Metering - Demand Reduction | GWh | Electric Engagement | Electricity | Annual [Fiscal] | 0 | 214 | 404 | 496 | 948 | 1143 | 1316 | 1485 | 1644 | 1802 | 1959 | 1917 | 1878 | 1843 | 1810 | 1777 | 1750 | 1736 | 1724 | 1713 | 1704 | 1699 | 1697 | 1695 | 1694 | 1693 | 1693 | 1694 | 1699 | 1707 | 1713
| 3 | Residential Smart Metering - Demand Reduction | GWh | Counterfactual | Electricity | Annual [Fiscal] | 0 | 214 | 404 | 496 | 329 | 402 | 465 | 526 | 585 | 644 | 703 | 693 | 682 | 673 | 665 | 657 | 649 | 645 | 642 | 639 | 637 | 638 | 640 | 642 | 644 | 647 | 649 | 651 | 653 | 654 | 656
| 3 | Residential Smart Metering - Demand Reduction | GWh | Holistic Transition | Electricity | Annual [Fiscal] | 0 | 214 | 404 | 496 | 1249 | 1499 | 1716 | 1925 | 2127 | 2324 | 2509 | 2443 | 2380 | 2324 | 2271 | 2220 | 2181 | 2157 | 2135 | 2116 | 2098 | 2087 | 2076 | 2066 | 2058 | 2053 | 2044 | 2035 | 2027 | 2026 | 2026
| 3 | Residential Smart Metering - Demand Reduction | GWh | Five Year Forecast | Electricity | Annual [Fiscal] | 2020-01-01: 0; 2021-01-01: 214; 2022-01-01: 404; 2023-01-01: 496; 2024-01-01: 636; 2025-01-01: 775; 2026-01-01: 898; 2027-01-01: 1017; 2028-01-01: 1133; 2029-01-01: 1298
| 3 | Residential Storage Heat | GWh | Hydrogen Evolution | Electricity | Annual [Fiscal] | 14449 | 15449 | 14290 | 13890 | 14196 | 14501 | 13881 | 13225 | 12636 | 12055 | 11540 | 11001 | 10404 | 9735 | 8969 | 8189 | 8143 | 8181 | 8384 | 8648 | 9005 | 9370 | 9770 | 10123 | 10467 | 10765 | 11061 | 11421 | 11857 | 12394 | 12954
| 3 | Residential Storage Heat | GWh | Electric Engagement | Electricity | Annual [Fiscal] | 14449 | 15449 | 14290 | 13890 | 14173 | 13516 | 12885 | 12236 | 11610 | 11011 | 10461 | 9982 | 9502 | 9021 | 8524 | 8039 | 8054 | 8137 | 8376 | 8668 | 9118 | 9528 | 9959 | 10380 | 10779 | 11147 | 11426 | 11709 | 11998 | 12306 | 12607
| 3 | Residential Storage Heat | GWh | Counterfactual | Electricity | Annual [Fiscal] | 14449 | 15449 | 14290 | 13890 | 14235 | 14609 | 14115 | 13518 | 12960 | 12446 | 11979 | 11669 | 11390 | 11138 | 10907 | 10692 | 10646 | 10698 | 10917 | 11191 | 11513 | 11787 | 12165 | 12524 | 12853 | 13149 | 13296 | 13419 | 13517 | 13596 | 13658
| 3 | Residential Storage Heat | GWh | Holistic Transition | Electricity | Annual [Fiscal] | 14449 | 15449 | 14290 | 13890 | 14217 | 13605 | 13004 | 12369 | 11771 | 11185 | 10669 | 10214 | 9757 | 9258 | 8772 | 8262 | 8271 | 8347 | 8571 | 8845 | 9251 | 9629 | 10045 | 10438 | 10822 | 11156 | 11409 | 11669 | 11972 | 12267 | 12589
| 3 | Residential Storage Heat | GWh | Five Year Forecast | Electricity | Annual [Fiscal] | 2020-01-01: 14449; 2021-01-01: 15449; 2022-01-01: 14290; 2023-01-01: 13890; 2024-01-01: 14196; 2025-01-01: 14538; 2026-01-01: 14005; 2027-01-01: 13351; 2028-01-01: 12694; 2029-01-01: 12053
| 4 | Commercial Electric Vehicles Demand (EVs) | GWh | Hydrogen Evolution | Electricity | Annual [Fiscal] | 378 | 607 | 877 | 1301 | 1836 | 2512 | 3381 | 4460 | 5799 | 7436 | 9480 | 11939 | 14809 | 17963 | 21333 | 25212 | 28878 | 32657 | 36470 | 40149 | 43395 | 46207 | 48869 | 51450 | 52180 | 52688 | 52824 | 52706 | 52564 | 52388 | 52191
| 4 | Commercial Electric Vehicles Demand (EVs) | GWh | Electric Engagement | Electricity | Annual [Fiscal] | 378 | 607 | 877 | 1301 | 1863 | 2582 | 3500 | 4649 | 6091 | 7874 | 10114 | 12839 | 16072 | 19688 | 23676 | 28273 | 32946 | 38126 | 43798 | 49694 | 55033 | 59857 | 63468 | 66755 | 69677 | 71872 | 73622 | 75017 | 75074 | 75073 | 75084
| 4 | Commercial Electric Vehicles Demand (EVs) | GWh | Counterfactual | Electricity | Annual [Fiscal] | 378 | 607 | 877 | 1301 | 1670 | 2203 | 2871 | 3671 | 4637 | 5780 | 7129 | 8708 | 10548 | 12683 | 15114 | 17812 | 20898 | 24225 | 27771 | 31510 | 35682 | 40091 | 44336 | 48686 | 53183 | 58292 | 61537 | 64486 | 67353 | 70141 | 72846
| 4 | Commercial Electric Vehicles Demand (EVs) | GWh | Holistic Transition | Electricity | Annual [Fiscal] | 378 | 607 | 877 | 1301 | 1872 | 2595 | 3516 | 4664 | 6095 | 7850 | 10034 | 12659 | 15719 | 19067 | 22673 | 26717 | 30683 | 34989 | 39639 | 44823 | 49392 | 52960 | 56162 | 59056 | 61585 | 63532 | 65132 | 66434 | 67384 | 66989 | 66379
| 4 | Commercial Electric Vehicles Demand (EVs) | GWh | Five Year Forecast | Electricity | Annual [Fiscal] | 2020-01-01: 378; 2021-01-01: 607; 2022-01-01: 877; 2023-01-01: 1301; 2024-01-01: 1857; 2025-01-01: 2563; 2026-01-01: 3467; 2027-01-01: 4592; 2028-01-01: 5997; 2029-01-01: 7723
| 4 | Total Commercial Demand inc Heat Pumps, District Heat, Rail Traction, No directs, exc EV | GWh | Hydrogen Evolution | Electricity | Annual [Fiscal] | 81655 | 83772 | 82381 | 81877 | 83834 | 85187 | 86983 | 89368 | 91511 | 94035 | 96800 | 99763 | 102854 | 105984 | 108992 | 111898 | 115012 | 118147 | 121288 | 124449 | 127619 | 130708 | 133545 | 136013 | 138077 | 140008 | 141956 | 143942 | 145949 | 148008 | 150105
| 4 | Total Commercial Demand inc Heat Pumps, District Heat, Rail Traction, No directs, exc EV | GWh | Electric Engagement | Electricity | Annual [Fiscal] | 81655 | 83772 | 82381 | 81877 | 83531 | 85655 | 88213 | 90758 | 94248 | 98403 | 102680 | 106754 | 111071 | 115393 | 119433 | 123308 | 127683 | 131939 | 136012 | 140041 | 143995 | 147846 | 151124 | 153504 | 155760 | 157828 | 159898 | 162012 | 164239 | 166532 | 168869
| 4 | Total Commercial Demand inc Heat Pumps, District Heat, Rail Traction, No directs, exc EV | GWh | Counterfactual | Electricity | Annual [Fiscal] | 81655 | 83772 | 82381 | 81877 | 84555 | 85404 | 86196 | 87435 | 88759 | 90262 | 91945 | 93709 | 95574 | 97746 | 99690 | 101528 | 103280 | 104981 | 106672 | 108373 | 110118 | 111850 | 113512 | 115116 | 116698 | 118244 | 119845 | 121504 | 123334 | 125211 | 127092
| 4 | Total Commercial Demand inc Heat Pumps, District Heat, Rail Traction, No directs, exc EV | GWh | Holistic Transition | Electricity | Annual [Fiscal] | 81655 | 83772 | 82381 | 81877 | 83908 | 86792 | 90239 | 93638 | 97361 | 101494 | 105706 | 109725 | 114079 | 118614 | 122999 | 127158 | 131526 | 135835 | 139954 | 143888 | 147263 | 150242 | 152968 | 155579 | 158108 | 160481 | 162783 | 165045 | 167292 | 169537 | 171778
| 4 | Total Commercial Demand inc Heat Pumps, District Heat, Rail Traction, No directs, exc EV | GWh | Five Year Forecast | Electricity | Annual [Fiscal] | 2020-01-01: 81655; 2021-01-01: 83772; 2022-01-01: 82381; 2023-01-01: 81877; 2024-01-01: 84116; 2025-01-01: 85576; 2026-01-01: 87761; 2027-01-01: 90758; 2028-01-01: 93476; 2029-01-01: 96607
| 5 | Commercial District Heat Demand | GWh | Hydrogen Evolution | Electricity | Annual [Fiscal] | 0 | 42 | 90 | 158 | 262 | 336 | 411 | 486 | 563 | 640 | 717 | 774 | 838 | 903 | 972 | 1032 | 1157 | 1297 | 1431 | 1552 | 1653 | 1761 | 1875 | 1985 | 2086 | 2173 | 2283 | 2388 | 2488 | 2581 | 2665
| 5 | Commercial District Heat Demand | GWh | Electric Engagement | Electricity | Annual [Fiscal] | 0 | 42 | 90 | 158 | 248 | 315 | 381 | 449 | 517 | 585 | 653 | 729 | 820 | 912 | 1006 | 1022 | 1170 | 1306 | 1431 | 1550 | 1662 | 1794 | 1947 | 2126 | 2323 | 2496 | 2712 | 2931 | 3157 | 3390 | 3636
| 5 | Commercial District Heat Demand | GWh | Counterfactual | Electricity | Annual [Fiscal] | 0 | 42 | 90 | 158 | 170 | 212 | 253 | 296 | 340 | 385 | 430 | 487 | 557 | 631 | 712 | 796 | 902 | 1019 | 1136 | 1255 | 1368 | 1489 | 1614 | 1734 | 1850 | 1953 | 2062 | 2163 | 2261 | 2356 | 2435
| 5 | Commercial District Heat Demand | GWh | Holistic Transition | Electricity | Annual [Fiscal] | 0 | 42 | 90 | 158 | 244 | 314 | 383 | 452 | 520 | 587 | 652 | 734 | 823 | 915 | 1010 | 1036 | 1176 | 1330 | 1505 | 1709 | 1907 | 2155 | 2397 | 2642 | 2888 | 3109 | 3349 | 3587 | 3824 | 4058 | 4284
| 5 | Commercial District Heat Demand | GWh | Five Year Forecast | Electricity | Annual [Fiscal] | 2020-01-01: 0; 2021-01-01: 42; 2022-01-01: 90; 2023-01-01: 158; 2024-01-01: 244; 2025-01-01: 316; 2026-01-01: 388; 2027-01-01: 462; 2028-01-01: 537; 2029-01-01: 612
| 5 | Commercial Heat Pump Demand | GWh | Hydrogen Evolution | Electricity | Annual [Fiscal] | 50 | 228 | 586 | 1113 | 1277 | 1619 | 2054 | 2673 | 3319 | 3977 | 4630 | 5323 | 6084 | 6892 | 7705 | 8516 | 9424 | 10263 | 11182 | 12152 | 13113 | 13992 | 14731 | 15466 | 16214 | 16983 | 17732 | 18430 | 19118 | 19806 | 20509
| 5 | Commercial Heat Pump Demand | GWh | Electric Engagement | Electricity | Annual [Fiscal] | 50 | 228 | 586 | 1113 | 1484 | 1911 | 2392 | 3068 | 3793 | 4507 | 5290 | 6106 | 6947 | 7836 | 8740 | 9650 | 10758 | 11810 | 12873 | 13952 | 14952 | 15880 | 16599 | 17258 | 17917 | 18488 | 19003 | 19481 | 19915 | 20344 | 20723
| 5 | Commercial Heat Pump Demand | GWh | Counterfactual | Electricity | Annual [Fiscal] | 50 | 228 | 586 | 1113 | 1373 | 1662 | 1993 | 2367 | 2739 | 3128 | 3516 | 3903 | 4427 | 4999 | 5586 | 6178 | 6684 | 7193 | 7739 | 8316 | 8904 | 9454 | 10015 | 10575 | 11121 | 11670 | 12229 | 12711 | 13148 | 13581 | 13960
| 5 | Commercial Heat Pump Demand | GWh | Holistic Transition | Electricity | Annual [Fiscal] | 50 | 228 | 586 | 1113 | 1453 | 1843 | 2300 | 2966 | 3688 | 4448 | 5295 | 6224 | 7160 | 8102 | 9035 | 9957 | 11013 | 12082 | 13132 | 14172 | 15137 | 16020 | 16726 | 17365 | 17936 | 18390 | 18779 | 19158 | 19532 | 19913 | 20280
| 5 | Commercial Heat Pump Demand | GWh | Five Year Forecast | Electricity | Annual [Fiscal] | 2020-01-01: 50; 2021-01-01: 228; 2022-01-01: 586; 2023-01-01: 1113; 2024-01-01: 1460; 2025-01-01: 1816; 2026-01-01: 2224; 2027-01-01: 2789; 2028-01-01: 3351; 2029-01-01: 3988
| 5 | GB Customer Demand: Commercial Data Centres - Direct Transmission Customers | GWh | Hydrogen Evolution | Electricity | Annual [Fiscal] |  |  |  | 1215 | 2378 | 3331 | 4090 | 5233 | 6559 | 7579 | 8660 | 9837 | 11138 | 12585 | 13660 | 14683 | 15688 | 16649 | 17500 | 18355 | 19229 | 20080 | 20882 | 21652 | 22352 | 23056 | 23740 | 24408 | 25064 | 25713 | 26351
| 5 | GB Customer Demand: Commercial Data Centres - Direct Transmission Customers | GWh | Electric Engagement | Electricity | Annual [Fiscal] |  |  |  | 1217 | 2503 | 3714 | 4823 | 6474 | 8422 | 10028 | 11731 | 13214 | 14680 | 16435 | 17662 | 18838 | 20006 | 21125 | 22112 | 23048 | 23961 | 24902 | 25754 | 26523 | 27240 | 27995 | 28737 | 29461 | 30174 | 30887 | 31591
| 5 | GB Customer Demand: Commercial Data Centres - Direct Transmission Customers | GWh | Counterfactual | Electricity | Annual [Fiscal] |  |  |  | 1194 | 2301 | 3136 | 3722 | 4621 | 5651 | 6388 | 7186 | 8082 | 9060 | 10389 | 11323 | 12202 | 13112 | 13942 | 14673 | 15360 | 16058 | 16746 | 17404 | 18015 | 18609 | 19228 | 19834 | 20429 | 21014 | 21594 | 22164
| 5 | GB Customer Demand: Commercial Data Centres - Direct Transmission Customers | GWh | Holistic Transition | Electricity | Annual [Fiscal] |  |  |  | 1227 | 2575 | 3915 | 5206 | 7101 | 9334 | 11210 | 13185 | 14868 | 16562 | 18548 | 19994 | 21419 | 22842 | 24202 | 25404 | 26526 | 27601 | 28703 | 29680 | 30542 | 31345 | 32178 | 32984 | 33765 | 34529 | 35291 | 36041
| 5 | GB Customer Demand: Commercial Data Centres - Direct Transmission Customers | GWh | Five Year Forecast | Electricity | Annual [Fiscal] | 2023-01-01: 1325; 2024-01-01: 2444; 2025-01-01: 3387; 2026-01-01: 4131; 2027-01-01: 5304; 2028-01-01: 6682; 2029-01-01: 7750
| 5 | GB Customer Demand: Commercial Data Centres - Distribution System Customers | GWh | Hydrogen Evolution | Electricity | Annual [Fiscal] |  |  |  | 3785 | 3104 | 2939 | 3259 | 3568 | 3976 | 4961 | 6042 | 7189 | 8375 | 9152 | 10120 | 11044 | 11814 | 12521 | 13212 | 13875 | 14483 | 15034 | 15553 | 16095 | 16638 | 17112 | 17547 | 17971 | 18387 | 18794 | 19203
| 5 | GB Customer Demand: Commercial Data Centres - Distribution System Customers | GWh | Electric Engagement | Electricity | Annual [Fiscal] |  |  |  | 3783 | 3257 | 3281 | 3851 | 4442 | 5152 | 6601 | 8207 | 9654 | 10979 | 11888 | 12976 | 14009 | 14908 | 15737 | 16551 | 17290 | 17930 | 18500 | 19006 | 19510 | 20036 | 20507 | 20958 | 21396 | 21828 | 22255 | 22687
| 5 | GB Customer Demand: Commercial Data Centres - Distribution System Customers | GWh | Counterfactual | Electricity | Annual [Fiscal] |  |  |  | 2273 | 2193 | 2213 | 2263 | 2340 | 2647 | 3003 | 3342 | 3679 | 4002 | 4260 | 4456 | 4603 | 4703 | 4762 | 4781 | 4795 | 4812 | 4831 | 4852 | 4872 | 4888 | 4902 | 4914 | 4922 | 4926 | 4930 | 4934
| 5 | GB Customer Demand: Commercial Data Centres - Distribution System Customers | GWh | Holistic Transition | Electricity | Annual [Fiscal] |  |  |  | 3773 | 3333 | 3464 | 4159 | 4885 | 5728 | 7360 | 9156 | 10803 | 12293 | 13365 | 14633 | 15856 | 16959 | 17985 | 18986 | 19892 | 20675 | 21331 | 21892 | 22438 | 23000 | 23500 | 23978 | 24439 | 24889 | 25331 | 25778
| 5 | GB Customer Demand: Commercial Data Centres - Distribution System Customers | GWh | Five Year Forecast | Electricity | Annual [Fiscal] | 2023-01-01: 3675; 2024-01-01: 3041; 2025-01-01: 2899; 2026-01-01: 3264; 2027-01-01: 3607; 2028-01-01: 4054; 2029-01-01: 5110
| 5 | I&C Rail Traction Demand | GWh | Hydrogen Evolution | Electricity | Annual [Fiscal] | 4816 | 4739 | 4768 | 4833 | 4963 | 5067 | 5173 | 5281 | 5391 | 5504 | 5619 | 5737 | 5857 | 5979 | 6104 | 6232 | 6362 | 6495 | 6631 | 6770 | 6912 | 7056 | 7204 | 7355 | 7508 | 7665 | 7826 | 7990 | 8157 | 8327 | 8502
| 5 | I&C Rail Traction Demand | GWh | Electric Engagement | Electricity | Annual [Fiscal] | 4816 | 4739 | 4768 | 4833 | 4985 | 5106 | 5231 | 5359 | 5490 | 5624 | 5761 | 5902 | 6046 | 6194 | 6345 | 6500 | 6659 | 6822 | 6988 | 7159 | 7334 | 7513 | 7697 | 7885 | 8077 | 8275 | 8477 | 8684 | 8896 | 9113 | 9336
| 5 | I&C Rail Traction Demand | GWh | Counterfactual | Electricity | Annual [Fiscal] | 4816 | 4739 | 4768 | 4833 | 4895 | 4944 | 4993 | 5043 | 5093 | 5144 | 5196 | 5248 | 5300 | 5353 | 5407 | 5461 | 5515 | 5571 | 5626 | 5683 | 5739 | 5797 | 5855 | 5913 | 5972 | 6032 | 6093 | 6153 | 6215 | 6277 | 6340
| 5 | I&C Rail Traction Demand | GWh | Holistic Transition | Electricity | Annual [Fiscal] | 4816 | 4739 | 4768 | 4833 | 5016 | 5163 | 5315 | 5471 | 5632 | 5797 | 5968 | 6143 | 6323 | 6509 | 6701 | 6897 | 7100 | 7309 | 7524 | 7745 | 7972 | 8206 | 8448 | 8696 | 8951 | 9214 | 9485 | 9764 | 10051 | 10346 | 10650
| 5 | I&C Rail Traction Demand | GWh | Five Year Forecast | Electricity | Annual [Fiscal] | 2020-01-01: 4816; 2021-01-01: 4739; 2022-01-01: 4768; 2023-01-01: 4833; 2024-01-01: 4951; 2025-01-01: 5045; 2026-01-01: 5141; 2027-01-01: 5238; 2028-01-01: 5338; 2029-01-01: 5439
| 5 | Industrial District Heat Demand | GWh | Hydrogen Evolution | Electricity | Annual [Fiscal] | 0 | 2 | 5 | 9 | 16 | 22 | 28 | 32 | 36 | 39 | 43 | 45 | 48 | 52 | 57 | 66 | 89 | 115 | 140 | 163 | 185 | 209 | 235 | 262 | 289 | 312 | 340 | 367 | 393 | 415 | 434
| 5 | Industrial District Heat Demand | GWh | Electric Engagement | Electricity | Annual [Fiscal] | 0 | 2 | 5 | 9 | 15 | 20 | 25 | 28 | 32 | 35 | 39 | 42 | 46 | 50 | 54 | 55 | 74 | 93 | 109 | 125 | 139 | 154 | 172 | 190 | 210 | 228 | 251 | 274 | 300 | 326 | 347
| 5 | Industrial District Heat Demand | GWh | Counterfactual | Electricity | Annual [Fiscal] | 0 | 2 | 5 | 7 | 11 | 17 | 22 | 26 | 29 | 31 | 33 | 35 | 37 | 40 | 45 | 56 | 74 | 93 | 112 | 130 | 147 | 167 | 189 | 213 | 237 | 261 | 287 | 312 | 336 | 355 | 371
| 5 | Industrial District Heat Demand | GWh | Holistic Transition | Electricity | Annual [Fiscal] | 0 | 2 | 5 | 9 | 15 | 20 | 25 | 31 | 38 | 46 | 55 | 70 | 86 | 102 | 118 | 125 | 152 | 178 | 205 | 232 | 254 | 280 | 304 | 330 | 356 | 376 | 399 | 422 | 445 | 470 | 488
| 5 | Industrial District Heat Demand | GWh | Five Year Forecast | Electricity | Annual [Fiscal] | 2020-01-01: 0; 2021-01-01: 2; 2022-01-01: 5; 2023-01-01: 9; 2024-01-01: 16; 2025-01-01: 21; 2026-01-01: 28; 2027-01-01: 32; 2028-01-01: 36; 2029-01-01: 39
| 5 | Residential Micro-generation | GWh | Hydrogen Evolution | Electricity | Annual [Fiscal] | 3558 | 3737 | 5465 | 5460 | 5988 | 6516 | 7044 | 7572 | 8099 | 8627 | 9155 | 9683 | 10211 | 10738 | 11266 | 11794 | 12322 | 12850 | 13378 | 13905 | 14433 | 14961 | 15489 | 16017 | 16544 | 17072 | 17600 | 18128 | 18656 | 19183 | 19711
| 5 | Residential Micro-generation | GWh | Electric Engagement | Electricity | Annual [Fiscal] | 3558 | 3737 | 5465 | 5460 | 6598 | 7736 | 8873 | 10011 | 11149 | 12286 | 13424 | 14561 | 15699 | 16837 | 17974 | 19112 | 20250 | 21387 | 22525 | 23663 | 24800 | 25938 | 27076 | 28213 | 29351 | 30488 | 31626 | 32764 | 33901 | 35039 | 36177
| 5 | Residential Micro-generation | GWh | Counterfactual | Electricity | Annual [Fiscal] | 3558 | 3737 | 5465 | 5460 | 5819 | 6178 | 6537 | 6896 | 7255 | 7614 | 7973 | 8332 | 8691 | 9050 | 9409 | 9768 | 10127 | 10486 | 10845 | 11204 | 11563 | 11922 | 12281 | 12640 | 12999 | 13358 | 13717 | 14076 | 14435 | 14794 | 15153
| 5 | Residential Micro-generation | GWh | Holistic Transition | Electricity | Annual [Fiscal] | 3558 | 3737 | 5465 | 5460 | 6598 | 7736 | 8873 | 10011 | 11149 | 12286 | 13424 | 14561 | 15699 | 16837 | 17974 | 19112 | 20250 | 21387 | 22525 | 23663 | 24800 | 25938 | 27076 | 28213 | 29351 | 30488 | 31626 | 32764 | 33901 | 35039 | 36177
| 5 | Residential Micro-generation | GWh | Five Year Forecast | Electricity | Annual [Fiscal] | 2020-01-01: 3558; 2021-01-01: 3737; 2022-01-01: 5465; 2023-01-01: 5460; 2024-01-01: 5856; 2025-01-01: 6251; 2026-01-01: 6646; 2027-01-01: 7042; 2028-01-01: 7440; 2029-01-01: 7838
| 1 | GBFES System Demand: Total Summer Minimum Demand | GW | Hydrogen Evolution | Electricity | Min (06:00) | 21.38 | 21.816 | 20.84 | 18.9578 | 18.9777 | 19.2611 | 19.35 | 19.613 | 19.795 | 20.2165 | 20.461 | 20.715 | 20.989 | 21.264 | 21.518 | 21.73 | 22.021 | 22.35 | 22.699 | 23.9006 | 23.329 | 23.615 | 23.871 | 25.0247 | 31.0431 | 24.385 | 24.443 | 24.537 | 24.698 | 24.841 | 29.7239
| 1 | GBFES System Demand: Total Summer Minimum Demand | GW | Electric Engagement | Electricity | Min (06:00) | 21.38 | 21.816 | 20.84 | 18.957 | 19.2693 | 19.1157 | 19.4415 | 19.7533 | 20.1802 | 20.488 | 21.037 | 21.549 | 22.182 | 22.885 | 23.637 | 27.0177 | 26.177 | 26.191 | 27.006 | 27.737 | 35.9319 | 28.926 | 29.385 | 29.717 | 30.002 | 37.5151 | 31.1472 | 30.659 | 30.838 | 31.041 | 38.1026
| 1 | GBFES System Demand: Total Summer Minimum Demand | GW | Counterfactual | Electricity | Min (06:00) | 21.38 | 21.816 | 20.84 | 18.9474 | 19.3509 | 19.2184 | 19.319 | 19.5798 | 19.8172 | 20.0948 | 20.4011 | 20.517 | 20.619 | 21.416 | 21.033 | 21.172 | 21.383 | 21.6711 | 21.8223 | 23.1988 | 23.968 | 22.738 | 23.0919 | 23.365 | 26.4598 | 23.99 | 25.5035 | 24.806 | 25.222 | 25.667 | 29.4014
| 1 | GBFES System Demand: Total Summer Minimum Demand | GW | Holistic Transition | Electricity | Min (06:00) | 21.38 | 21.816 | 20.84 | 18.9567 | 18.8333 | 19.2767 | 19.7747 | 20.441 | 21.4964 | 20.583 | 20.996 | 21.33 | 22.304 | 22.917 | 22.796 | 23.306 | 24.771 | 24.512 | 25.071 | 26.562 | 26.049 | 26.42 | 27.969 | 28.28 | 27.382 | 28.948 | 30.8248 | 28.039 | 29.511 | 29.623 | 28.465
| 1 | GBFES System Demand: Total Summer Minimum Demand | GW | Five Year Forecast | Electricity | Min (06:00) | 2020-01-01: 21.38; 2021-01-01: 21.816; 2022-01-01: 20.84; 2023-01-01: 18.9578; 2024-01-01: 18.9657; 2025-01-01: 19.2841; 2026-01-01: 19.446; 2027-01-01: 19.778; 2028-01-01: 20.043; 2029-01-01: 20.5535
| 2 | GBFES Customer Demand: Commercial including losses | GW | Hydrogen Evolution | Electricity | Min (06:00) | 8.081 | 8.164 | 7.815 | 6.854 | 7.023 | 7.183 | 7.306 | 7.473 | 7.625 | 7.816 | 8.038 | 8.286 | 8.541 | 8.795 | 9.04 | 9.292 | 9.574 | 9.877 | 10.184 | 10.49 | 10.786 | 11.06 | 11.315 | 11.535 | 11.69 | 11.823 | 11.947 | 12.076 | 12.208 | 12.343 | 12.48
| 2 | GBFES Customer Demand: Commercial including losses | GW | Electric Engagement | Electricity | Min (06:00) | 8.081 | 8.164 | 7.815 | 6.854 | 7.207 | 7.187 | 7.377 | 7.564 | 7.833 | 8.17 | 8.53 | 8.883 | 9.268 | 9.649 | 10.008 | 10.371 | 10.805 | 11.248 | 11.693 | 12.141 | 12.566 | 12.975 | 13.326 | 13.595 | 13.839 | 14.052 | 14.261 | 14.463 | 14.625 | 14.792 | 14.968
| 2 | GBFES Customer Demand: Commercial including losses | GW | Counterfactual | Electricity | Min (06:00) | 8.081 | 8.164 | 7.815 | 6.854 | 7.159 | 7.103 | 7.136 | 7.318 | 7.401 | 7.498 | 7.611 | 7.837 | 7.954 | 8.084 | 8.301 | 8.398 | 8.608 | 8.815 | 8.912 | 9.118 | 9.33 | 9.544 | 9.747 | 9.943 | 10.138 | 10.328 | 10.632 | 10.839 | 11.066 | 11.298 | 11.538
| 2 | GBFES Customer Demand: Commercial including losses | GW | Holistic Transition | Electricity | Min (06:00) | 8.081 | 8.164 | 7.815 | 6.854 | 7.051 | 7.394 | 7.651 | 7.899 | 8.174 | 8.488 | 8.819 | 9.136 | 9.496 | 9.88 | 10.262 | 10.647 | 11.072 | 11.508 | 11.947 | 12.402 | 12.79 | 13.129 | 13.447 | 13.752 | 14.043 | 14.313 | 14.569 | 14.808 | 15.028 | 15.18 | 15.321
| 2 | GBFES Customer Demand: Commercial including losses | GW | Five Year Forecast | Electricity | Min (06:00) | 2020-01-01: 8.081; 2021-01-01: 8.164; 2022-01-01: 7.815; 2023-01-01: 6.854; 2024-01-01: 7.033; 2025-01-01: 7.189; 2026-01-01: 7.349; 2027-01-01: 7.574; 2028-01-01: 7.784; 2029-01-01: 8.031
| 2 | GBFES Customer Demand: Direct Transmission Customers | GW | Hydrogen Evolution | Electricity | Min (06:00) | 0.8 | 0.8 | 0.8 | 0.8 | 0.8 | 0.87 | 0.99 | 1.12 | 1.19 | 1.38 | 1.5 | 1.485 | 1.47 | 1.455 | 1.45 | 1.405 | 1.36 | 1.315 | 1.27 | 1.225 | 1.2 | 1.193 | 1.186 | 1.179 | 1.172 | 1.165 | 1.158 | 1.151 | 1.15 | 1.15 | 1.15
| 2 | GBFES Customer Demand: Direct Transmission Customers | GW | Electric Engagement | Electricity | Min (06:00) | 0.8 | 0.8 | 0.8 | 0.8 | 0.8 | 0.87 | 0.99 | 1.12 | 1.19 | 1.38 | 1.5 | 1.485 | 1.47 | 1.455 | 1.45 | 1.405 | 1.36 | 1.315 | 1.27 | 1.225 | 1.2 | 1.193 | 1.186 | 1.179 | 1.172 | 1.165 | 1.158 | 1.151 | 1.15 | 1.15 | 1.15
| 2 | GBFES Customer Demand: Direct Transmission Customers | GW | Counterfactual | Electricity | Min (06:00) | 0.8 | 0.8 | 0.8 | 0.8 | 0.8 | 0.87 | 0.99 | 1.12 | 1.19 | 1.38 | 1.5 | 1.485 | 1.47 | 1.455 | 1.45 | 1.405 | 1.36 | 1.315 | 1.27 | 1.225 | 1.2 | 1.193 | 1.186 | 1.179 | 1.172 | 1.165 | 1.158 | 1.151 | 1.15 | 1.15 | 1.15
| 2 | GBFES Customer Demand: Direct Transmission Customers | GW | Holistic Transition | Electricity | Min (06:00) | 0.8 | 0.8 | 0.8 | 0.8 | 0.8 | 0.87 | 0.99 | 1.12 | 1.19 | 1.38 | 1.5 | 1.485 | 1.47 | 1.455 | 1.45 | 1.405 | 1.36 | 1.315 | 1.27 | 1.225 | 1.2 | 1.193 | 1.186 | 1.179 | 1.172 | 1.165 | 1.158 | 1.151 | 1.15 | 1.15 | 1.15
| 2 | GBFES Customer Demand: Direct Transmission Customers | GW | Five Year Forecast | Electricity | Min (06:00) | 2020-01-01: 0.8; 2021-01-01: 0.8; 2022-01-01: 0.8; 2023-01-01: 0.8; 2024-01-01: 0.8; 2025-01-01: 0.87; 2026-01-01: 0.99; 2027-01-01: 1.12; 2028-01-01: 1.19; 2029-01-01: 1.38
| 2 | GBFES Customer Demand: Industrial including losses | GW | Hydrogen Evolution | Electricity | Min (06:00) | 7.654 | 7.449 | 6.829 | 5.986 | 5.985 | 6.068 | 6.135 | 6.188 | 6.215 | 6.22 | 6.202 | 6.207 | 6.215 | 6.21 | 6.18 | 6.14 | 6.134 | 6.128 | 6.138 | 6.178 | 6.104 | 6.075 | 6.042 | 6.059 | 6.459 | 5.921 | 5.837 | 5.784 | 5.785 | 5.749 | 6.083
| 2 | GBFES Customer Demand: Industrial including losses | GW | Electric Engagement | Electricity | Min (06:00) | 7.654 | 7.449 | 6.829 | 5.986 | 6.14 | 6.016 | 6.08 | 6.172 | 6.276 | 6.343 | 6.427 | 6.575 | 6.801 | 7.086 | 7.428 | 8.01 | 8.313 | 8.646 | 8.966 | 9.208 | 9.908 | 9.458 | 9.504 | 9.509 | 9.496 | 10.008 | 9.531 | 9.458 | 9.444 | 9.441 | 9.948
| 2 | GBFES Customer Demand: Industrial including losses | GW | Counterfactual | Electricity | Min (06:00) | 7.654 | 7.449 | 6.829 | 5.986 | 6.115 | 6.085 | 6.198 | 6.285 | 6.337 | 6.369 | 6.421 | 6.449 | 6.508 | 6.596 | 6.574 | 6.586 | 6.609 | 6.627 | 6.655 | 6.759 | 6.827 | 6.752 | 6.802 | 6.85 | 7.092 | 6.942 | 7.072 | 7.063 | 7.144 | 7.24 | 7.586
| 2 | GBFES Customer Demand: Industrial including losses | GW | Holistic Transition | Electricity | Min (06:00) | 7.654 | 7.449 | 6.829 | 5.986 | 5.93 | 6.061 | 6.127 | 6.209 | 6.249 | 6.274 | 6.275 | 6.301 | 6.411 | 6.522 | 6.583 | 6.71 | 6.922 | 6.984 | 7.063 | 7.168 | 7.12 | 7.104 | 7.194 | 7.166 | 7.05 | 7.131 | 7.219 | 6.991 | 7.069 | 7.045 | 6.963
| 2 | GBFES Customer Demand: Industrial including losses | GW | Five Year Forecast | Electricity | Min (06:00) | 2020-01-01: 7.654; 2021-01-01: 7.449; 2022-01-01: 6.829; 2023-01-01: 5.986; 2024-01-01: 6.002; 2025-01-01: 6.106; 2026-01-01: 6.201; 2027-01-01: 6.268; 2028-01-01: 6.314; 2029-01-01: 6.34
| 2 | GBFES Customer Demand: Residential including losses | GW | Hydrogen Evolution | Electricity | Min (06:00) | 4.845 | 5.403 | 5.396 | 5.306 | 5.164 | 5.053 | 4.919 | 4.832 | 4.765 | 4.731 | 4.721 | 4.737 | 4.763 | 4.804 | 4.848 | 4.893 | 4.953 | 5.03 | 5.107 | 5.176 | 5.239 | 5.287 | 5.328 | 5.361 | 5.419 | 5.476 | 5.501 | 5.526 | 5.555 | 5.599 | 5.649
| 2 | GBFES Customer Demand: Residential including losses | GW | Electric Engagement | Electricity | Min (06:00) | 4.845 | 5.403 | 5.396 | 5.306 | 5.118 | 4.957 | 4.813 | 4.716 | 4.638 | 4.595 | 4.58 | 4.606 | 4.643 | 4.695 | 4.751 | 4.808 | 4.886 | 4.982 | 5.077 | 5.163 | 5.244 | 5.3 | 5.369 | 5.434 | 5.495 | 5.552 | 5.568 | 5.587 | 5.619 | 5.658 | 5.699
| 2 | GBFES Customer Demand: Residential including losses | GW | Counterfactual | Electricity | Min (06:00) | 4.845 | 5.403 | 5.396 | 5.306 | 5.275 | 5.158 | 4.992 | 4.853 | 4.844 | 4.761 | 4.694 | 4.746 | 4.687 | 4.748 | 4.708 | 4.783 | 4.771 | 4.894 | 4.918 | 5.052 | 5.082 | 5.249 | 5.319 | 5.393 | 5.472 | 5.555 | 5.652 | 5.753 | 5.862 | 5.979 | 6.106
| 2 | GBFES Customer Demand: Residential including losses | GW | Holistic Transition | Electricity | Min (06:00) | 4.845 | 5.403 | 5.396 | 5.306 | 5.048 | 4.866 | 4.697 | 4.58 | 4.495 | 4.441 | 4.402 | 4.408 | 4.427 | 4.46 | 4.501 | 4.544 | 4.617 | 4.705 | 4.791 | 4.867 | 4.939 | 4.994 | 5.042 | 5.083 | 5.117 | 5.139 | 5.115 | 5.089 | 5.064 | 5.048 | 5.031
| 2 | GBFES Customer Demand: Residential including losses | GW | Five Year Forecast | Electricity | Min (06:00) | 2020-01-01: 4.845; 2021-01-01: 5.403; 2022-01-01: 5.396; 2023-01-01: 5.306; 2024-01-01: 5.125; 2025-01-01: 5.032; 2026-01-01: 4.906; 2027-01-01: 4.816; 2028-01-01: 4.755; 2029-01-01: 4.733
| 3 | Commercial District Heat Summer Min | GW | Hydrogen Evolution | Electricity | Min (06:00) | 0 | 0.000259 | 0.000495 | 0.000505 | 0.0011007 | 0.0013711 | 0.0014463 | 0.0015279 | 0.0016115 | 0.0016946 | 0.0017776 | 0.0017618 | 0.0017461 | 0.0017298 | 0.00171 | 0.0016843 | 0.0014232 | 0.0011709 | 0.00092571 | 0.00068552 | 0.00044895 | 0.00035696 | 0.00026606 | 0.00017634 | 8.7666e-05 | 0 | 0 | 0 | 0 | 0 | 0
| 3 | Commercial District Heat Summer Min | GW | Electric Engagement | Electricity | Min (06:00) | 0 | 0.000259 | 0.000495 | 0.000505 | 0.000986 | 0.001231 | 0.001302 | 0.001378 | 0.001454 | 0.001529 | 0.001606 | 0.001617 | 0.001628 | 0.001639 | 0.001649 | 0.001658 | 0.00157 | 0.001488 | 0.001408 | 0.001332 | 0.001257 | 0.001276 | 0.001295 | 0.001315 | 0.001335 | 0.001355 | 0.001518 | 0.00168 | 0.001841 | 0.002002 | 0.002167
| 3 | Commercial District Heat Summer Min | GW | Counterfactual | Electricity | Min (06:00) | 0 | 0.000259 | 0.000495 | 0.000505 | 0.00043155 | 0.00053316 | 0.00056239 | 0.00059514 | 0.00062978 | 0.00066654 | 0.00070308 | 0.00073518 | 0.00076666 | 0.00079846 | 0.00082624 | 0.00085035 | 0.00072845 | 0.00061023 | 0.00049522 | 0.00038247 | 0.00027098 | 0.00021945 | 0.00016827 | 0.00011757 | 6.7534e-05 | 1.7818e-05 | 1.9312e-05 | 2.0795e-05 | 2.2204e-05 | 2.3727e-05 | 2.5255e-05
| 3 | Commercial District Heat Summer Min | GW | Holistic Transition | Electricity | Min (06:00) | 0 | 0.000259 | 0.000495 | 0.000505 | 0.000603 | 0.000753 | 0.000782 | 0.00081 | 0.000838 | 0.000864 | 0.000889 | 0.000877 | 0.000866 | 0.000856 | 0.000848 | 0.000841 | 0.000719 | 0.000602 | 0.000487 | 0.000373 | 0.000259 | 0.000208 | 0.000156 | 0.000105 | 5.24e-05 | 0 | 0 | 0 | 0 | 0 | 0
| 3 | Commercial District Heat Summer Min | GW | Five Year Forecast | Electricity | Min (06:00) | 2020-01-01: 0; 2021-01-01: 0.000259; 2022-01-01: 0.000495; 2023-01-01: 0.000505; 2024-01-01: 0.00067; 2025-01-01: 0.000835; 2026-01-01: 0.000863; 2027-01-01: 0.000896; 2028-01-01: 0.000929; 2029-01-01: 0.000963
| 3 | Commercial EV Summer Min | GW | Hydrogen Evolution | Electricity | Min (06:00) | 0.0057272 | 0.0091994 | 0.014066 | 0.021433 | 0.029665 | 0.041071 | 0.05599 | 0.075074 | 0.09951 | 0.13046 | 0.17003 | 0.21918 | 0.27748 | 0.33919 | 0.40353 | 0.48282 | 0.5544 | 0.62949 | 0.70625 | 0.77985 | 0.83844 | 0.88235 | 0.9232 | 0.96193 | 0.97526 | 0.9838 | 0.98155 | 0.97591 | 0.96949 | 0.96154 | 0.95246
| 3 | Commercial EV Summer Min | GW | Electric Engagement | Electricity | Min (06:00) | 0.0057272 | 0.0091994 | 0.014066 | 0.021433 | 0.031804 | 0.045236 | 0.062885 | 0.085813 | 0.11561 | 0.15395 | 0.20343 | 0.26564 | 0.34107 | 0.42419 | 0.51624 | 0.62694 | 0.74356 | 0.87971 | 1.0366 | 1.2049 | 1.3539 | 1.4858 | 1.5989 | 1.7049 | 1.8025 | 1.887 | 1.9604 | 2.0207 | 2.0278 | 2.0323 | 2.0375
| 3 | Commercial EV Summer Min | GW | Counterfactual | Electricity | Min (06:00) | 0.0057272 | 0.0091994 | 0.014066 | 0.021433 | 0 | 0 | 0 | 0.1 | 0.1 | 0.1 | 0.1 | 0.2 | 0.2 | 0.2 | 0.3 | 0.3 | 0.4 | 0.5 | 0.5 | 0.6 | 0.7 | 0.8 | 0.9 | 1 | 1.1 | 1.2 | 1.4 | 1.5 | 1.6 | 1.7 | 1.8
| 3 | Commercial EV Summer Min | GW | Holistic Transition | Electricity | Min (06:00) | 0.0057272 | 0.0091994 | 0.014066 | 0.021433 | 0.032689 | 0.046909 | 0.065716 | 0.090269 | 0.12229 | 0.16361 | 0.217 | 0.28412 | 0.36501 | 0.45288 | 0.5488 | 0.66269 | 0.77376 | 0.90291 | 1.0527 | 1.2346 | 1.3935 | 1.5272 | 1.6529 | 1.771 | 1.8796 | 1.9757 | 2.0571 | 2.1261 | 2.1799 | 2.1705 | 2.1522
| 3 | Commercial EV Summer Min | GW | Five Year Forecast | Electricity | Min (06:00) | 2020-01-01: 0.0057272; 2021-01-01: 0.0091994; 2022-01-01: 0.014066; 2023-01-01: 0.021433; 2024-01-01: 0.031363; 2025-01-01: 0.044356; 2026-01-01: 0.061427; 2027-01-01: 0.08352; 2028-01-01: 0.11211; 2029-01-01: 0.14873
| 3 | Commercial Heat Pumps | GW | Hydrogen Evolution | Electricity | Min (06:00) | 0.001887 | 0.010568 | 0.026427 | 0.04715 | 0.052116 | 0.065023 | 0.082261 | 0.10435 | 0.1253 | 0.1449 | 0.16308 | 0.18547 | 0.20927 | 0.23403 | 0.25828 | 0.28227 | 0.30952 | 0.33529 | 0.36224 | 0.3899 | 0.41684 | 0.4416 | 0.46334 | 0.48579 | 0.50919 | 0.53324 | 0.55661 | 0.57839 | 0.59981 | 0.62083 | 0.64166
| 3 | Commercial Heat Pumps | GW | Electric Engagement | Electricity | Min (06:00) | 0.001887 | 0.010568 | 0.026427 | 0.04715 | 0.069749 | 0.088642 | 0.10943 | 0.13513 | 0.16076 | 0.18458 | 0.20913 | 0.2354 | 0.26101 | 0.28559 | 0.30856 | 0.32941 | 0.35415 | 0.37638 | 0.39667 | 0.41529 | 0.43122 | 0.44603 | 0.45684 | 0.46622 | 0.47501 | 0.4817 | 0.49272 | 0.50245 | 0.51187 | 0.52182 | 0.53002
| 3 | Commercial Heat Pumps | GW | Counterfactual | Electricity | Min (06:00) | 0.001887 | 0.010568 | 0.026427 | 0.04715 | 0.052439 | 0.06289 | 0.073442 | 0.085564 | 0.097342 | 0.109 | 0.12045 | 0.13246 | 0.1477 | 0.16307 | 0.17799 | 0.19216 | 0.20747 | 0.22313 | 0.23934 | 0.25634 | 0.27343 | 0.28966 | 0.30507 | 0.32024 | 0.33528 | 0.35016 | 0.36715 | 0.38211 | 0.39674 | 0.41143 | 0.42448
| 3 | Commercial Heat Pumps | GW | Holistic Transition | Electricity | Min (06:00) | 0.001887 | 0.010568 | 0.026427 | 0.04715 | 0.07299 | 0.090808 | 0.11238 | 0.14056 | 0.16838 | 0.19568 | 0.2244 | 0.25706 | 0.28855 | 0.31881 | 0.34739 | 0.37436 | 0.40226 | 0.42987 | 0.45499 | 0.47812 | 0.49852 | 0.51711 | 0.53098 | 0.54334 | 0.55375 | 0.56077 | 0.5714 | 0.5813 | 0.59109 | 0.60102 | 0.61007
| 3 | Commercial Heat Pumps | GW | Five Year Forecast | Electricity | Min (06:00) | 2020-01-01: 0.001887; 2021-01-01: 0.010568; 2022-01-01: 0.026427; 2023-01-01: 0.04715; 2024-01-01: 0.061028; 2025-01-01: 0.074639; 2026-01-01: 0.090438; 2027-01-01: 0.11082; 2028-01-01: 0.12986; 2029-01-01: 0.14847
| 3 | Commercial Losses | GW | Hydrogen Evolution | Electricity | Min (06:00) | 0.66162 | 0.62856 | 0.6106 | 0.5588 | 0.55895 | 0.56121 | 0.57083 | 0.58386 | 0.59574 | 0.61063 | 0.62802 | 0.64737 | 0.6673 | 0.68714 | 0.70627 | 0.726 | 0.74802 | 0.77171 | 0.79569 | 0.81955 | 0.84274 | 0.86414 | 0.88402 | 0.90121 | 0.91335 | 0.92373 | 0.93342 | 0.94353 | 0.95378 | 0.96435 | 0.97508
| 3 | Commercial Losses | GW | Electric Engagement | Electricity | Min (06:00) | 0.66162 | 0.62856 | 0.6106 | 0.5588 | 0.57361 | 0.5615 | 0.57637 | 0.59096 | 0.61202 | 0.63835 | 0.66644 | 0.69403 | 0.72412 | 0.75389 | 0.78195 | 0.81032 | 0.84417 | 0.8788 | 0.91357 | 0.94861 | 0.98181 | 1.0138 | 1.0412 | 1.0622 | 1.0812 | 1.0979 | 1.1142 | 1.13 | 1.1427 | 1.1557 | 1.1695
| 3 | Commercial Losses | GW | Counterfactual | Electricity | Min (06:00) | 0.66162 | 0.62856 | 0.6106 | 0.5588 | 0.56974 | 0.55494 | 0.55757 | 0.57179 | 0.57826 | 0.5858 | 0.59461 | 0.61232 | 0.62142 | 0.63162 | 0.64857 | 0.65615 | 0.67251 | 0.68873 | 0.69629 | 0.71239 | 0.72891 | 0.74565 | 0.76151 | 0.77687 | 0.79207 | 0.80691 | 0.83066 | 0.84687 | 0.86461 | 0.88274 | 0.90144
| 3 | Commercial Losses | GW | Holistic Transition | Electricity | Min (06:00) | 0.66162 | 0.62856 | 0.6106 | 0.5588 | 0.56116 | 0.57771 | 0.5978 | 0.61714 | 0.63863 | 0.66319 | 0.68903 | 0.71378 | 0.74192 | 0.77189 | 0.80174 | 0.83187 | 0.86509 | 0.89915 | 0.93342 | 0.96894 | 0.99926 | 1.0258 | 1.0506 | 1.0744 | 1.0972 | 1.1183 | 1.1383 | 1.1569 | 1.1741 | 1.186 | 1.1971
| 3 | Commercial Losses | GW | Five Year Forecast | Electricity | Min (06:00) | 2020-01-01: 0.66162; 2021-01-01: 0.62856; 2022-01-01: 0.6106; 2023-01-01: 0.5588; 2024-01-01: 0.55974; 2025-01-01: 0.56168; 2026-01-01: 0.57418; 2027-01-01: 0.59174; 2028-01-01: 0.60819; 2029-01-01: 0.62747
| 3 | Commercial Resistive Heat Summer Min | GW | Hydrogen Evolution | Electricity | Min (06:00) | 0.37561 | 0.37431 | 0.35846 | 0.34613 | 0.359 | 0.3522 | 0.33339 | 0.31597 | 0.3006 | 0.28836 | 0.28029 | 0.27012 | 0.25176 | 0.22859 | 0.20418 | 0.17943 | 0.16413 | 0.15112 | 0.13847 | 0.12589 | 0.11697 | 0.1123 | 0.10633 | 0.098228 | 0.087194 | 0.073067 | 0.060232 | 0.051965 | 0.045488 | 0.041819 | 0.040654
| 3 | Commercial Resistive Heat Summer Min | GW | Electric Engagement | Electricity | Min (06:00) | 0.37561 | 0.37431 | 0.35846 | 0.34613 | 0.32527 | 0.31528 | 0.29915 | 0.28499 | 0.27442 | 0.26928 | 0.26627 | 0.26027 | 0.25396 | 0.24 | 0.22027 | 0.20003 | 0.19009 | 0.18141 | 0.17363 | 0.16758 | 0.16494 | 0.16486 | 0.16249 | 0.15613 | 0.14627 | 0.13457 | 0.12281 | 0.11363 | 0.11049 | 0.10974 | 0.11229
| 3 | Commercial Resistive Heat Summer Min | GW | Counterfactual | Electricity | Min (06:00) | 0.37561 | 0.37431 | 0.35846 | 0.34613 | 0.31701 | 0.30965 | 0.29628 | 0.28841 | 0.28301 | 0.27854 | 0.27574 | 0.27137 | 0.26491 | 0.2522 | 0.2375 | 0.22109 | 0.20719 | 0.19502 | 0.18389 | 0.174 | 0.16675 | 0.16093 | 0.15164 | 0.14066 | 0.12865 | 0.11549 | 0.10195 | 0.091508 | 0.083506 | 0.076268 | 0.073202
| 3 | Commercial Resistive Heat Summer Min | GW | Holistic Transition | Electricity | Min (06:00) | 0.37561 | 0.37431 | 0.35846 | 0.34613 | 0.42404 | 0.41372 | 0.39029 | 0.36445 | 0.33725 | 0.30997 | 0.28209 | 0.24407 | 0.20882 | 0.17623 | 0.1463 | 0.11905 | 0.10696 | 0.095857 | 0.085431 | 0.076302 | 0.07031 | 0.067153 | 0.064511 | 0.063048 | 0.063363 | 0.065534 | 0.066639 | 0.067859 | 0.069266 | 0.070901 | 0.072433
| 3 | Commercial Resistive Heat Summer Min | GW | Five Year Forecast | Electricity | Min (06:00) | 2020-01-01: 0.37561; 2021-01-01: 0.37431; 2022-01-01: 0.35846; 2023-01-01: 0.34613; 2024-01-01: 0.33925; 2025-01-01: 0.33125; 2026-01-01: 0.31519; 2027-01-01: 0.30083; 2028-01-01: 0.28861; 2029-01-01: 0.27719
| 3 | Commercial Storage Heat Summer Min | GW | Hydrogen Evolution | Electricity | Min (06:00) | 0.003813 | 0.003585 | 0.003252 | 0.003037 | 0.002876 | 0.0026329 | 0.0023882 | 0.0021394 | 0.0018865 | 0.0016294 | 0.0013682 | 0.0010352 | 0.00073191 | 0.00045827 | 0.0002143 | 0 | 0.014077 | 0.036697 | 0.065047 | 0.096644 | 0.13105 | 0.15683 | 0.18024 | 0.20235 | 0.22292 | 0.24135 | 0.25906 | 0.27556 | 0.29078 | 0.30499 | 0.31839
| 3 | Commercial Storage Heat Summer Min | GW | Electric Engagement | Electricity | Min (06:00) | 0.003813 | 0.003585 | 0.003252 | 0.003037 | 0.0027 | 0.002463 | 0.002349 | 0.002205 | 0.002032 | 0.00183 | 0.004661 | 0.007645 | 0.011768 | 0.016168 | 0.020829 | 0.025745 | 0.052946 | 0.075865 | 0.094854 | 0.11011 | 0.12195 | 0.13674 | 0.15004 | 0.16199 | 0.17231 | 0.17899 | 0.18469 | 0.18901 | 0.1927 | 0.19577 | 0.19757
| 3 | Commercial Storage Heat Summer Min | GW | Counterfactual | Electricity | Min (06:00) | 0.003813 | 0.003585 | 0.003252 | 0.003037 | 0.0026873 | 0.0024481 | 0.002212 | 0.0019739 | 0.0017339 | 0.0014919 | 0.0012481 | 0.000983 | 0.00072565 | 0.0004762 | 0.00023431 | 0 | 0 | 0 | 0 | 0 | 0 | 4.4156e-12 | 4.3349e-12 | 4.2563e-12 | 4.1747e-12 | 4.095e-12 | 4.1002e-12 | 4.0966e-12 | 4.0906e-12 | 4.085e-12 | 4.0778e-12
| 3 | Commercial Storage Heat Summer Min | GW | Holistic Transition | Electricity | Min (06:00) | 0.003813 | 0.003585 | 0.003252 | 0.003037 | 0.003186 | 0.002937 | 0.002733 | 0.002509 | 0.002265 | 0.002002 | 0.004679 | 0.007212 | 0.010125 | 0.013344 | 0.01662 | 0.019953 | 0.041098 | 0.058661 | 0.072289 | 0.082408 | 0.089388 | 0.098354 | 0.1061 | 0.11267 | 0.11784 | 0.12004 | 0.12156 | 0.12245 | 0.12288 | 0.12305 | 0.12312
| 3 | Commercial Storage Heat Summer Min | GW | Five Year Forecast | Electricity | Min (06:00) | 2020-01-01: 0.003813; 2021-01-01: 0.003585; 2022-01-01: 0.003252; 2023-01-01: 0.003037; 2024-01-01: 0.002797; 2025-01-01: 0.002554; 2026-01-01: 0.00231; 2027-01-01: 0.002064; 2028-01-01: 0.001815; 2029-01-01: 0.001563
| 3 | Commercial Sub Total (Heat components plus losses) | GW | Hydrogen Evolution | Electricity | Min (06:00) | 7.0324 | 7.1372 | 6.8019 | 5.8773 | 6.0193 | 6.1595 | 6.2598 | 6.39 | 6.5004 | 6.6379 | 6.7936 | 6.9609 | 7.1327 | 7.3037 | 7.4656 | 7.62 | 7.7825 | 7.9518 | 8.1156 | 8.2771 | 8.4399 | 8.6028 | 8.7574 | 8.8851 | 8.9822 | 9.0678 | 9.1562 | 9.2511 | 9.3483 | 9.4494 | 9.5521
| 3 | Commercial Sub Total (Heat components plus losses) | GW | Electric Engagement | Electricity | Min (06:00) | 7.0324 | 7.1372 | 6.8019 | 5.8773 | 6.2032 | 6.1725 | 6.3256 | 6.4633 | 6.6671 | 6.9208 | 7.1783 | 7.4184 | 7.6746 | 7.9277 | 8.1588 | 8.3774 | 8.6182 | 8.8543 | 9.0762 | 9.2936 | 9.5113 | 9.7268 | 9.9154 | 10.0423 | 10.16 | 10.2703 | 10.3849 | 10.5055 | 10.6377 | 10.775 | 10.9194
| 3 | Commercial Sub Total (Heat components plus losses) | GW | Counterfactual | Electricity | Min (06:00) | 7.0324 | 7.1372 | 6.8019 | 5.8773 | 6.2163 | 6.1724 | 6.2064 | 6.2701 | 6.3403 | 6.4223 | 6.5179 | 6.6193 | 6.7182 | 6.8361 | 6.9361 | 7.028 | 7.1198 | 7.2077 | 7.292 | 7.3749 | 7.4602 | 7.5473 | 7.6284 | 7.7054 | 7.7818 | 7.8553 | 7.932 | 8.0188 | 8.1214 | 8.2279 | 8.3386
| 3 | Commercial Sub Total (Heat components plus losses) | GW | Holistic Transition | Electricity | Min (06:00) | 7.0324 | 7.1372 | 6.8019 | 5.8773 | 5.9562 | 6.2614 | 6.4816 | 6.6831 | 6.9044 | 7.153 | 7.401 | 7.6288 | 7.8807 | 8.1455 | 8.3999 | 8.6385 | 8.8826 | 9.1214 | 9.3477 | 9.5609 | 9.7386 | 9.8931 | 10.042 | 10.1873 | 10.3317 | 10.4731 | 10.6141 | 10.7529 | 10.8909 | 11.0283 | 11.1664
| 3 | Commercial Sub Total (Heat components plus losses) | GW | Five Year Forecast | Electricity | Min (06:00) | 2020-01-01: 7.0324; 2021-01-01: 7.1372; 2022-01-01: 6.8019; 2023-01-01: 5.8773; 2024-01-01: 6.0381; 2025-01-01: 6.1738; 2026-01-01: 6.3047; 2027-01-01: 6.4839; 2028-01-01: 6.6428; 2029-01-01: 6.8267
| 3 | Industrial District Heat Summer Min | GW | Hydrogen Evolution | Electricity | Min (06:00) | 0 | 1.06e-05 | 2.79e-05 | 3.02e-05 | 6.6918e-05 | 8.8445e-05 | 9.802e-05 | 0.00010121 | 0.00010246 | 0.00010409 | 0.00010594 | 0.00010343 | 0.00010069 | 9.8679e-05 | 0.00010014 | 0.00010742 | 0.00011009 | 0.00010381 | 9.0461e-05 | 7.2127e-05 | 5.0159e-05 | 4.2327e-05 | 3.3406e-05 | 2.3303e-05 | 1.2134e-05 | 0 | 0 | 0 | 0 | 0 | 0
| 3 | Industrial District Heat Summer Min | GW | Electric Engagement | Electricity | Min (06:00) | 0 | 1.06e-05 | 2.79e-05 | 3.02e-05 | 5.97e-05 | 7.69e-05 | 8.43e-05 | 8.69e-05 | 8.97e-05 | 9.26e-05 | 9.48e-05 | 9.33e-05 | 9.12e-05 | 8.97e-05 | 8.88e-05 | 8.87e-05 | 9.97e-05 | 0.000105 | 0.000108 | 0.000107 | 0.000105 | 0.00011 | 0.000114 | 0.000118 | 0.000121 | 0.000124 | 0.000141 | 0.000157 | 0.000175 | 0.000193 | 0.000207
| 3 | Industrial District Heat Summer Min | GW | Counterfactual | Electricity | Min (06:00) | 0 | 1.06e-05 | 2.79e-05 | 3.02e-05 | 2.8447e-05 | 4.1842e-05 | 4.9607e-05 | 5.2859e-05 | 5.4217e-05 | 5.4455e-05 | 5.3923e-05 | 5.2815e-05 | 5.1339e-05 | 5.0537e-05 | 5.2764e-05 | 5.9654e-05 | 5.955e-05 | 5.577e-05 | 4.8784e-05 | 3.9532e-05 | 2.9025e-05 | 2.4554e-05 | 1.973e-05 | 1.4433e-05 | 8.6659e-06 | 2.3822e-06 | 2.6882e-06 | 3.0045e-06 | 3.2964e-06 | 3.5731e-06 | 3.8448e-06
| 3 | Industrial District Heat Summer Min | GW | Holistic Transition | Electricity | Min (06:00) | 0 | 1.06e-05 | 2.79e-05 | 3.02e-05 | 3.7e-05 | 4.74e-05 | 5.14e-05 | 5.59e-05 | 6.15e-05 | 6.77e-05 | 7.55e-05 | 8.4e-05 | 9.02e-05 | 9.52e-05 | 9.93e-05 | 0.000101 | 9.29e-05 | 8.07e-05 | 6.63e-05 | 5.07e-05 | 3.46e-05 | 2.7e-05 | 1.98e-05 | 1.31e-05 | 6.45e-06 | 0 | 0 | 0 | 0 | 0 | 0
| 3 | Industrial District Heat Summer Min | GW | Five Year Forecast | Electricity | Min (06:00) | 2020-01-01: 0; 2021-01-01: 1.06e-05; 2022-01-01: 2.79e-05; 2023-01-01: 3.02e-05; 2024-01-01: 4.28e-05; 2025-01-01: 5.64e-05; 2026-01-01: 6.11e-05; 2027-01-01: 6.18e-05; 2028-01-01: 6.16e-05; 2029-01-01: 6.17e-05
| 3 | Industrial Losses | GW | Hydrogen Evolution | Electricity | Min (06:00) | 0.62669 | 0.57355 | 0.53355 | 0.488 | 0.47635 | 0.4741 | 0.47934 | 0.48344 | 0.48561 | 0.48593 | 0.48456 | 0.48493 | 0.4856 | 0.48516 | 0.48285 | 0.47972 | 0.47923 | 0.47874 | 0.47958 | 0.48272 | 0.4769 | 0.47465 | 0.47204 | 0.47342 | 0.50461 | 0.4626 | 0.45607 | 0.45192 | 0.45196 | 0.44914 | 0.47529
| 3 | Industrial Losses | GW | Electric Engagement | Electricity | Min (06:00) | 0.62669 | 0.57355 | 0.53355 | 0.488 | 0.4887 | 0.47 | 0.47504 | 0.48219 | 0.49035 | 0.49561 | 0.50211 | 0.51374 | 0.53136 | 0.55361 | 0.58037 | 0.62581 | 0.64952 | 0.67554 | 0.70051 | 0.71942 | 0.77409 | 0.73892 | 0.74251 | 0.74291 | 0.74193 | 0.78195 | 0.74462 | 0.73894 | 0.73784 | 0.73762 | 0.77721
| 3 | Industrial Losses | GW | Counterfactual | Electricity | Min (06:00) | 0.62669 | 0.57355 | 0.53355 | 0.48798 | 0.48666 | 0.47543 | 0.48426 | 0.49108 | 0.4951 | 0.49764 | 0.50169 | 0.50388 | 0.50848 | 0.51536 | 0.51362 | 0.51456 | 0.51635 | 0.5178 | 0.51992 | 0.52807 | 0.53342 | 0.52751 | 0.53145 | 0.53516 | 0.55411 | 0.54238 | 0.5525 | 0.55186 | 0.55815 | 0.56564 | 0.59266
| 3 | Industrial Losses | GW | Holistic Transition | Electricity | Min (06:00) | 0.62669 | 0.57355 | 0.53355 | 0.488 | 0.47193 | 0.47352 | 0.47869 | 0.48514 | 0.48822 | 0.49022 | 0.4903 | 0.49228 | 0.50091 | 0.50958 | 0.5143 | 0.52425 | 0.54083 | 0.54563 | 0.55183 | 0.56001 | 0.55629 | 0.55506 | 0.56206 | 0.55988 | 0.5508 | 0.55718 | 0.56398 | 0.54619 | 0.55232 | 0.55044 | 0.54399
| 3 | Industrial Losses | GW | Five Year Forecast | Electricity | Min (06:00) | 2020-01-01: 0.62669; 2021-01-01: 0.57355; 2022-01-01: 0.53355; 2023-01-01: 0.488; 2024-01-01: 0.47772; 2025-01-01: 0.47705; 2026-01-01: 0.48445; 2027-01-01: 0.48973; 2028-01-01: 0.49331; 2029-01-01: 0.49532
| 3 | Industrial Resistive Heat Summer Min | GW | Hydrogen Evolution | Electricity | Min (06:00) | 0.26882 | 0.26739 | 0.25591 | 0.24729 | 0.25716 | 0.25369 | 0.2465 | 0.24005 | 0.23443 | 0.22942 | 0.22502 | 0.21703 | 0.20761 | 0.19582 | 0.1793 | 0.16043 | 0.14924 | 0.13962 | 0.13006 | 0.11971 | 0.10759 | 0.099652 | 0.091305 | 0.082733 | 0.073963 | 0.064289 | 0.050538 | 0.039706 | 0.033557 | 0.030745 | 0.029568
| 3 | Industrial Resistive Heat Summer Min | GW | Electric Engagement | Electricity | Min (06:00) | 0.26882 | 0.26739 | 0.25591 | 0.24729 | 0.23311 | 0.22867 | 0.22265 | 0.21761 | 0.21346 | 0.21007 | 0.20774 | 0.20304 | 0.19815 | 0.19164 | 0.18272 | 0.16881 | 0.16184 | 0.15549 | 0.14889 | 0.14196 | 0.13494 | 0.13045 | 0.12561 | 0.12066 | 0.11343 | 0.10492 | 0.096248 | 0.085201 | 0.076718 | 0.074073 | 0.073318
| 3 | Industrial Resistive Heat Summer Min | GW | Counterfactual | Electricity | Min (06:00) | 0.26882 | 0.26739 | 0.25591 | 0.24729 | 0.22736 | 0.22355 | 0.21858 | 0.21466 | 0.2114 | 0.20844 | 0.20618 | 0.20293 | 0.19846 | 0.19262 | 0.18396 | 0.17118 | 0.1618 | 0.15327 | 0.14452 | 0.136 | 0.12637 | 0.12081 | 0.1133 | 0.10457 | 0.095344 | 0.084941 | 0.073973 | 0.062275 | 0.054282 | 0.049471 | 0.04585
| 3 | Industrial Resistive Heat Summer Min | GW | Holistic Transition | Electricity | Min (06:00) | 0.26882 | 0.26739 | 0.25591 | 0.24729 | 0.30383 | 0.29935 | 0.28981 | 0.27842 | 0.26264 | 0.24296 | 0.22213 | 0.1947 | 0.16906 | 0.14519 | 0.1231 | 0.10282 | 0.094081 | 0.08581 | 0.077026 | 0.067951 | 0.058105 | 0.050663 | 0.045639 | 0.043321 | 0.042201 | 0.041007 | 0.039018 | 0.037016 | 0.035071 | 0.033169 | 0.031737
| 3 | Industrial Resistive Heat Summer Min | GW | Five Year Forecast | Electricity | Min (06:00) | 2020-01-01: 0.26882; 2021-01-01: 0.26739; 2022-01-01: 0.25591; 2023-01-01: 0.24729; 2024-01-01: 0.24348; 2025-01-01: 0.23944; 2026-01-01: 0.23289; 2027-01-01: 0.22711; 2028-01-01: 0.22229; 2029-01-01: 0.21779
| 3 | Industrial Storage Heat Summer Min | GW | Hydrogen Evolution | Electricity | Min (06:00) | 0.002729 | 0.002565 | 0.002327 | 0.002173 | 0.0020583 | 0.0018843 | 0.0017092 | 0.0015312 | 0.0013501 | 0.0011661 | 0.0009792 | 0.00074089 | 0.00052381 | 0.00032797 | 0.00015337 | 2.58e-10 | 0.0026477 | 0.0063125 | 0.010641 | 0.015563 | 0.021133 | 0.025438 | 0.029648 | 0.033805 | 0.037933 | 0.042012 | 0.046148 | 0.05024 | 0.054279 | 0.058237 | 0.062227
| 3 | Industrial Storage Heat Summer Min | GW | Electric Engagement | Electricity | Min (06:00) | 0.002729 | 0.002565 | 0.002327 | 0.002173 | 0.001932 | 0.001763 | 0.001681 | 0.001578 | 0.001454 | 0.001309 | 0.001234 | 0.00114 | 0.001054 | 0.000963 | 0.000876 | 0.000798 | 0.006369 | 0.0114 | 0.015888 | 0.019893 | 0.023299 | 0.027349 | 0.031333 | 0.035089 | 0.039073 | 0.042249 | 0.045287 | 0.04787 | 0.050174 | 0.052211 | 0.054725
| 3 | Industrial Storage Heat Summer Min | GW | Counterfactual | Electricity | Min (06:00) | 0.002729 | 0.002565 | 0.002327 | 0.002173 | 0.0019232 | 0.0017521 | 0.0015831 | 0.0014127 | 0.0012409 | 0.0010678 | 0.00089324 | 0.00070351 | 0.00051933 | 0.0003408 | 0.00016769 | 0 | 0 | 0 | 0 | 0 | 0 | 2.2584e-11 | 4.9965e-11 | 7.4644e-11 | 9.4825e-11 | 1.099e-10 | 1.219e-10 | 1.309e-10 | 1.3891e-10 | 1.4591e-10 | 1.5192e-10
| 3 | Industrial Storage Heat Summer Min | GW | Holistic Transition | Electricity | Min (06:00) | 0.002729 | 0.002565 | 0.002327 | 0.002173 | 0.00228 | 0.002102 | 0.001956 | 0.001796 | 0.001621 | 0.001433 | 0.001313 | 0.00117 | 0.00102 | 0.000873 | 0.000734 | 0.000604 | 0.005236 | 0.009238 | 0.012524 | 0.015145 | 0.017184 | 0.019549 | 0.021659 | 0.023505 | 0.02538 | 0.02645 | 0.027292 | 0.027942 | 0.028383 | 0.028714 | 0.028901
| 3 | Industrial Storage Heat Summer Min | GW | Five Year Forecast | Electricity | Min (06:00) | 2020-01-01: 0.002729; 2021-01-01: 0.002565; 2022-01-01: 0.002327; 2023-01-01: 0.002173; 2024-01-01: 0.002002; 2025-01-01: 0.001828; 2026-01-01: 0.001653; 2027-01-01: 0.001477; 2028-01-01: 0.001299; 2029-01-01: 0.001119
| 3 | Industrial Sub Total (Heat components plus losses) | GW | Hydrogen Evolution | Electricity | Min (06:00) | 6.7562 | 6.6058 | 6.0372 | 5.2484 | 5.2496 | 5.3384 | 5.4075 | 5.4625 | 5.4939 | 5.5029 | 5.4913 | 5.5039 | 5.5215 | 5.5283 | 5.5178 | 5.4998 | 5.5025 | 5.5028 | 5.5178 | 5.5604 | 5.4982 | 5.4754 | 5.4487 | 5.4695 | 5.8421 | 5.3521 | 5.2846 | 5.2424 | 5.2449 | 5.2105 | 5.5163
| 3 | Industrial Sub Total (Heat components plus losses) | GW | Electric Engagement | Electricity | Min (06:00) | 6.7562 | 6.6058 | 6.0372 | 5.2484 | 5.4166 | 5.3151 | 5.3807 | 5.4702 | 5.5707 | 5.6364 | 5.7155 | 5.8574 | 6.0704 | 6.3394 | 6.6642 | 7.2144 | 7.4955 | 7.8038 | 8.1006 | 8.3266 | 8.9753 | 8.5608 | 8.604 | 8.6099 | 8.6016 | 9.0791 | 8.6443 | 8.5857 | 8.5789 | 8.5769 | 9.0422
| 3 | Industrial Sub Total (Heat components plus losses) | GW | Counterfactual | Electricity | Min (06:00) | 6.7562 | 6.6058 | 6.0372 | 5.2482 | 5.3988 | 5.3844 | 5.4936 | 5.5783 | 5.6291 | 5.6623 | 5.7125 | 5.7417 | 5.8007 | 5.8879 | 5.8761 | 5.9001 | 5.9306 | 5.9564 | 5.99 | 6.0948 | 6.1676 | 6.1034 | 6.1574 | 6.2098 | 6.4427 | 6.3147 | 6.4451 | 6.4493 | 6.5315 | 6.6246 | 6.9471
| 3 | Industrial Sub Total (Heat components plus losses) | GW | Holistic Transition | Electricity | Min (06:00) | 6.7562 | 6.6058 | 6.0372 | 5.2484 | 5.1517 | 5.2857 | 5.3564 | 5.444 | 5.4963 | 5.5397 | 5.5616 | 5.6126 | 5.7401 | 5.8665 | 5.9444 | 6.0822 | 6.282 | 6.3429 | 6.4216 | 6.5245 | 6.4885 | 6.479 | 6.5645 | 6.5394 | 6.4315 | 6.5068 | 6.5882 | 6.3796 | 6.4534 | 6.4329 | 6.358
| 3 | Industrial Sub Total (Heat components plus losses) | GW | Five Year Forecast | Electricity | Min (06:00) | 2020-01-01: 6.7562; 2021-01-01: 6.6058; 2022-01-01: 6.0372; 2023-01-01: 5.2484; 2024-01-01: 5.2792; 2025-01-01: 5.3875; 2026-01-01: 5.4815; 2027-01-01: 5.5498; 2028-01-01: 5.597; 2029-01-01: 5.6254
| 3 | Residential Demand Shifting (Smart/TOUTs effect) | GW | Hydrogen Evolution | Electricity | Min (06:00) | 0 | 0 | 0 | 0 | 0 | 0 | 0 | 0 | 0 | 0 | 0 | 0 | 0 | 0 | 0 | 0 | 0 | 0 | 0 | 0 | 0 | 0 | 0 | 0 | 0 | 0 | 0 | 0 | 0 | 0 | 0
| 3 | Residential Demand Shifting (Smart/TOUTs effect) | GW | Electric Engagement | Electricity | Min (06:00) | 0 | 0 | 0 | 0 | 0 | 0 | 0 | 0 | 0 | 0 | 0 | 0 | 0 | 0 | 0 | 0 | 0 | 0 | 0 | 0 | 0 | 0 | 0 | 0 | 0 | 0 | 0 | 0 | 0 | 0 | 0
| 3 | Residential Demand Shifting (Smart/TOUTs effect) | GW | Counterfactual | Electricity | Min (06:00) | 0 | 0 | 0 | 0 | 0 | 0 | 0 | 0 | 0 | 0 | 0 | 0 | 0 | 0 | 0 | 0 | 0 | 0 | 0 | 0 | 0 | 0 | 0 | 0 | 0 | 0 | 0 | 0 | 0 | 0 | 0
| 3 | Residential Demand Shifting (Smart/TOUTs effect) | GW | Holistic Transition | Electricity | Min (06:00) | 0 | 0 | 0 | 0 | 0 | 0 | 0 | 0 | 0 | 0 | 0 | 0 | 0 | 0 | 0 | 0 | 0 | 0 | 0 | 0 | 0 | 0 | 0 | 0 | 0 | 0 | 0 | 0 | 0 | 0 | 0
| 3 | Residential Demand Shifting (Smart/TOUTs effect) | GW | Five Year Forecast | Electricity | Min (06:00) | 2020-01-01: 0; 2021-01-01: 0; 2022-01-01: 0; 2023-01-01: 0; 2024-01-01: 0; 2025-01-01: 0; 2026-01-01: 0; 2027-01-01: 0; 2028-01-01: 0; 2029-01-01: 0
| 3 | Residential District Heat Summer Min | GW | Hydrogen Evolution | Electricity | Min (06:00) | 0.002415 | 0.003364 | 0.002522 | 0.003063 | 0.0065758 | 0.0076036 | 0.0072197 | 0.0068358 | 0.0064519 | 0.006068 | 0.0056842 | 0.0053808 | 0.0050775 | 0.0047742 | 0.0044709 | 0.0041676 | 0.0036487 | 0.0031298 | 0.002611 | 0.0020921 | 0.0015733 | 0.0012586 | 0.00094396 | 0.00062931 | 0.00031465 | 0 | 0 | 0 | 0 | 0 | 0
| 3 | Residential District Heat Summer Min | GW | Electric Engagement | Electricity | Min (06:00) | 0.002415 | 0.003364 | 0.002522 | 0.003063 | 0.006153 | 0.006989 | 0.006575 | 0.006162 | 0.005748 | 0.005335 | 0.004921 | 0.004617 | 0.004312 | 0.004008 | 0.003703 | 0.003399 | 0.003682 | 0.003966 | 0.004249 | 0.004533 | 0.004817 | 0.004962 | 0.005107 | 0.005252 | 0.005397 | 0.005542 | 0.006117 | 0.006693 | 0.007269 | 0.007845 | 0.008421
| 3 | Residential District Heat Summer Min | GW | Counterfactual | Electricity | Min (06:00) | 0.002415 | 0.003364 | 0.002522 | 0.003063 | 0.0039849 | 0.0045597 | 0.0043375 | 0.0041153 | 0.0038931 | 0.0036709 | 0.0034487 | 0.0033091 | 0.0031696 | 0.00303 | 0.0028904 | 0.0027508 | 0.0023051 | 0.0018594 | 0.0014136 | 0.000968 | 0.000522 | 0.000423 | 0.000323 | 0.000224 | 0.000125 | 2.53e-05 | 2.61e-05 | 2.69e-05 | 2.77e-05 | 2.85e-05 | 2.93e-05
| 3 | Residential District Heat Summer Min | GW | Holistic Transition | Electricity | Min (06:00) | 0.002415 | 0.003364 | 0.002522 | 0.003063 | 0.003786 | 0.004355 | 0.004042 | 0.003728 | 0.003415 | 0.003101 | 0.002788 | 0.002575 | 0.002363 | 0.00215 | 0.001938 | 0.001725 | 0.001542 | 0.001359 | 0.001176 | 0.000993 | 0.000811 | 0.000648 | 0.000486 | 0.000324 | 0.000162 | 0 | 0 | 0 | 0 | 0 | 0
| 3 | Residential District Heat Summer Min | GW | Five Year Forecast | Electricity | Min (06:00) | 2020-01-01: 0.002415; 2021-01-01: 0.003364; 2022-01-01: 0.002522; 2023-01-01: 0.003063; 2024-01-01: 0.004286; 2025-01-01: 0.004943; 2026-01-01: 0.004643; 2027-01-01: 0.004344; 2028-01-01: 0.004044; 2029-01-01: 0.003745
| 3 | Residential EV Summer Min | GW | Hydrogen Evolution | Electricity | Min (06:00) | 0.015735 | 0.025071 | 0.034814 | 0.049665 | 0.068579 | 0.091091 | 0.11904 | 0.15185 | 0.19018 | 0.2337 | 0.28471 | 0.34089 | 0.40125 | 0.46498 | 0.52782 | 0.58877 | 0.64362 | 0.69158 | 0.73122 | 0.76032 | 0.77937 | 0.78847 | 0.78756 | 0.77874 | 0.79115 | 0.80062 | 0.80621 | 0.80658 | 0.80699 | 0.8075 | 0.8082
| 3 | Residential EV Summer Min | GW | Electric Engagement | Electricity | Min (06:00) | 0.015735 | 0.025071 | 0.034814 | 0.049665 | 0.068188 | 0.090947 | 0.11873 | 0.15143 | 0.18976 | 0.23344 | 0.28468 | 0.34138 | 0.40282 | 0.46806 | 0.53304 | 0.59693 | 0.65545 | 0.70813 | 0.75274 | 0.78731 | 0.81215 | 0.82728 | 0.8485 | 0.86405 | 0.87378 | 0.87772 | 0.87615 | 0.8738 | 0.87086 | 0.86733 | 0.86322
| 3 | Residential EV Summer Min | GW | Counterfactual | Electricity | Min (06:00) | 0.015735 | 0.025071 | 0.034814 | 0.049665 | 0.1 | 0.1 | 0.1 | 0.1 | 0.2 | 0.2 | 0.2 | 0.3 | 0.3 | 0.4 | 0.4 | 0.5 | 0.5 | 0.6 | 0.6 | 0.7 | 0.7 | 0.8 | 0.8 | 0.8 | 0.8 | 0.8 | 0.8 | 0.8 | 0.8 | 0.8 | 0.8
| 3 | Residential EV Summer Min | GW | Holistic Transition | Electricity | Min (06:00) | 0.015735 | 0.025071 | 0.034814 | 0.049665 | 0.068386 | 0.091288 | 0.11932 | 0.15241 | 0.19135 | 0.23596 | 0.28854 | 0.34713 | 0.41115 | 0.4798 | 0.54909 | 0.61827 | 0.6831 | 0.74312 | 0.79604 | 0.83971 | 0.87443 | 0.90758 | 0.93242 | 0.95109 | 0.96234 | 0.95792 | 0.95211 | 0.9448 | 0.93622 | 0.92639 | 0.91531
| 3 | Residential EV Summer Min | GW | Five Year Forecast | Electricity | Min (06:00) | 2020-01-01: 0.015735; 2021-01-01: 0.025071; 2022-01-01: 0.034814; 2023-01-01: 0.049665; 2024-01-01: 0.068381; 2025-01-01: 0.091102; 2026-01-01: 0.11902; 2027-01-01: 0.15188; 2028-01-01: 0.1904; 2029-01-01: 0.23432
| 3 | Residential Heat Pump Summer Min | GW | Hydrogen Evolution | Electricity | Min (06:00) | 0.076485 | 0.076591 | 0.068331 | 0.081637 | 0.080283 | 0.08156 | 0.10164 | 0.12176 | 0.14182 | 0.16198 | 0.18222 | 0.23623 | 0.29026 | 0.34427 | 0.39843 | 0.45286 | 0.4957 | 0.53955 | 0.58442 | 0.62971 | 0.67541 | 0.70547 | 0.73543 | 0.76545 | 0.79469 | 0.82371 | 0.82161 | 0.8194 | 0.81702 | 0.81436 | 0.81092
| 3 | Residential Heat Pump Summer Min | GW | Electric Engagement | Electricity | Min (06:00) | 0.076485 | 0.076591 | 0.068331 | 0.081637 | 0.071468 | 0.073301 | 0.092473 | 0.11182 | 0.13145 | 0.15148 | 0.17177 | 0.22914 | 0.28634 | 0.34335 | 0.40017 | 0.45681 | 0.5138 | 0.57073 | 0.62746 | 0.68408 | 0.74081 | 0.77532 | 0.80965 | 0.84374 | 0.87758 | 0.91116 | 0.90787 | 0.90462 | 0.90141 | 0.89824 | 0.89512
| 3 | Residential Heat Pump Summer Min | GW | Counterfactual | Electricity | Min (06:00) | 0.076485 | 0.076591 | 0.068331 | 0.081637 | 0.082584 | 0.086312 | 0.0903 | 0.094406 | 0.098464 | 0.10247 | 0.10642 | 0.11113 | 0.11582 | 0.1205 | 0.12516 | 0.12982 | 0.15541 | 0.18097 | 0.20636 | 0.23169 | 0.257 | 0.29325 | 0.32939 | 0.36557 | 0.4018 | 0.43808 | 0.48035 | 0.52265 | 0.56497 | 0.6073 | 0.64964
| 3 | Residential Heat Pump Summer Min | GW | Holistic Transition | Electricity | Min (06:00) | 0.076485 | 0.076591 | 0.068331 | 0.081637 | 0.056176 | 0.052965 | 0.070354 | 0.088206 | 0.10644 | 0.12499 | 0.14352 | 0.19517 | 0.24672 | 0.2983 | 0.34979 | 0.40134 | 0.45815 | 0.51473 | 0.57093 | 0.62689 | 0.68274 | 0.71903 | 0.75485 | 0.7903 | 0.8255 | 0.86057 | 0.86032 | 0.86003 | 0.85963 | 0.85919 | 0.85861
| 3 | Residential Heat Pump Summer Min | GW | Five Year Forecast | Electricity | Min (06:00) | 2020-01-01: 0.076485; 2021-01-01: 0.076591; 2022-01-01: 0.068331; 2023-01-01: 0.081637; 2024-01-01: 0.086356; 2025-01-01: 0.091058; 2026-01-01: 0.10216; 2027-01-01: 0.11338; 2028-01-01: 0.12465; 2029-01-01: 0.13604
| 3 | Residential Losses | GW | Hydrogen Evolution | Electricity | Min (06:00) | 0.39669 | 0.41602 | 0.42159 | 0.43254 | 0.41098 | 0.39476 | 0.38434 | 0.37756 | 0.37232 | 0.36966 | 0.36884 | 0.37012 | 0.37212 | 0.37536 | 0.37877 | 0.38231 | 0.38695 | 0.39301 | 0.39903 | 0.40439 | 0.40929 | 0.41309 | 0.41629 | 0.41888 | 0.4234 | 0.42782 | 0.42983 | 0.43178 | 0.43404 | 0.43744 | 0.44138
| 3 | Residential Losses | GW | Electric Engagement | Electricity | Min (06:00) | 0.39669 | 0.41602 | 0.42159 | 0.43254 | 0.40731 | 0.38732 | 0.37606 | 0.36844 | 0.36233 | 0.35899 | 0.35783 | 0.35986 | 0.36276 | 0.36681 | 0.37119 | 0.37563 | 0.38177 | 0.38927 | 0.39669 | 0.40338 | 0.40974 | 0.41412 | 0.41951 | 0.42458 | 0.4293 | 0.43375 | 0.43501 | 0.43648 | 0.43901 | 0.44203 | 0.44529
| 3 | Residential Losses | GW | Counterfactual | Electricity | Min (06:00) | 0.39669 | 0.41602 | 0.42159 | 0.43254 | 0.4198 | 0.40295 | 0.39005 | 0.3792 | 0.37842 | 0.37194 | 0.36678 | 0.37077 | 0.36623 | 0.37096 | 0.36787 | 0.3737 | 0.37277 | 0.38239 | 0.3842 | 0.3947 | 0.39705 | 0.41011 | 0.41561 | 0.42139 | 0.42749 | 0.43404 | 0.44157 | 0.44952 | 0.458 | 0.46714 | 0.47703
| 3 | Residential Losses | GW | Holistic Transition | Electricity | Min (06:00) | 0.39669 | 0.41602 | 0.42159 | 0.43254 | 0.40173 | 0.38019 | 0.367 | 0.3578 | 0.35119 | 0.34699 | 0.34392 | 0.34442 | 0.34591 | 0.34848 | 0.35162 | 0.35503 | 0.36072 | 0.3676 | 0.37429 | 0.38029 | 0.38584 | 0.39017 | 0.39391 | 0.3971 | 0.39981 | 0.40153 | 0.39961 | 0.39758 | 0.39564 | 0.39438 | 0.39304
| 3 | Residential Losses | GW | Five Year Forecast | Electricity | Min (06:00) | 2020-01-01: 0.39669; 2021-01-01: 0.41602; 2022-01-01: 0.42159; 2023-01-01: 0.43254; 2024-01-01: 0.40789; 2025-01-01: 0.39316; 2026-01-01: 0.38331; 2027-01-01: 0.37624; 2028-01-01: 0.37149; 2029-01-01: 0.36979
| 3 | Residential Resistive Heat Summer Min | GW | Hydrogen Evolution | Electricity | Min (06:00) | 0.16761 | 0.17097 | 0.15477 | 0.14038 | 0.16046 | 0.16856 | 0.15933 | 0.14977 | 0.14069 | 0.1317 | 0.12323 | 0.11229 | 0.10153 | 0.09105 | 0.080872 | 0.071102 | 0.068554 | 0.066521 | 0.065957 | 0.066411 | 0.068249 | 0.072097 | 0.076068 | 0.079712 | 0.083207 | 0.086426 | 0.090316 | 0.094408 | 0.098553 | 0.10271 | 0.10681
| 3 | Residential Resistive Heat Summer Min | GW | Electric Engagement | Electricity | Min (06:00) | 0.16761 | 0.17097 | 0.15477 | 0.14038 | 0.16513 | 0.1636 | 0.15551 | 0.14728 | 0.13929 | 0.13154 | 0.12417 | 0.11547 | 0.10705 | 0.098876 | 0.090853 | 0.083208 | 0.082797 | 0.082493 | 0.083065 | 0.084364 | 0.087395 | 0.090546 | 0.093785 | 0.096827 | 0.099677 | 0.10229 | 0.10481 | 0.10733 | 0.10984 | 0.11246 | 0.11499
| 3 | Residential Resistive Heat Summer Min | GW | Counterfactual | Electricity | Min (06:00) | 0.16761 | 0.17097 | 0.15477 | 0.14038 | 0.12734 | 0.13505 | 0.13007 | 0.12383 | 0.11768 | 0.11164 | 0.10568 | 0.10057 | 0.096231 | 0.092598 | 0.089536 | 0.086914 | 0.081615 | 0.077366 | 0.075174 | 0.074412 | 0.07508 | 0.077986 | 0.08195 | 0.085832 | 0.089612 | 0.093316 | 0.09584 | 0.09781 | 0.099189 | 0.1001 | 0.10065
| 3 | Residential Resistive Heat Summer Min | GW | Holistic Transition | Electricity | Min (06:00) | 0.16761 | 0.17097 | 0.15477 | 0.14038 | 0.16441 | 0.16202 | 0.15296 | 0.14358 | 0.13447 | 0.12543 | 0.11677 | 0.10644 | 0.096453 | 0.086728 | 0.077451 | 0.068574 | 0.067605 | 0.066969 | 0.067474 | 0.068921 | 0.071963 | 0.075892 | 0.07999 | 0.083998 | 0.087884 | 0.091656 | 0.095675 | 0.099706 | 0.10378 | 0.10776 | 0.11168
| 3 | Residential Resistive Heat Summer Min | GW | Five Year Forecast | Electricity | Min (06:00) | 2020-01-01: 0.16761; 2021-01-01: 0.17097; 2022-01-01: 0.15477; 2023-01-01: 0.14038; 2024-01-01: 0.14818; 2025-01-01: 0.15611; 2026-01-01: 0.15072; 2027-01-01: 0.14397; 2028-01-01: 0.1372; 2029-01-01: 0.13046
| 3 | Residential Storage Heat Summer Min | GW | Hydrogen Evolution | Electricity | Min (06:00) | 0.41026 | 0.40396 | 0.35347 | 0.30952 | 0.33838 | 0.34533 | 0.32842 | 0.31084 | 0.29498 | 0.27949 | 0.26566 | 0.24565 | 0.22501 | 0.20361 | 0.1811 | 0.15935 | 0.15863 | 0.15846 | 0.16136 | 0.16537 | 0.1711 | 0.17671 | 0.18288 | 0.18808 | 0.19301 | 0.197 | 0.202 | 0.20814 | 0.21564 | 0.22496 | 0.23463
| 3 | Residential Storage Heat Summer Min | GW | Electric Engagement | Electricity | Min (06:00) | 0.41026 | 0.40396 | 0.35347 | 0.30952 | 0.34212 | 0.32606 | 0.30924 | 0.29214 | 0.2757 | 0.26008 | 0.24572 | 0.22673 | 0.20838 | 0.19065 | 0.17326 | 0.1568 | 0.1569 | 0.15725 | 0.16044 | 0.16458 | 0.17156 | 0.17796 | 0.18464 | 0.19102 | 0.19688 | 0.20205 | 0.20646 | 0.21092 | 0.21544 | 0.22028 | 0.22496
| 3 | Residential Storage Heat Summer Min | GW | Counterfactual | Electricity | Min (06:00) | 0.41026 | 0.40396 | 0.35347 | 0.30952 | 0.28817 | 0.2948 | 0.28378 | 0.27074 | 0.25858 | 0.24736 | 0.23715 | 0.22802 | 0.21962 | 0.21183 | 0.20451 | 0.19759 | 0.19711 | 0.19711 | 0.20001 | 0.20386 | 0.20851 | 0.21222 | 0.21773 | 0.22282 | 0.22729 | 0.23113 | 0.23311 | 0.23466 | 0.23575 | 0.23651 | 0.23697
| 3 | Residential Storage Heat Summer Min | GW | Holistic Transition | Electricity | Min (06:00) | 0.41026 | 0.40396 | 0.35347 | 0.30952 | 0.34292 | 0.32781 | 0.31161 | 0.29471 | 0.27883 | 0.2634 | 0.24973 | 0.23152 | 0.21383 | 0.19584 | 0.17878 | 0.1619 | 0.16192 | 0.16215 | 0.16507 | 0.1689 | 0.17511 | 0.18086 | 0.18721 | 0.193 | 0.19851 | 0.20302 | 0.20685 | 0.21076 | 0.21543 | 0.2199 | 0.22482
| 3 | Residential Storage Heat Summer Min | GW | Five Year Forecast | Electricity | Min (06:00) | 2020-01-01: 0.41026; 2021-01-01: 0.40396; 2022-01-01: 0.35347; 2023-01-01: 0.30952; 2024-01-01: 0.31538; 2025-01-01: 0.322; 2026-01-01: 0.30814; 2027-01-01: 0.29177; 2028-01-01: 0.2755; 2029-01-01: 0.25975
| 3 | Residential Sub Total (Appliances, Light) | GW | Hydrogen Evolution | Electricity | Min (06:00) | 3.776 | 4.3073 | 4.3606 | 4.2889 | 4.0987 | 3.9638 | 3.8193 | 3.7139 | 3.619 | 3.5487 | 3.4906 | 3.4267 | 3.3676 | 3.3203 | 3.2764 | 3.2347 | 3.1956 | 3.178 | 3.1627 | 3.1476 | 3.1337 | 3.1301 | 3.1291 | 3.1298 | 3.1334 | 3.1402 | 3.1515 | 3.1661 | 3.1831 | 3.212 | 3.2474
| 3 | Residential Sub Total (Appliances, Light) | GW | Electric Engagement | Electricity | Min (06:00) | 3.776 | 4.3073 | 4.3606 | 4.2889 | 4.0573 | 3.9091 | 3.7547 | 3.6385 | 3.5333 | 3.4539 | 3.3908 | 3.3288 | 3.2714 | 3.2231 | 3.1787 | 3.135 | 3.092 | 3.0706 | 3.0527 | 3.0347 | 3.0179 | 3.0103 | 3.0082 | 3.0089 | 3.0121 | 3.0192 | 3.0314 | 3.0468 | 3.0752 | 3.1094 | 3.1474
| 3 | Residential Sub Total (Appliances, Light) | GW | Counterfactual | Electricity | Min (06:00) | 3.776 | 4.3073 | 4.3606 | 4.2889 | 4.2528 | 4.1338 | 3.9938 | 3.8811 | 3.7865 | 3.7235 | 3.675 | 3.6318 | 3.5864 | 3.5491 | 3.5185 | 3.4923 | 3.4619 | 3.4546 | 3.4504 | 3.4462 | 3.4438 | 3.4551 | 3.4745 | 3.4976 | 3.5252 | 3.5588 | 3.6008 | 3.6488 | 3.7041 | 3.7679 | 3.8412
| 3 | Residential Sub Total (Appliances, Light) | GW | Holistic Transition | Electricity | Min (06:00) | 3.776 | 4.3073 | 4.3606 | 4.2889 | 4.0102 | 3.8476 | 3.6721 | 3.5391 | 3.4293 | 3.3413 | 3.2567 | 3.1811 | 3.111 | 3.049 | 2.9919 | 2.9373 | 2.8839 | 2.8491 | 2.8156 | 2.7817 | 2.7476 | 2.7197 | 2.6929 | 2.6667 | 2.6431 | 2.6246 | 2.6002 | 2.5758 | 2.5532 | 2.5401 | 2.5271
| 3 | Residential Sub Total (Appliances, Light) | GW | Five Year Forecast | Electricity | Min (06:00) | 2020-01-01: 3.776; 2021-01-01: 4.3073; 2022-01-01: 4.3606; 2023-01-01: 4.2889; 2024-01-01: 4.0946; 2025-01-01: 3.9738; 2026-01-01: 3.8381; 2027-01-01: 3.7341; 2028-01-01: 3.6515; 2029-01-01: 3.5989
| 1 | GBFES System Demand: Total Summer Minimum Demand | GW | Hydrogen Evolution | Electricity | Min (14:00) | 34.074 | 36.452 | 36.696 | 33.8888 | 35.4397 | 36.0261 | 36.497 | 37.247 | 37.937 | 40.8556 | 39.879 | 40.924 | 42.075 | 43.288 | 44.485 | 55.3413 | 46.9 | 48.159 | 49.406 | 50.633 | 62.0357 | 61.9907 | 53.284 | 63.2347 | 55.388 | 54.692 | 55.3093 | 83.6971 | 55.32 | 68.5505 | 56.599
| 1 | GBFES System Demand: Total Summer Minimum Demand | GW | Electric Engagement | Electricity | Min (14:00) | 34.074 | 36.452 | 36.696 | 33.873 | 36.0793 | 35.9107 | 36.6825 | 37.5453 | 38.6922 | 39.824 | 42.8731 | 42.929 | 44.839 | 46.962 | 49.223 | 56.6515 | 54.2959 | 56.599 | 58.907 | 61.013 | 74.3107 | 64.451 | 65.682 | 66.599 | 67.365 | 69.026 | 69.2127 | 97.6514 | 69.175 | 71.1856 | 74.3279
| 1 | GBFES System Demand: Total Summer Minimum Demand | GW | Counterfactual | Electricity | Min (14:00) | 34.088 | 36.464 | 36.706 | 33.8704 | 35.0019 | 36.1284 | 36.54 | 37.1407 | 37.6972 | 38.5268 | 39.5312 | 40.3702 | 40.9771 | 42.3145 | 43.5156 | 43.566 | 44.475 | 46.4692 | 47.7023 | 48.9859 | 50.6712 | 50.3276 | 51.075 | 52.117 | 56.4041 | 54.103 | 58.7151 | 57.4174 | 56.452 | 57.392 | 58.762
| 1 | GBFES System Demand: Total Summer Minimum Demand | GW | Holistic Transition | Electricity | Min (14:00) | 34.074 | 36.452 | 36.696 | 33.8727 | 36.1333 | 36.0227 | 37.0127 | 38.416 | 39.9641 | 39.762 | 44.2277 | 42.161 | 49.3923 | 45.904 | 47.451 | 56.0796 | 51.13 | 51.862 | 61.6825 | 55.742 | 67.1116 | 69.0959 | 58.821 | 58.371 | 70.0708 | 86.7791 | 86.7234 | 75.3037 | 60.15 | 83.6964 | 96.293
| 1 | GBFES System Demand: Total Summer Minimum Demand | GW | Five Year Forecast | Electricity | Min (14:00) | 2020-01-01: 34.074; 2021-01-01: 36.452; 2022-01-01: 36.696; 2023-01-01: 33.8738; 2024-01-01: 35.3147; 2025-01-01: 36.1341; 2026-01-01: 36.744; 2027-01-01: 37.268; 2028-01-01: 38.129; 2029-01-01: 39.3261
| 2 | GBFES Customer Demand: Commercial including losses | GW | Hydrogen Evolution | Electricity | Min (14:00) | 12.885 | 14.065 | 14.639 | 13.172 | 14.262 | 14.621 | 14.962 | 15.413 | 15.853 | 16.392 | 17.026 | 17.738 | 18.509 | 19.323 | 20.156 | 21.041 | 21.936 | 22.869 | 23.81 | 24.747 | 25.66 | 26.542 | 27.381 | 28.163 | 28.505 | 28.792 | 29.05 | 29.287 | 29.529 | 29.782 | 30.04
| 2 | GBFES Customer Demand: Commercial including losses | GW | Electric Engagement | Electricity | Min (14:00) | 12.885 | 14.065 | 14.639 | 13.164 | 14.66 | 14.709 | 15.193 | 15.696 | 16.393 | 17.251 | 18.187 | 19.149 | 20.216 | 21.327 | 22.439 | 23.607 | 24.848 | 26.14 | 27.46 | 28.81 | 30.119 | 31.374 | 32.309 | 33.051 | 33.716 | 34.231 | 34.685 | 35.114 | 35.447 | 35.792 | 36.156
| 2 | GBFES Customer Demand: Commercial including losses | GW | Counterfactual | Electricity | Min (14:00) | 12.887 | 14.067 | 14.64 | 13.163 | 14.006 | 14.554 | 14.753 | 15.033 | 15.33 | 15.656 | 16.013 | 16.492 | 16.976 | 17.498 | 18.086 | 18.652 | 19.212 | 19.875 | 20.534 | 21.196 | 21.868 | 22.652 | 23.412 | 24.162 | 24.909 | 25.65 | 26.178 | 26.72 | 27.187 | 27.772 | 28.259
| 2 | GBFES Customer Demand: Commercial including losses | GW | Holistic Transition | Electricity | Min (14:00) | 12.885 | 14.065 | 14.639 | 13.164 | 14.794 | 14.944 | 15.547 | 16.147 | 16.82 | 17.588 | 18.401 | 19.206 | 20.104 | 21.064 | 22.026 | 22.983 | 23.97 | 24.966 | 25.941 | 26.903 | 27.742 | 28.421 | 29.03 | 29.596 | 30.119 | 30.565 | 30.983 | 31.377 | 31.747 | 32.046 | 32.332
| 2 | GBFES Customer Demand: Commercial including losses | GW | Five Year Forecast | Electricity | Min (14:00) | 2020-01-01: 12.885; 2021-01-01: 14.065; 2022-01-01: 14.639; 2023-01-01: 13.164; 2024-01-01: 14.207; 2025-01-01: 14.649; 2026-01-01: 15.058; 2027-01-01: 15.252; 2028-01-01: 15.811; 2029-01-01: 16.461
| 2 | GBFES Customer Demand: Direct Transmission Customers | GW | Hydrogen Evolution | Electricity | Min (14:00) | 0.8 | 0.8 | 0.8 | 0.8 | 0.8 | 0.87 | 0.99 | 1.12 | 1.19 | 1.38 | 1.5 | 1.485 | 1.47 | 1.455 | 1.45 | 1.405 | 1.36 | 1.315 | 1.27 | 1.225 | 1.2 | 1.193 | 1.186 | 1.179 | 1.172 | 1.165 | 1.158 | 1.151 | 1.15 | 1.15 | 1.15
| 2 | GBFES Customer Demand: Direct Transmission Customers | GW | Electric Engagement | Electricity | Min (14:00) | 0.8 | 0.8 | 0.8 | 0.8 | 0.8 | 0.87 | 0.99 | 1.12 | 1.19 | 1.38 | 1.5 | 1.485 | 1.47 | 1.455 | 1.45 | 1.405 | 1.36 | 1.315 | 1.27 | 1.225 | 1.2 | 1.193 | 1.186 | 1.179 | 1.172 | 1.165 | 1.158 | 1.151 | 1.15 | 1.15 | 1.15
| 2 | GBFES Customer Demand: Direct Transmission Customers | GW | Counterfactual | Electricity | Min (14:00) | 0.8 | 0.8 | 0.8 | 0.8 | 0.8 | 0.87 | 0.99 | 1.12 | 1.19 | 1.38 | 1.5 | 1.485 | 1.47 | 1.455 | 1.45 | 1.405 | 1.36 | 1.315 | 1.27 | 1.225 | 1.2 | 1.193 | 1.186 | 1.179 | 1.172 | 1.165 | 1.158 | 1.151 | 1.15 | 1.15 | 1.15
| 2 | GBFES Customer Demand: Direct Transmission Customers | GW | Holistic Transition | Electricity | Min (14:00) | 0.8 | 0.8 | 0.8 | 0.8 | 0.8 | 0.87 | 0.99 | 1.12 | 1.19 | 1.38 | 1.5 | 1.485 | 1.47 | 1.455 | 1.45 | 1.405 | 1.36 | 1.315 | 1.27 | 1.225 | 1.2 | 1.193 | 1.186 | 1.179 | 1.172 | 1.165 | 1.158 | 1.151 | 1.15 | 1.15 | 1.15
| 2 | GBFES Customer Demand: Direct Transmission Customers | GW | Five Year Forecast | Electricity | Min (14:00) | 2020-01-01: 0.8; 2021-01-01: 0.8; 2022-01-01: 0.8; 2023-01-01: 0.8; 2024-01-01: 0.8; 2025-01-01: 0.87; 2026-01-01: 0.99; 2027-01-01: 1.12; 2028-01-01: 1.19; 2029-01-01: 1.38
| 2 | GBFES Customer Demand: Industrial including losses | GW | Hydrogen Evolution | Electricity | Min (14:00) | 12.226 | 12.848 | 12.798 | 11.479 | 12.097 | 12.235 | 12.381 | 12.497 | 12.561 | 12.576 | 12.545 | 12.565 | 12.594 | 12.596 | 12.554 | 12.491 | 12.485 | 12.475 | 12.498 | 12.581 | 12.428 | 12.368 | 12.299 | 12.336 | 13.159 | 12.053 | 11.886 | 11.78 | 11.779 | 11.699 | 12.382
| 2 | GBFES Customer Demand: Industrial including losses | GW | Electric Engagement | Electricity | Min (14:00) | 12.226 | 12.848 | 12.798 | 11.472 | 12.407 | 12.154 | 12.294 | 12.489 | 12.709 | 12.852 | 13.026 | 13.339 | 13.809 | 14.404 | 15.119 | 16.333 | 16.953 | 17.636 | 18.292 | 18.789 | 20.231 | 19.3 | 19.391 | 19.399 | 19.373 | 20.43 | 19.449 | 19.305 | 19.28 | 19.273 | 20.313
| 2 | GBFES Customer Demand: Industrial including losses | GW | Counterfactual | Electricity | Min (14:00) | 12.238 | 12.858 | 12.807 | 11.48 | 11.82 | 12.312 | 12.551 | 12.735 | 12.845 | 12.915 | 13.025 | 13.087 | 13.213 | 13.402 | 13.365 | 13.404 | 13.46 | 13.507 | 13.572 | 13.796 | 13.947 | 13.797 | 13.909 | 14.016 | 14.525 | 14.227 | 14.505 | 14.5 | 14.674 | 14.877 | 15.593
| 2 | GBFES Customer Demand: Industrial including losses | GW | Holistic Transition | Electricity | Min (14:00) | 12.226 | 12.848 | 12.798 | 11.472 | 12.431 | 12.165 | 12.313 | 12.496 | 12.594 | 12.669 | 12.694 | 12.777 | 13.033 | 13.288 | 13.437 | 13.721 | 14.158 | 14.285 | 14.451 | 14.67 | 14.578 | 14.549 | 14.734 | 14.675 | 14.433 | 14.601 | 14.781 | 14.312 | 14.475 | 14.427 | 14.259
| 2 | GBFES Customer Demand: Industrial including losses | GW | Five Year Forecast | Electricity | Min (14:00) | 2020-01-01: 12.226; 2021-01-01: 12.848; 2022-01-01: 12.798; 2023-01-01: 11.472; 2024-01-01: 12.07; 2025-01-01: 12.328; 2026-01-01: 12.531; 2027-01-01: 12.678; 2028-01-01: 12.778; 2029-01-01: 12.837
| 2 | GBFES Customer Demand: Residential including losses | GW | Hydrogen Evolution | Electricity | Min (14:00) | 8.163 | 8.739 | 8.459 | 8.426 | 8.275 | 8.213 | 8.164 | 8.217 | 8.333 | 8.531 | 8.808 | 9.136 | 9.502 | 9.914 | 10.325 | 10.726 | 11.119 | 11.5 | 11.828 | 12.08 | 12.263 | 12.376 | 12.418 | 12.404 | 12.552 | 12.682 | 12.761 | 12.808 | 12.862 | 12.938 | 13.027
| 2 | GBFES Customer Demand: Residential including losses | GW | Electric Engagement | Electricity | Min (14:00) | 8.163 | 8.739 | 8.459 | 8.426 | 8.208 | 8.092 | 8.024 | 8.059 | 8.157 | 8.341 | 8.612 | 8.956 | 9.344 | 9.776 | 10.215 | 10.647 | 11.081 | 11.508 | 11.885 | 12.189 | 12.427 | 12.584 | 12.796 | 12.97 | 13.104 | 13.2 | 13.227 | 13.253 | 13.298 | 13.35 | 13.403
| 2 | GBFES Customer Demand: Residential including losses | GW | Counterfactual | Electricity | Min (14:00) | 8.163 | 8.739 | 8.459 | 8.426 | 8.374 | 8.39 | 8.243 | 8.249 | 8.287 | 8.489 | 8.61 | 8.851 | 9.09 | 9.453 | 9.721 | 10.105 | 10.398 | 10.84 | 11.294 | 11.75 | 11.994 | 12.273 | 12.568 | 12.76 | 12.96 | 13.061 | 13.178 | 13.304 | 13.441 | 13.593 | 13.76
| 2 | GBFES Customer Demand: Residential including losses | GW | Holistic Transition | Electricity | Min (14:00) | 8.163 | 8.739 | 8.459 | 8.426 | 8.104 | 7.958 | 7.853 | 7.86 | 7.952 | 8.125 | 8.366 | 8.693 | 9.07 | 9.497 | 9.938 | 10.383 | 10.842 | 11.296 | 11.704 | 12.044 | 12.32 | 12.576 | 12.771 | 12.921 | 13.019 | 13.007 | 12.94 | 12.862 | 12.778 | 12.701 | 12.615
| 2 | GBFES Customer Demand: Residential including losses | GW | Five Year Forecast | Electricity | Min (14:00) | 2020-01-01: 8.163; 2021-01-01: 8.739; 2022-01-01: 8.459; 2023-01-01: 8.426; 2024-01-01: 8.232; 2025-01-01: 8.2; 2026-01-01: 8.165; 2027-01-01: 8.218; 2028-01-01: 8.35; 2029-01-01: 8.576
| 2 | GBFES System Demand: On Grid Electrolysis | GW | Hydrogen Evolution | Electricity | Min (14:00) | 0 | 0 | 0 | 0.01184 | 0.00571 | 0.08712 | 0 | 0 | 0 | 1.9766 | 0 | 0 | 0 | 0 | 0 | 9.6783 | 0 | 0 | 0 | 0 | 10.4847 | 9.5116 | 0 | 9.1527 | 0 | 0 | 0.45427 | 28.6711 | 0 | 12.9815 | 0
| 2 | GBFES System Demand: On Grid Electrolysis | GW | Electric Engagement | Electricity | Min (14:00) | 0 | 0 | 0 | 0.01102 | 0.00428 | 0.08569 | 0.18154 | 0.18128 | 0.24318 | 0 | 1.5481 | 0 | 0 | 0 | 0 | 4.6595 | 0.05391 | 0 | 0 | 0 | 10.3337 | 0 | 0 | 0 | 0 | 0 | 0.69373 | 28.8284 | 0 | 1.6206 | 3.3059
| 2 | GBFES System Demand: On Grid Electrolysis | GW | Counterfactual | Electricity | Min (14:00) | 0 | 0 | 0 | 0.00139 | 0.00186 | 0.00239 | 0.00302 | 0.00375 | 0.04521 | 0.08681 | 0.38321 | 0.45521 | 0.2281 | 0.50654 | 0.89357 | 0 | 0.04501 | 0.93217 | 1.0323 | 1.0189 | 1.6622 | 0.41264 | 0 | 0 | 2.8381 | 0 | 3.6961 | 1.7424 | 0 | 0 | 0
| 2 | GBFES System Demand: On Grid Electrolysis | GW | Holistic Transition | Electricity | Min (14:00) | 0 | 0 | 0 | 0.01073 | 0.00428 | 0.08569 | 0.30973 | 0.79299 | 1.4081 | 0 | 3.2667 | 0 | 5.7153 | 0.6 | 0.6 | 7.5876 | 0.8 | 0 | 8.3165 | 0.9 | 11.2716 | 12.3569 | 1.1 | 0 | 11.3278 | 27.4411 | 26.8614 | 15.6016 | 0 | 23.3724 | 35.937
| 2 | GBFES System Demand: On Grid Electrolysis | GW | Five Year Forecast | Electricity | Min (14:00) | 2020-01-01: 0; 2021-01-01: 0; 2022-01-01: 0; 2023-01-01: 0.01184; 2024-01-01: 0.00571; 2025-01-01: 0.08712; 2026-01-01: 0; 2027-01-01: 0; 2028-01-01: 0; 2029-01-01: 0.07206
| 3 | Commercial District Heat Summer Min | GW | Hydrogen Evolution | Electricity | Min (14:00) | 0 | 0.000519 | 0.000992 | 0.001326 | 0.0019987 | 0.0024896 | 0.0033395 | 0.0042031 | 0.0050745 | 0.0059474 | 0.0068218 | 0.0076805 | 0.0085418 | 0.0094011 | 0.010241 | 0.011039 | 0.013146 | 0.015232 | 0.01731 | 0.019382 | 0.021445 | 0.022976 | 0.024486 | 0.025986 | 0.027477 | 0.028979 | 0.030265 | 0.031545 | 0.032839 | 0.034161 | 0.035498
| 3 | Commercial District Heat Summer Min | GW | Electric Engagement | Electricity | Min (14:00) | 0 | 0.000519 | 0.000992 | 0.001326 | 0.002945 | 0.003675 | 0.004511 | 0.005364 | 0.006218 | 0.007073 | 0.007932 | 0.008881 | 0.009835 | 0.010789 | 0.01174 | 0.012687 | 0.014532 | 0.016382 | 0.018237 | 0.0201 | 0.021976 | 0.024216 | 0.026457 | 0.028715 | 0.030967 | 0.033223 | 0.036437 | 0.039645 | 0.042838 | 0.046024 | 0.049294
| 3 | Commercial District Heat Summer Min | GW | Counterfactual | Electricity | Min (14:00) | 0 | 0.000519 | 0.000992 | 0.001326 | 0.0012215 | 0.0015091 | 0.0019317 | 0.0023664 | 0.0028093 | 0.0032594 | 0.0037153 | 0.0045395 | 0.0053713 | 0.0062038 | 0.0070139 | 0.0077813 | 0.0095906 | 0.011382 | 0.013172 | 0.01497 | 0.016768 | 0.018502 | 0.020209 | 0.021898 | 0.02357 | 0.025228 | 0.026472 | 0.027709 | 0.028968 | 0.030266 | 0.031573
| 3 | Commercial District Heat Summer Min | GW | Holistic Transition | Electricity | Min (14:00) | 0 | 0.000519 | 0.000992 | 0.001326 | 0.001615 | 0.002015 | 0.002656 | 0.003292 | 0.003919 | 0.00454 | 0.005147 | 0.005903 | 0.00666 | 0.007414 | 0.008167 | 0.008931 | 0.011003 | 0.013085 | 0.015182 | 0.017313 | 0.019482 | 0.022039 | 0.024597 | 0.027148 | 0.029697 | 0.032269 | 0.034814 | 0.037355 | 0.039893 | 0.042416 | 0.044989
| 3 | Commercial District Heat Summer Min | GW | Five Year Forecast | Electricity | Min (14:00) | 2020-01-01: 0; 2021-01-01: 0.000519; 2022-01-01: 0.000992; 2023-01-01: 0.001326; 2024-01-01: 0.001761; 2025-01-01: 0.002194; 2026-01-01: 0.00291; 2027-01-01: 0.003638; 2028-01-01: 0.004373; 2029-01-01: 0.005109
| 3 | Commercial EV Summer Min | GW | Hydrogen Evolution | Electricity | Min (14:00) | 0.038984 | 0.062843 | 0.089602 | 0.1328 | 0.19043 | 0.26174 | 0.35407 | 0.46933 | 0.61359 | 0.79143 | 1.0159 | 1.2894 | 1.6142 | 1.9834 | 2.3902 | 2.8617 | 3.3161 | 3.7938 | 4.2872 | 4.7795 | 5.2434 | 5.6773 | 6.1053 | 6.5361 | 6.6261 | 6.6901 | 6.7178 | 6.7102 | 6.7008 | 6.6898 | 6.6781
| 3 | Commercial EV Summer Min | GW | Electric Engagement | Electricity | Min (14:00) | 0.038984 | 0.062843 | 0.089602 | 0.1328 | 0.18997 | 0.26314 | 0.35708 | 0.475 | 0.62352 | 0.80811 | 1.0422 | 1.3299 | 1.6764 | 2.075 | 2.5251 | 3.0502 | 3.5726 | 4.1512 | 4.783 | 5.4446 | 6.0652 | 6.6457 | 7.0218 | 7.3616 | 7.658 | 7.8493 | 7.988 | 8.0939 | 8.0841 | 8.0744 | 8.0668
| 3 | Commercial EV Summer Min | GW | Counterfactual | Electricity | Min (14:00) | 0.038984 | 0.062843 | 0.089602 | 0.1328 | 0.2 | 0.2 | 0.3 | 0.4 | 0.5 | 0.6 | 0.7 | 0.9 | 1.1 | 1.3 | 1.6 | 1.9 | 2.2 | 2.6 | 3 | 3.4 | 3.8 | 4.3 | 4.8 | 5.3 | 5.8 | 6.3 | 6.6 | 6.9 | 7.1 | 7.4 | 7.6
| 3 | Commercial EV Summer Min | GW | Holistic Transition | Electricity | Min (14:00) | 0.038984 | 0.062843 | 0.089602 | 0.1328 | 0.18763 | 0.25809 | 0.34674 | 0.45548 | 0.58876 | 0.74908 | 0.94526 | 1.1763 | 1.4415 | 1.7339 | 2.0479 | 2.3893 | 2.727 | 3.0785 | 3.4395 | 3.8146 | 4.1503 | 4.3874 | 4.5893 | 4.7631 | 4.9047 | 4.9909 | 5.057 | 5.1055 | 5.1348 | 5.0987 | 5.0501
| 3 | Commercial EV Summer Min | GW | Five Year Forecast | Electricity | Min (14:00) | 2020-01-01: 0.038984; 2021-01-01: 0.062843; 2022-01-01: 0.089602; 2023-01-01: 0.1328; 2024-01-01: 0.18932; 2025-01-01: 0.26097; 2026-01-01: 0.35264; 2027-01-01: 0.4667; 2028-01-01: 0.60889; 2029-01-01: 0.78348
| 3 | Commercial Heat Pumps | GW | Hydrogen Evolution | Electricity | Min (14:00) | 0.001817 | 0.012565 | 0.035667 | 0.081525 | 0.096294 | 0.13572 | 0.17028 | 0.22013 | 0.26897 | 0.31679 | 0.36385 | 0.4108 | 0.46129 | 0.5142 | 0.56698 | 0.61994 | 0.66745 | 0.70859 | 0.75248 | 0.79905 | 0.84466 | 0.88784 | 0.9165 | 0.94735 | 0.98035 | 1.0153 | 1.0537 | 1.0897 | 1.1252 | 1.161 | 1.1973
| 3 | Commercial Heat Pumps | GW | Electric Engagement | Electricity | Min (14:00) | 0.001817 | 0.012565 | 0.035667 | 0.081525 | 0.15756 | 0.22607 | 0.27915 | 0.35532 | 0.43987 | 0.52789 | 0.6281 | 0.73686 | 0.85042 | 0.96769 | 1.0866 | 1.2084 | 1.3388 | 1.4689 | 1.6008 | 1.7377 | 1.874 | 2.0024 | 2.0982 | 2.1839 | 2.2654 | 2.3308 | 2.3843 | 2.4316 | 2.4756 | 2.5177 | 2.5563
| 3 | Commercial Heat Pumps | GW | Counterfactual | Electricity | Min (14:00) | 0.001817 | 0.012565 | 0.035667 | 0.081525 | 0.11068 | 0.15252 | 0.17954 | 0.21414 | 0.24906 | 0.28443 | 0.32 | 0.35605 | 0.40425 | 0.45435 | 0.50522 | 0.55552 | 0.59576 | 0.63788 | 0.68281 | 0.73128 | 0.78189 | 0.83027 | 0.87278 | 0.91563 | 0.95914 | 1.0038 | 1.0462 | 1.078 | 1.1057 | 1.1323 | 1.1552
| 3 | Commercial Heat Pumps | GW | Holistic Transition | Electricity | Min (14:00) | 0.001817 | 0.012565 | 0.035667 | 0.081525 | 0.12076 | 0.16736 | 0.20488 | 0.26105 | 0.32089 | 0.3844 | 0.45555 | 0.53543 | 0.61555 | 0.69563 | 0.77471 | 0.85278 | 0.93074 | 1.0128 | 1.092 | 1.1703 | 1.2455 | 1.3155 | 1.3679 | 1.4146 | 1.4539 | 1.4817 | 1.5068 | 1.5314 | 1.5554 | 1.5796 | 1.6033
| 3 | Commercial Heat Pumps | GW | Five Year Forecast | Electricity | Min (14:00) | 2020-01-01: 0.001817; 2021-01-01: 0.012565; 2022-01-01: 0.035667; 2023-01-01: 0.081525; 2024-01-01: 0.11098; 2025-01-01: 0.15413; 2026-01-01: 0.18692; 2027-01-01: 0.23455; 2028-01-01: 0.28035; 2029-01-01: 0.32661
| 3 | Commercial Losses | GW | Hydrogen Evolution | Electricity | Min (14:00) | 1.055 | 1.083 | 1.1438 | 1.0739 | 1.135 | 1.1424 | 1.169 | 1.2042 | 1.2386 | 1.2807 | 1.3302 | 1.3858 | 1.4461 | 1.5097 | 1.5748 | 1.644 | 1.7139 | 1.7868 | 1.8603 | 1.9335 | 2.0048 | 2.0737 | 2.1393 | 2.2004 | 2.2271 | 2.2495 | 2.2697 | 2.2882 | 2.3071 | 2.3268 | 2.347
| 3 | Commercial Losses | GW | Electric Engagement | Electricity | Min (14:00) | 1.055 | 1.083 | 1.1438 | 1.0732 | 1.1667 | 1.1492 | 1.187 | 1.2263 | 1.2808 | 1.3478 | 1.421 | 1.4961 | 1.5795 | 1.6663 | 1.7532 | 1.8444 | 1.9414 | 2.0423 | 2.1454 | 2.2509 | 2.3532 | 2.4512 | 2.5243 | 2.5823 | 2.6343 | 2.6744 | 2.71 | 2.7435 | 2.7695 | 2.7964 | 2.8248
| 3 | Commercial Losses | GW | Counterfactual | Electricity | Min (14:00) | 1.0569 | 1.0842 | 1.1441 | 1.0722 | 1.1143 | 1.1372 | 1.1532 | 1.1751 | 1.1982 | 1.2235 | 1.2512 | 1.2885 | 1.3262 | 1.3673 | 1.4135 | 1.4579 | 1.5019 | 1.554 | 1.6057 | 1.6575 | 1.7098 | 1.7711 | 1.8307 | 1.8895 | 1.9482 | 2.0063 | 2.0477 | 2.0899 | 2.1264 | 2.1723 | 2.2102
| 3 | Commercial Losses | GW | Holistic Transition | Electricity | Min (14:00) | 1.055 | 1.083 | 1.1438 | 1.0732 | 1.1774 | 1.1676 | 1.2147 | 1.2616 | 1.3142 | 1.3741 | 1.4377 | 1.5005 | 1.5707 | 1.6457 | 1.7209 | 1.7956 | 1.8728 | 1.9506 | 2.0268 | 2.1019 | 2.1675 | 2.2205 | 2.2681 | 2.3124 | 2.3532 | 2.388 | 2.4207 | 2.4515 | 2.4804 | 2.5038 | 2.5261
| 3 | Commercial Losses | GW | Five Year Forecast | Electricity | Min (14:00) | 2020-01-01: 1.055; 2021-01-01: 1.083; 2022-01-01: 1.1438; 2023-01-01: 1.0732; 2024-01-01: 1.1307; 2025-01-01: 1.1445; 2026-01-01: 1.1765; 2027-01-01: 1.2203; 2028-01-01: 1.2629; 2029-01-01: 1.3128
| 3 | Commercial Resistive Heat Summer Min | GW | Hydrogen Evolution | Electricity | Min (14:00) | 0.41207 | 0.41094 | 0.39383 | 0.38212 | 0.39503 | 0.38783 | 0.36792 | 0.34948 | 0.33325 | 0.32044 | 0.31223 | 0.30231 | 0.28316 | 0.25848 | 0.23221 | 0.20531 | 0.18786 | 0.17301 | 0.15857 | 0.1442 | 0.13402 | 0.12839 | 0.12131 | 0.11183 | 0.09906 | 0.082839 | 0.068037 | 0.058488 | 0.051018 | 0.046741 | 0.045286
| 3 | Commercial Resistive Heat Summer Min | GW | Electric Engagement | Electricity | Min (14:00) | 0.41207 | 0.41094 | 0.39383 | 0.38212 | 0.36002 | 0.34934 | 0.33207 | 0.31696 | 0.30578 | 0.30064 | 0.29788 | 0.2921 | 0.28599 | 0.27124 | 0.24986 | 0.22779 | 0.21628 | 0.20624 | 0.19722 | 0.19019 | 0.18704 | 0.18661 | 0.18361 | 0.17612 | 0.16472 | 0.15128 | 0.13776 | 0.1272 | 0.12343 | 0.12234 | 0.12492
| 3 | Commercial Resistive Heat Summer Min | GW | Counterfactual | Electricity | Min (14:00) | 0.41207 | 0.41094 | 0.39383 | 0.38212 | 0.35263 | 0.34483 | 0.33047 | 0.3222 | 0.31668 | 0.3122 | 0.30957 | 0.30544 | 0.29896 | 0.28539 | 0.2695 | 0.25161 | 0.23572 | 0.22181 | 0.20908 | 0.19778 | 0.18948 | 0.18264 | 0.1719 | 0.15926 | 0.14548 | 0.13044 | 0.11491 | 0.10292 | 0.093727 | 0.085426 | 0.081824
| 3 | Commercial Resistive Heat Summer Min | GW | Holistic Transition | Electricity | Min (14:00) | 0.41207 | 0.41094 | 0.39383 | 0.38212 | 0.45859 | 0.44766 | 0.42308 | 0.3958 | 0.36697 | 0.33797 | 0.3082 | 0.26833 | 0.23119 | 0.19666 | 0.16476 | 0.1355 | 0.12152 | 0.10871 | 0.096718 | 0.086233 | 0.079326 | 0.075457 | 0.0722 | 0.070287 | 0.070366 | 0.072503 | 0.073535 | 0.07469 | 0.076045 | 0.077642 | 0.079121
| 3 | Commercial Resistive Heat Summer Min | GW | Five Year Forecast | Electricity | Min (14:00) | 2020-01-01: 0.41207; 2021-01-01: 0.41094; 2022-01-01: 0.39383; 2023-01-01: 0.38212; 2024-01-01: 0.37489; 2025-01-01: 0.36641; 2026-01-01: 0.34942; 2027-01-01: 0.33425; 2028-01-01: 0.3214; 2029-01-01: 0.30941
| 3 | Commercial Storage Heat Summer Min | GW | Hydrogen Evolution | Electricity | Min (14:00) | 0.001114 | 0.001068 | 0.000989 | 0.000874 | 0.00090579 | 0.00084407 | 0.00077931 | 0.00071017 | 0.00063668 | 0.00055882 | 0.00047659 | 0.00035329 | 0.00024398 | 0.00014867 | 6.7338e-05 | 0 | 0.0037654 | 0.0087494 | 0.013915 | 0.018652 | 0.022923 | 0.027532 | 0.031757 | 0.035784 | 0.039568 | 0.042998 | 0.046221 | 0.049236 | 0.05203 | 0.054652 | 0.057137
| 3 | Commercial Storage Heat Summer Min | GW | Electric Engagement | Electricity | Min (14:00) | 0.001114 | 0.001068 | 0.000989 | 0.000874 | 0.000764 | 0.000705 | 0.000628 | 0.000554 | 0.00048 | 0.000407 | 0.000981 | 0.001509 | 0.002178 | 0.002808 | 0.003397 | 0.003944 | 0.008296 | 0.012176 | 0.01562 | 0.018638 | 0.021258 | 0.023965 | 0.026439 | 0.028701 | 0.030698 | 0.032067 | 0.033254 | 0.034203 | 0.035047 | 0.03579 | 0.036305
| 3 | Commercial Storage Heat Summer Min | GW | Counterfactual | Electricity | Min (14:00) | 0.001114 | 0.001068 | 0.000989 | 0.000874 | 0.0006941 | 0.00063669 | 0.00058169 | 0.00052516 | 0.00046629 | 0.00040567 | 0.00034272 | 0.00026812 | 0.00019642 | 0.00012823 | 6.2366e-05 | 0 | 0 | 0 | 0 | 0 | 0 | 1.1039e-12 | 1.0698e-12 | 1.0411e-12 | 1.0078e-12 | 9.7347e-13 | 9.7299e-13 | 9.7408e-13 | 9.7259e-13 | 9.7223e-13 | 9.724e-13
| 3 | Commercial Storage Heat Summer Min | GW | Holistic Transition | Electricity | Min (14:00) | 0.001114 | 0.001068 | 0.000989 | 0.000874 | 0.001288 | 0.001216 | 0.00105 | 0.000894 | 0.000748 | 0.000612 | 0.001321 | 0.001835 | 0.002306 | 0.002696 | 0.002949 | 0.003069 | 0.006475 | 0.009482 | 0.012008 | 0.014096 | 0.015778 | 0.017433 | 0.018886 | 0.020142 | 0.021158 | 0.021647 | 0.022055 | 0.022355 | 0.022573 | 0.022748 | 0.022906
| 3 | Commercial Storage Heat Summer Min | GW | Five Year Forecast | Electricity | Min (14:00) | 2020-01-01: 0.001114; 2021-01-01: 0.001068; 2022-01-01: 0.000989; 2023-01-01: 0.000874; 2024-01-01: 0.000816; 2025-01-01: 0.000755; 2026-01-01: 0.000691; 2027-01-01: 0.000625; 2028-01-01: 0.000555; 2029-01-01: 0.000484
| 3 | Commercial Sub Total (Heat components plus losses) | GW | Hydrogen Evolution | Electricity | Min (14:00) | 11.3763 | 12.4944 | 12.9744 | 11.4998 | 12.4419 | 12.6904 | 12.897 | 13.1652 | 13.3926 | 13.676 | 13.9967 | 14.3414 | 14.6953 | 15.0477 | 15.3812 | 15.6994 | 16.0342 | 16.383 | 16.7204 | 17.0532 | 17.3886 | 17.7242 | 18.0427 | 18.3059 | 18.5058 | 18.6822 | 18.8644 | 19.0598 | 19.2601 | 19.4684 | 19.68
| 3 | Commercial Sub Total (Heat components plus losses) | GW | Electric Engagement | Electricity | Min (14:00) | 11.3763 | 12.4944 | 12.9744 | 11.4923 | 12.7817 | 12.717 | 13.0325 | 13.3163 | 13.7362 | 14.2588 | 14.7894 | 15.2841 | 15.8119 | 16.3333 | 16.8095 | 17.2597 | 17.756 | 18.2423 | 18.6995 | 19.1474 | 19.596 | 20.04 | 20.4284 | 20.6899 | 20.9324 | 21.1598 | 21.3958 | 21.6443 | 21.9166 | 22.1996 | 22.497
| 3 | Commercial Sub Total (Heat components plus losses) | GW | Counterfactual | Electricity | Min (14:00) | 11.3763 | 12.4944 | 12.9744 | 11.4923 | 12.2267 | 12.7168 | 12.7869 | 12.9183 | 13.0627 | 13.2318 | 13.4286 | 13.6377 | 13.8414 | 14.0842 | 14.2902 | 14.4796 | 14.6687 | 14.8498 | 15.0236 | 15.1944 | 15.3701 | 15.5495 | 15.7167 | 15.8753 | 16.0327 | 16.184 | 16.3422 | 16.521 | 16.7325 | 16.9517 | 17.1799
| 3 | Commercial Sub Total (Heat components plus losses) | GW | Holistic Transition | Electricity | Min (14:00) | 11.3763 | 12.4944 | 12.9744 | 11.4923 | 12.847 | 12.9002 | 13.354 | 13.7691 | 14.2249 | 14.7371 | 15.2481 | 15.7174 | 16.2364 | 16.7821 | 17.3062 | 17.7977 | 18.3006 | 18.7927 | 19.2588 | 19.6982 | 20.0642 | 20.3825 | 20.6894 | 20.9887 | 21.2861 | 21.5775 | 21.8681 | 22.1539 | 22.4383 | 22.7214 | 23.006
| 3 | Commercial Sub Total (Heat components plus losses) | GW | Five Year Forecast | Electricity | Min (14:00) | 2020-01-01: 11.3763; 2021-01-01: 12.4944; 2022-01-01: 12.9744; 2023-01-01: 11.4923; 2024-01-01: 12.3983; 2025-01-01: 12.7197; 2026-01-01: 12.9894; 2027-01-01: 13.3587; 2028-01-01: 13.6861; 2029-01-01: 14.0649
| 3 | Industrial District Heat Summer Min | GW | Hydrogen Evolution | Electricity | Min (14:00) | 0 | 2.11e-05 | 5.59e-05 | 7.94e-05 | 0.00012151 | 0.0001606 | 0.00022633 | 0.0002784 | 0.00032264 | 0.00036531 | 0.00040655 | 0.00045092 | 0.00049256 | 0.0005363 | 0.00059971 | 0.00070406 | 0.0010169 | 0.0013505 | 0.0016916 | 0.0020393 | 0.0023959 | 0.0027244 | 0.0030744 | 0.0034341 | 0.003803 | 0.0041609 | 0.0045037 | 0.0048509 | 0.0051857 | 0.0054918 | 0.0057829
| 3 | Industrial District Heat Summer Min | GW | Electric Engagement | Electricity | Min (14:00) | 0 | 2.11e-05 | 5.59e-05 | 7.94e-05 | 0.000178 | 0.00023 | 0.000292 | 0.000338 | 0.000384 | 0.000428 | 0.000468 | 0.000512 | 0.000551 | 0.000591 | 0.000632 | 0.000679 | 0.000923 | 0.001161 | 0.001395 | 0.001621 | 0.001834 | 0.002085 | 0.002334 | 0.002567 | 0.002805 | 0.003041 | 0.003373 | 0.003713 | 0.004067 | 0.004429 | 0.004706
| 3 | Industrial District Heat Summer Min | GW | Counterfactual | Electricity | Min (14:00) | 0 | 2.11e-05 | 5.59e-05 | 5.0696e-05 | 8.0521e-05 | 0.00011843 | 0.00017039 | 0.00021018 | 0.00024185 | 0.00026628 | 0.00028495 | 0.00032612 | 0.00035969 | 0.00039265 | 0.00044792 | 0.00054588 | 0.00078403 | 0.0010402 | 0.0012976 | 0.0015473 | 0.0017961 | 0.0020701 | 0.0023696 | 0.0026882 | 0.0030244 | 0.0033729 | 0.0036849 | 0.0040035 | 0.0043007 | 0.0045579 | 0.0048067
| 3 | Industrial District Heat Summer Min | GW | Holistic Transition | Electricity | Min (14:00) | 0 | 2.11e-05 | 5.59e-05 | 7.94e-05 | 9.91e-05 | 0.000127 | 0.000175 | 0.000227 | 0.000288 | 0.000356 | 0.000437 | 0.000565 | 0.000694 | 0.000825 | 0.000957 | 0.001079 | 0.001421 | 0.001752 | 0.002069 | 0.002353 | 0.002598 | 0.00286 | 0.00312 | 0.003389 | 0.003658 | 0.003905 | 0.004148 | 0.004395 | 0.004646 | 0.00491 | 0.005125
| 3 | Industrial District Heat Summer Min | GW | Five Year Forecast | Electricity | Min (14:00) | 2020-01-01: 0; 2021-01-01: 2.11e-05; 2022-01-01: 5.59e-05; 2023-01-01: 7.94e-05; 2024-01-01: 0.000112; 2025-01-01: 0.000148; 2026-01-01: 0.000206; 2027-01-01: 0.000251; 2028-01-01: 0.00029; 2029-01-01: 0.000327
| 3 | Industrial Losses | GW | Hydrogen Evolution | Electricity | Min (14:00) | 1.001 | 0.9892 | 0.99987 | 0.93581 | 0.9628 | 0.95588 | 0.96733 | 0.97639 | 0.98139 | 0.98254 | 0.98016 | 0.98169 | 0.98396 | 0.98412 | 0.9808 | 0.97594 | 0.97542 | 0.97464 | 0.97644 | 0.98295 | 0.97102 | 0.96633 | 0.96094 | 0.96381 | 1.0281 | 0.9417 | 0.92867 | 0.92033 | 0.92027 | 0.91408 | 0.96744
| 3 | Industrial Losses | GW | Electric Engagement | Electricity | Min (14:00) | 1.001 | 0.9892 | 0.99987 | 0.93522 | 0.98745 | 0.94962 | 0.96054 | 0.97573 | 0.99293 | 1.0041 | 1.0177 | 1.0421 | 1.0789 | 1.1254 | 1.1813 | 1.2761 | 1.3246 | 1.3779 | 1.4291 | 1.468 | 1.5807 | 1.5079 | 1.515 | 1.5157 | 1.5136 | 1.5962 | 1.5195 | 1.5083 | 1.5064 | 1.5058 | 1.587
| 3 | Industrial Losses | GW | Counterfactual | Electricity | Min (14:00) | 1.0129 | 0.99988 | 1.0096 | 0.94367 | 0.94802 | 0.96941 | 0.98775 | 1.0018 | 1.0101 | 1.0153 | 1.0236 | 1.0282 | 1.0379 | 1.0524 | 1.0494 | 1.0522 | 1.0566 | 1.0603 | 1.0655 | 1.083 | 1.095 | 1.0834 | 1.0922 | 1.1007 | 1.1406 | 1.1174 | 1.1392 | 1.1388 | 1.1525 | 1.1683 | 1.2243
| 3 | Industrial Losses | GW | Holistic Transition | Electricity | Min (14:00) | 1.001 | 0.9892 | 0.99987 | 0.93522 | 0.98933 | 0.95048 | 0.96199 | 0.97628 | 0.984 | 0.98981 | 0.99176 | 0.99824 | 1.0182 | 1.0382 | 1.0498 | 1.072 | 1.1062 | 1.1161 | 1.129 | 1.1462 | 1.139 | 1.1367 | 1.1512 | 1.1466 | 1.1277 | 1.1407 | 1.1548 | 1.1182 | 1.1309 | 1.1272 | 1.114
| 3 | Industrial Losses | GW | Five Year Forecast | Electricity | Min (14:00) | 2020-01-01: 1.001; 2021-01-01: 0.9892; 2022-01-01: 0.99987; 2023-01-01: 0.93522; 2024-01-01: 0.96065; 2025-01-01: 0.96322; 2026-01-01: 0.97907; 2027-01-01: 0.99051; 2028-01-01: 0.99834; 2029-01-01: 1.0029
| 3 | Industrial Resistive Heat Summer Min | GW | Hydrogen Evolution | Electricity | Min (14:00) | 0.29491 | 0.29356 | 0.28116 | 0.273 | 0.28296 | 0.27936 | 0.27204 | 0.26551 | 0.25989 | 0.25494 | 0.25066 | 0.24288 | 0.23351 | 0.22142 | 0.2039 | 0.18357 | 0.17081 | 0.15985 | 0.14894 | 0.13712 | 0.12327 | 0.11393 | 0.10417 | 0.094189 | 0.084029 | 0.072887 | 0.057086 | 0.044691 | 0.037636 | 0.034363 | 0.032937
| 3 | Industrial Resistive Heat Summer Min | GW | Electric Engagement | Electricity | Min (14:00) | 0.29491 | 0.29356 | 0.28116 | 0.273 | 0.25802 | 0.25337 | 0.24715 | 0.24201 | 0.23785 | 0.23453 | 0.23239 | 0.22788 | 0.22315 | 0.21657 | 0.20726 | 0.19223 | 0.18414 | 0.17677 | 0.16911 | 0.16111 | 0.15301 | 0.14767 | 0.14194 | 0.13611 | 0.12773 | 0.11795 | 0.10797 | 0.095374 | 0.0857 | 0.082576 | 0.081569
| 3 | Industrial Resistive Heat Summer Min | GW | Counterfactual | Electricity | Min (14:00) | 0.29491 | 0.29356 | 0.28116 | 0.273 | 0.25291 | 0.24894 | 0.2438 | 0.23981 | 0.23655 | 0.23363 | 0.23147 | 0.22841 | 0.22397 | 0.21796 | 0.20875 | 0.19481 | 0.18408 | 0.17432 | 0.16432 | 0.15458 | 0.14359 | 0.13712 | 0.12844 | 0.11839 | 0.10782 | 0.095943 | 0.083376 | 0.070044 | 0.060926 | 0.055411 | 0.051251
| 3 | Industrial Resistive Heat Summer Min | GW | Holistic Transition | Electricity | Min (14:00) | 0.29491 | 0.29356 | 0.28116 | 0.273 | 0.32859 | 0.3239 | 0.31415 | 0.30238 | 0.28579 | 0.26491 | 0.24269 | 0.21405 | 0.18717 | 0.16203 | 0.13864 | 0.11702 | 0.10689 | 0.097318 | 0.087202 | 0.076796 | 0.065556 | 0.056928 | 0.051078 | 0.048295 | 0.046865 | 0.045368 | 0.043055 | 0.040742 | 0.038503 | 0.036323 | 0.034667
| 3 | Industrial Resistive Heat Summer Min | GW | Five Year Forecast | Electricity | Min (14:00) | 2020-01-01: 0.29491; 2021-01-01: 0.29356; 2022-01-01: 0.28116; 2023-01-01: 0.273; 2024-01-01: 0.26906; 2025-01-01: 0.26485; 2026-01-01: 0.25818; 2027-01-01: 0.25234; 2028-01-01: 0.24755; 2029-01-01: 0.24311
| 3 | Industrial Storage Heat Summer Min | GW | Hydrogen Evolution | Electricity | Min (14:00) | 0.000797 | 0.000765 | 0.000707 | 0.000626 | 0.00064825 | 0.00060408 | 0.00055773 | 0.00050826 | 0.00045566 | 0.00039993 | 0.00034108 | 0.00025284 | 0.00017461 | 0.0001064 | 4.8192e-05 | 7.8e-11 | 0.00070823 | 0.0015051 | 0.0022765 | 0.0030037 | 0.0036964 | 0.0044657 | 0.0052239 | 0.0059783 | 0.006733 | 0.0074849 | 0.0082335 | 0.0089767 | 0.0097125 | 0.010436 | 0.011167
| 3 | Industrial Storage Heat Summer Min | GW | Electric Engagement | Electricity | Min (14:00) | 0.000797 | 0.000765 | 0.000707 | 0.000626 | 0.000547 | 0.000504 | 0.00045 | 0.000396 | 0.000343 | 0.000292 | 0.00026 | 0.000225 | 0.000195 | 0.000167 | 0.000143 | 0.000122 | 0.000998 | 0.00183 | 0.002616 | 0.003367 | 0.004061 | 0.004793 | 0.005521 | 0.006217 | 0.006961 | 0.007569 | 0.008154 | 0.008662 | 0.009125 | 0.009545 | 0.010056
| 3 | Industrial Storage Heat Summer Min | GW | Counterfactual | Electricity | Min (14:00) | 0.000797 | 0.000765 | 0.000707 | 0.000626 | 0.00049675 | 0.00045567 | 0.00041631 | 0.00037584 | 0.00033371 | 0.00029033 | 0.00024528 | 0.00019188 | 0.00014058 | 9.1771e-05 | 4.4634e-05 | 0 | 0 | 0 | 0 | 0 | 0 | 5.6461e-12 | 1.233e-11 | 1.8259e-11 | 2.2892e-11 | 2.6127e-11 | 2.8927e-11 | 3.1126e-11 | 3.3027e-11 | 3.4728e-11 | 3.6228e-11
| 3 | Industrial Storage Heat Summer Min | GW | Holistic Transition | Electricity | Min (14:00) | 0.000797 | 0.000765 | 0.000707 | 0.000626 | 0.000922 | 0.00087 | 0.000751 | 0.00064 | 0.000535 | 0.000438 | 0.000371 | 0.000298 | 0.000232 | 0.000176 | 0.00013 | 9.29e-05 | 0.000825 | 0.001493 | 0.00208 | 0.00259 | 0.003033 | 0.003465 | 0.003855 | 0.004202 | 0.004557 | 0.00477 | 0.004952 | 0.005101 | 0.005214 | 0.005308 | 0.005377
| 3 | Industrial Storage Heat Summer Min | GW | Five Year Forecast | Electricity | Min (14:00) | 2020-01-01: 0.000797; 2021-01-01: 0.000765; 2022-01-01: 0.000707; 2023-01-01: 0.000626; 2024-01-01: 0.000584; 2025-01-01: 0.00054; 2026-01-01: 0.000495; 2027-01-01: 0.000447; 2028-01-01: 0.000398; 2029-01-01: 0.000347
| 3 | Industrial Sub Total (Heat components plus losses) | GW | Hydrogen Evolution | Electricity | Min (14:00) | 10.9295 | 11.5641 | 11.5158 | 10.2693 | 10.8508 | 10.9985 | 11.1409 | 11.2543 | 11.319 | 11.3375 | 11.3137 | 11.3396 | 11.3758 | 11.3898 | 11.3682 | 11.3311 | 11.3367 | 11.3373 | 11.3683 | 11.4559 | 11.3279 | 11.2808 | 11.2259 | 11.2686 | 12.0363 | 11.0268 | 10.8878 | 10.8007 | 10.8059 | 10.7351 | 11.3652
| 3 | Industrial Sub Total (Heat components plus losses) | GW | Electric Engagement | Electricity | Min (14:00) | 10.9295 | 11.5641 | 11.5158 | 10.2626 | 11.1609 | 10.9506 | 11.0857 | 11.2701 | 11.4772 | 11.6125 | 11.7755 | 12.0679 | 12.5067 | 13.061 | 13.7301 | 14.8636 | 15.4428 | 16.0781 | 16.6895 | 17.1552 | 18.4917 | 17.6376 | 17.7266 | 17.7389 | 17.7217 | 18.7054 | 17.8097 | 17.6889 | 17.6749 | 17.6709 | 18.6295
| 3 | Industrial Sub Total (Heat components plus losses) | GW | Counterfactual | Electricity | Min (14:00) | 10.9295 | 11.5641 | 11.5158 | 10.2623 | 10.6187 | 11.0934 | 11.3184 | 11.4928 | 11.5976 | 11.6659 | 11.7693 | 11.8295 | 11.951 | 12.1307 | 12.1064 | 12.1559 | 12.2188 | 12.2718 | 12.3412 | 12.5569 | 12.707 | 12.5747 | 12.686 | 12.794 | 13.2737 | 13.0101 | 13.2788 | 13.2874 | 13.4567 | 13.6486 | 14.313
| 3 | Industrial Sub Total (Heat components plus losses) | GW | Holistic Transition | Electricity | Min (14:00) | 10.9295 | 11.5641 | 11.5158 | 10.2626 | 11.1117 | 10.89 | 11.0356 | 11.2161 | 11.3239 | 11.4133 | 11.4585 | 11.5635 | 11.8263 | 12.0867 | 12.2472 | 12.5311 | 12.9427 | 13.0681 | 13.2303 | 13.4423 | 13.3682 | 13.3487 | 13.5248 | 13.4729 | 13.2507 | 13.4059 | 13.5736 | 13.1438 | 13.2959 | 13.2536 | 13.0993
| 3 | Industrial Sub Total (Heat components plus losses) | GW | Five Year Forecast | Electricity | Min (14:00) | 2020-01-01: 10.9295; 2021-01-01: 11.5641; 2022-01-01: 11.5158; 2023-01-01: 10.2626; 2024-01-01: 10.8399; 2025-01-01: 11.0997; 2026-01-01: 11.2934; 2027-01-01: 11.4342; 2028-01-01: 11.5314; 2029-01-01: 11.5899
| 3 | Residential Demand Shifting (Smart/TOUTs effect) | GW | Hydrogen Evolution | Electricity | Min (14:00) | 0 | 0 | 0 | 0 | 0 | 0 | 0 | 0 | 0 | 0 | 0 | 0 | 0 | 0 | 0 | 0 | 0 | 0 | 0 | 0 | 0 | 0 | 0 | 0 | 0 | 0 | 0 | 0 | 0 | 0 | 0
| 3 | Residential Demand Shifting (Smart/TOUTs effect) | GW | Electric Engagement | Electricity | Min (14:00) | 0 | 0 | 0 | 0 | 0 | 0 | 0 | 0 | 0 | 0 | 0 | 0 | 0 | 0 | 0 | 0 | 0 | 0 | 0 | 0 | 0 | 0 | 0 | 0 | 0 | 0 | 0 | 0 | 0 | 0 | 0
| 3 | Residential Demand Shifting (Smart/TOUTs effect) | GW | Counterfactual | Electricity | Min (14:00) | 0 | 0 | 0 | 0 | 0 | 0 | 0 | 0 | 0 | 0 | 0 | 0 | 0 | 0 | 0 | 0 | 0 | 0 | 0 | 0 | 0 | 0 | 0 | 0 | 0 | 0 | 0 | 0 | 0 | 0 | 0
| 3 | Residential Demand Shifting (Smart/TOUTs effect) | GW | Holistic Transition | Electricity | Min (14:00) | 0 | 0 | 0 | 0 | 0 | 0 | 0 | 0 | 0 | 0 | 0 | 0 | 0 | 0 | 0 | 0 | 0 | 0 | 0 | 0 | 0 | 0 | 0 | 0 | 0 | 0 | 0 | 0 | 0 | 0 | 0
| 3 | Residential Demand Shifting (Smart/TOUTs effect) | GW | Five Year Forecast | Electricity | Min (14:00) | 2020-01-01: 0; 2021-01-01: 0; 2022-01-01: 0; 2023-01-01: 0; 2024-01-01: 0; 2025-01-01: 0; 2026-01-01: 0; 2027-01-01: 0; 2028-01-01: 0; 2029-01-01: 0
| 3 | Residential District Heat Summer Min | GW | Hydrogen Evolution | Electricity | Min (14:00) | 0.016233 | 0.015852 | 0.011241 | 0.011193 | 0.014096 | 0.013807 | 0.015408 | 0.01701 | 0.018611 | 0.020212 | 0.021814 | 0.022914 | 0.024014 | 0.025114 | 0.026214 | 0.027314 | 0.036881 | 0.046448 | 0.056015 | 0.065582 | 0.075149 | 0.083785 | 0.092422 | 0.10106 | 0.10969 | 0.11833 | 0.12567 | 0.13301 | 0.14034 | 0.14768 | 0.15502
| 3 | Residential District Heat Summer Min | GW | Electric Engagement | Electricity | Min (14:00) | 0.016233 | 0.015852 | 0.011241 | 0.011193 | 0.020281 | 0.020866 | 0.021554 | 0.022243 | 0.022932 | 0.02362 | 0.024309 | 0.024648 | 0.024986 | 0.025325 | 0.025664 | 0.026003 | 0.037641 | 0.04928 | 0.060919 | 0.072558 | 0.084197 | 0.094526 | 0.10486 | 0.11518 | 0.12551 | 0.13584 | 0.14699 | 0.15814 | 0.16929 | 0.18044 | 0.19159
| 3 | Residential District Heat Summer Min | GW | Counterfactual | Electricity | Min (14:00) | 0.016233 | 0.015852 | 0.011241 | 0.011193 | 0.013132 | 0.012905 | 0.013967 | 0.01503 | 0.016092 | 0.017154 | 0.018217 | 0.019609 | 0.021001 | 0.022394 | 0.023786 | 0.025179 | 0.026596 | 0.028013 | 0.02943 | 0.030846 | 0.032263 | 0.032974 | 0.033684 | 0.034395 | 0.035105 | 0.035815 | 0.035985 | 0.036154 | 0.036324 | 0.036494 | 0.036663
| 3 | Residential District Heat Summer Min | GW | Holistic Transition | Electricity | Min (14:00) | 0.016233 | 0.015852 | 0.011241 | 0.011193 | 0.011707 | 0.011657 | 0.012551 | 0.013445 | 0.014339 | 0.015233 | 0.016127 | 0.016568 | 0.017009 | 0.017451 | 0.017892 | 0.018334 | 0.026841 | 0.035347 | 0.043854 | 0.052361 | 0.060868 | 0.068294 | 0.07572 | 0.083145 | 0.090571 | 0.097996 | 0.10623 | 0.11446 | 0.12269 | 0.13093 | 0.13916
| 3 | Residential District Heat Summer Min | GW | Five Year Forecast | Electricity | Min (14:00) | 2020-01-01: 0.016233; 2021-01-01: 0.015852; 2022-01-01: 0.011241; 2023-01-01: 0.011193; 2024-01-01: 0.012904; 2025-01-01: 0.012992; 2026-01-01: 0.014437; 2027-01-01: 0.015881; 2028-01-01: 0.017326; 2029-01-01: 0.018771
| 3 | Residential EV Summer Min | GW | Hydrogen Evolution | Electricity | Min (14:00) | 0.10864 | 0.17311 | 0.24038 | 0.34293 | 0.47352 | 0.62896 | 0.82195 | 1.0485 | 1.3132 | 1.6136 | 1.9659 | 2.3537 | 2.7705 | 3.2106 | 3.6445 | 4.0653 | 4.444 | 4.7752 | 5.0489 | 5.2499 | 5.3814 | 5.4442 | 5.4379 | 5.377 | 5.4627 | 5.5281 | 5.5667 | 5.5693 | 5.5721 | 5.5756 | 5.5804
| 3 | Residential EV Summer Min | GW | Electric Engagement | Electricity | Min (14:00) | 0.10864 | 0.17311 | 0.24038 | 0.34293 | 0.47082 | 0.62797 | 0.81982 | 1.0456 | 1.3102 | 1.6119 | 1.9656 | 2.3572 | 2.7814 | 3.2318 | 3.6805 | 4.1216 | 4.5257 | 4.8895 | 5.1975 | 5.4362 | 5.6077 | 5.7122 | 5.8587 | 5.9661 | 6.0333 | 6.0604 | 6.0496 | 6.0334 | 6.0131 | 5.9887 | 5.9603
| 3 | Residential EV Summer Min | GW | Counterfactual | Electricity | Min (14:00) | 0.10864 | 0.17311 | 0.24038 | 0.34293 | 0.4 | 0.6 | 0.7 | 0.9 | 1.1 | 1.4 | 1.6 | 1.9 | 2.2 | 2.6 | 2.9 | 3.3 | 3.6 | 4 | 4.4 | 4.8 | 5 | 5.2 | 5.4 | 5.5 | 5.6 | 5.6 | 5.6 | 5.6 | 5.6 | 5.6 | 5.6
| 3 | Residential EV Summer Min | GW | Holistic Transition | Electricity | Min (14:00) | 0.10864 | 0.17311 | 0.24038 | 0.34293 | 0.47219 | 0.63032 | 0.82387 | 1.0524 | 1.3212 | 1.6292 | 1.9923 | 2.3969 | 2.8389 | 3.3129 | 3.7914 | 4.269 | 4.7166 | 5.1311 | 5.4964 | 5.798 | 6.0377 | 6.2666 | 6.4382 | 6.567 | 6.6447 | 6.6142 | 6.5741 | 6.5236 | 6.4644 | 6.3965 | 6.32
| 3 | Residential EV Summer Min | GW | Five Year Forecast | Electricity | Min (14:00) | 2020-01-01: 0.10864; 2021-01-01: 0.17311; 2022-01-01: 0.24038; 2023-01-01: 0.34293; 2024-01-01: 0.47215; 2025-01-01: 0.62904; 2026-01-01: 0.8218; 2027-01-01: 1.0487; 2028-01-01: 1.3147; 2029-01-01: 1.6179
| 3 | Residential Heat Pump Summer Min | GW | Hydrogen Evolution | Electricity | Min (14:00) | 0.065051 | 0.065188 | 0.058198 | 0.06991 | 0.068762 | 0.069965 | 0.087126 | 0.10431 | 0.12145 | 0.13867 | 0.15597 | 0.20206 | 0.24817 | 0.29427 | 0.34049 | 0.38694 | 0.42669 | 0.4673 | 0.50875 | 0.55055 | 0.59268 | 0.62131 | 0.64986 | 0.67845 | 0.7064 | 0.73416 | 0.73443 | 0.7346 | 0.73464 | 0.73443 | 0.73359
| 3 | Residential Heat Pump Summer Min | GW | Electric Engagement | Electricity | Min (14:00) | 0.065051 | 0.065188 | 0.058198 | 0.06991 | 0.061499 | 0.063179 | 0.080409 | 0.097785 | 0.1154 | 0.13334 | 0.1515 | 0.2033 | 0.25496 | 0.30645 | 0.3578 | 0.40898 | 0.46212 | 0.51521 | 0.56813 | 0.62095 | 0.67387 | 0.70642 | 0.73883 | 0.77103 | 0.80303 | 0.8348 | 0.83283 | 0.83089 | 0.82899 | 0.82712 | 0.8253
| 3 | Residential Heat Pump Summer Min | GW | Counterfactual | Electricity | Min (14:00) | 0.065051 | 0.065188 | 0.058198 | 0.06991 | 0.070755 | 0.073995 | 0.077861 | 0.081826 | 0.085752 | 0.089634 | 0.09347 | 0.097899 | 0.10231 | 0.10672 | 0.11111 | 0.1155 | 0.13827 | 0.16102 | 0.18362 | 0.20618 | 0.22872 | 0.25967 | 0.29053 | 0.32143 | 0.35237 | 0.38334 | 0.419 | 0.45469 | 0.49038 | 0.52609 | 0.56182
| 3 | Residential Heat Pump Summer Min | GW | Holistic Transition | Electricity | Min (14:00) | 0.065051 | 0.065188 | 0.058198 | 0.06991 | 0.04824 | 0.045577 | 0.060674 | 0.076157 | 0.091956 | 0.10803 | 0.12407 | 0.16981 | 0.21547 | 0.26116 | 0.30678 | 0.35244 | 0.40509 | 0.45754 | 0.50968 | 0.56161 | 0.61346 | 0.64782 | 0.68179 | 0.71545 | 0.7489 | 0.78224 | 0.78358 | 0.78489 | 0.7861 | 0.78728 | 0.78835
| 3 | Residential Heat Pump Summer Min | GW | Five Year Forecast | Electricity | Min (14:00) | 2020-01-01: 0.065051; 2021-01-01: 0.065188; 2022-01-01: 0.058198; 2023-01-01: 0.06991; 2024-01-01: 0.073983; 2025-01-01: 0.078045; 2026-01-01: 0.087986; 2027-01-01: 0.098035; 2028-01-01: 0.10812; 2029-01-01: 0.11831
| 3 | Residential Losses | GW | Hydrogen Evolution | Electricity | Min (14:00) | 0.66834 | 0.67287 | 0.66092 | 0.68696 | 0.65857 | 0.64171 | 0.63784 | 0.64203 | 0.65106 | 0.66652 | 0.68819 | 0.71377 | 0.74242 | 0.7746 | 0.80666 | 0.83803 | 0.86872 | 0.89846 | 0.9241 | 0.94382 | 0.9581 | 0.96691 | 0.97024 | 0.96908 | 0.98065 | 0.99081 | 0.99701 | 1.0007 | 1.0049 | 1.0108 | 1.0178
| 3 | Residential Losses | GW | Electric Engagement | Electricity | Min (14:00) | 0.66834 | 0.67287 | 0.66092 | 0.68696 | 0.65325 | 0.63219 | 0.6269 | 0.62965 | 0.63729 | 0.65168 | 0.67286 | 0.6997 | 0.73001 | 0.76383 | 0.79806 | 0.83183 | 0.86572 | 0.89912 | 0.9286 | 0.95231 | 0.97088 | 0.98315 | 0.99974 | 1.0133 | 1.0238 | 1.0313 | 1.0334 | 1.0355 | 1.039 | 1.043 | 1.0471
| 3 | Residential Losses | GW | Counterfactual | Electricity | Min (14:00) | 0.66834 | 0.67287 | 0.66092 | 0.68696 | 0.66644 | 0.65547 | 0.64401 | 0.64447 | 0.64745 | 0.66328 | 0.6727 | 0.69155 | 0.71023 | 0.7386 | 0.75947 | 0.7895 | 0.81237 | 0.84696 | 0.88238 | 0.91802 | 0.93712 | 0.95885 | 0.9819 | 0.99696 | 1.0126 | 1.0204 | 1.0296 | 1.0394 | 1.0502 | 1.062 | 1.0751
| 3 | Residential Losses | GW | Holistic Transition | Electricity | Min (14:00) | 0.66834 | 0.67287 | 0.66092 | 0.68696 | 0.64497 | 0.62177 | 0.61359 | 0.61407 | 0.62126 | 0.63478 | 0.65362 | 0.67914 | 0.70866 | 0.74198 | 0.77645 | 0.81125 | 0.84705 | 0.88259 | 0.91444 | 0.94096 | 0.96256 | 0.98253 | 0.99783 | 1.0095 | 1.0171 | 1.0162 | 1.011 | 1.0049 | 0.99833 | 0.99231 | 0.9856
| 3 | Residential Losses | GW | Five Year Forecast | Electricity | Min (14:00) | 2020-01-01: 0.66834; 2021-01-01: 0.67287; 2022-01-01: 0.66092; 2023-01-01: 0.68696; 2024-01-01: 0.65519; 2025-01-01: 0.64066; 2026-01-01: 0.63793; 2027-01-01: 0.64205; 2028-01-01: 0.65242; 2029-01-01: 0.67006
| 3 | Residential Resistive Heat Summer Min | GW | Hydrogen Evolution | Electricity | Min (14:00) | 0.16761 | 0.17097 | 0.15477 | 0.14038 | 0.16046 | 0.16856 | 0.15933 | 0.14977 | 0.14069 | 0.1317 | 0.12323 | 0.11229 | 0.10153 | 0.09105 | 0.080872 | 0.071102 | 0.068554 | 0.066521 | 0.065957 | 0.066411 | 0.068249 | 0.072097 | 0.076068 | 0.079712 | 0.083207 | 0.086426 | 0.090316 | 0.094408 | 0.098553 | 0.10271 | 0.10681
| 3 | Residential Resistive Heat Summer Min | GW | Electric Engagement | Electricity | Min (14:00) | 0.16761 | 0.17097 | 0.15477 | 0.14038 | 0.16513 | 0.1636 | 0.15551 | 0.14728 | 0.13929 | 0.13154 | 0.12417 | 0.11547 | 0.10705 | 0.098876 | 0.090853 | 0.083208 | 0.082797 | 0.082493 | 0.083065 | 0.084364 | 0.087395 | 0.090546 | 0.093785 | 0.096827 | 0.099677 | 0.10229 | 0.10481 | 0.10733 | 0.10984 | 0.11246 | 0.11499
| 3 | Residential Resistive Heat Summer Min | GW | Counterfactual | Electricity | Min (14:00) | 0.16761 | 0.17097 | 0.15477 | 0.14038 | 0.12734 | 0.13505 | 0.13007 | 0.12383 | 0.11768 | 0.11164 | 0.10568 | 0.10057 | 0.096231 | 0.092598 | 0.089536 | 0.086914 | 0.081615 | 0.077366 | 0.075174 | 0.074412 | 0.07508 | 0.077986 | 0.08195 | 0.085832 | 0.089612 | 0.093316 | 0.09584 | 0.09781 | 0.099189 | 0.1001 | 0.10065
| 3 | Residential Resistive Heat Summer Min | GW | Holistic Transition | Electricity | Min (14:00) | 0.16761 | 0.17097 | 0.15477 | 0.14038 | 0.16441 | 0.16202 | 0.15296 | 0.14358 | 0.13447 | 0.12543 | 0.11677 | 0.10644 | 0.096453 | 0.086728 | 0.077451 | 0.068574 | 0.067605 | 0.066969 | 0.067474 | 0.068921 | 0.071963 | 0.075892 | 0.07999 | 0.083998 | 0.087884 | 0.091656 | 0.095675 | 0.099706 | 0.10378 | 0.10776 | 0.11168
| 3 | Residential Resistive Heat Summer Min | GW | Five Year Forecast | Electricity | Min (14:00) | 2020-01-01: 0.16761; 2021-01-01: 0.17097; 2022-01-01: 0.15477; 2023-01-01: 0.14038; 2024-01-01: 0.14818; 2025-01-01: 0.15611; 2026-01-01: 0.15072; 2027-01-01: 0.14397; 2028-01-01: 0.1372; 2029-01-01: 0.13046
| 3 | Residential Storage Heat Summer Min | GW | Hydrogen Evolution | Electricity | Min (14:00) | 0.41026 | 0.40396 | 0.35347 | 0.30952 | 0.33838 | 0.34533 | 0.32842 | 0.31084 | 0.29498 | 0.27949 | 0.26566 | 0.24565 | 0.22501 | 0.20361 | 0.1811 | 0.15935 | 0.15863 | 0.15846 | 0.16136 | 0.16537 | 0.1711 | 0.17671 | 0.18288 | 0.18808 | 0.19301 | 0.197 | 0.202 | 0.20814 | 0.21564 | 0.22496 | 0.23463
| 3 | Residential Storage Heat Summer Min | GW | Electric Engagement | Electricity | Min (14:00) | 0.41026 | 0.40396 | 0.35347 | 0.30952 | 0.34212 | 0.32606 | 0.30924 | 0.29214 | 0.2757 | 0.26008 | 0.24572 | 0.22673 | 0.20838 | 0.19065 | 0.17326 | 0.1568 | 0.1569 | 0.15725 | 0.16044 | 0.16458 | 0.17156 | 0.17796 | 0.18464 | 0.19102 | 0.19688 | 0.20205 | 0.20646 | 0.21092 | 0.21544 | 0.22028 | 0.22496
| 3 | Residential Storage Heat Summer Min | GW | Counterfactual | Electricity | Min (14:00) | 0.41026 | 0.40396 | 0.35347 | 0.30952 | 0.28817 | 0.2948 | 0.28378 | 0.27074 | 0.25858 | 0.24736 | 0.23715 | 0.22802 | 0.21962 | 0.21183 | 0.20451 | 0.19759 | 0.19711 | 0.19711 | 0.20001 | 0.20386 | 0.20851 | 0.21222 | 0.21773 | 0.22282 | 0.22729 | 0.23113 | 0.23311 | 0.23466 | 0.23575 | 0.23651 | 0.23697
| 3 | Residential Storage Heat Summer Min | GW | Holistic Transition | Electricity | Min (14:00) | 0.41026 | 0.40396 | 0.35347 | 0.30952 | 0.34292 | 0.32781 | 0.31161 | 0.29471 | 0.27883 | 0.2634 | 0.24973 | 0.23152 | 0.21383 | 0.19584 | 0.17878 | 0.1619 | 0.16192 | 0.16215 | 0.16507 | 0.1689 | 0.17511 | 0.18086 | 0.18721 | 0.193 | 0.19851 | 0.20302 | 0.20685 | 0.21076 | 0.21543 | 0.2199 | 0.22482
| 3 | Residential Storage Heat Summer Min | GW | Five Year Forecast | Electricity | Min (14:00) | 2020-01-01: 0.41026; 2021-01-01: 0.40396; 2022-01-01: 0.35347; 2023-01-01: 0.30952; 2024-01-01: 0.31538; 2025-01-01: 0.322; 2026-01-01: 0.30814; 2027-01-01: 0.29177; 2028-01-01: 0.2755; 2029-01-01: 0.25975
| 3 | Residential Sub Total (Appliances, Light) | GW | Hydrogen Evolution | Electricity | Min (14:00) | 6.727 | 7.2372 | 6.9803 | 6.8655 | 6.561 | 6.3451 | 6.1138 | 5.9451 | 5.7931 | 5.6807 | 5.5876 | 5.4853 | 5.3907 | 5.3151 | 5.2448 | 5.1781 | 5.1154 | 5.0872 | 5.0627 | 5.0386 | 5.0163 | 5.0107 | 5.0089 | 5.0102 | 5.0158 | 5.0268 | 5.0448 | 5.0682 | 5.0955 | 5.1416 | 5.1983
| 3 | Residential Sub Total (Appliances, Light) | GW | Electric Engagement | Electricity | Min (14:00) | 6.727 | 7.2372 | 6.9803 | 6.8655 | 6.4949 | 6.2577 | 6.0104 | 5.8244 | 5.656 | 5.5289 | 5.428 | 5.3286 | 5.2368 | 5.1595 | 5.0884 | 5.0183 | 4.9496 | 4.9153 | 4.8867 | 4.8579 | 4.831 | 4.8188 | 4.8154 | 4.8165 | 4.8218 | 4.833 | 4.8525 | 4.8772 | 4.9227 | 4.9775 | 5.0382
| 3 | Residential Sub Total (Appliances, Light) | GW | Counterfactual | Electricity | Min (14:00) | 6.727 | 7.2372 | 6.9803 | 6.8655 | 6.8078 | 6.6173 | 6.3932 | 6.2128 | 6.0613 | 5.9604 | 5.8828 | 5.8136 | 5.741 | 5.6813 | 5.6323 | 5.5903 | 5.5418 | 5.53 | 5.5232 | 5.5166 | 5.5127 | 5.5309 | 5.5618 | 5.5989 | 5.6431 | 5.6968 | 5.7641 | 5.8409 | 5.9294 | 6.0316 | 6.149
| 3 | Residential Sub Total (Appliances, Light) | GW | Holistic Transition | Electricity | Min (14:00) | 6.727 | 7.2372 | 6.9803 | 6.8655 | 6.4194 | 6.1591 | 5.8782 | 5.6653 | 5.4896 | 5.3486 | 5.2132 | 5.0922 | 4.9799 | 4.8807 | 4.7893 | 4.7019 | 4.6164 | 4.5608 | 4.5072 | 4.4529 | 4.3983 | 4.3536 | 4.3108 | 4.2688 | 4.231 | 4.2014 | 4.1623 | 4.1232 | 4.0871 | 4.0662 | 4.0454
| 3 | Residential Sub Total (Appliances, Light) | GW | Five Year Forecast | Electricity | Min (14:00) | 2020-01-01: 6.727; 2021-01-01: 7.2372; 2022-01-01: 6.9803; 2023-01-01: 6.8655; 2024-01-01: 6.5545; 2025-01-01: 6.3611; 2026-01-01: 6.144; 2027-01-01: 5.9774; 2028-01-01: 5.8453; 2029-01-01: 5.761
| 1 | GBFES Peak Customer Demand: Total Consumption plus Losses | GW | Hydrogen Evolution | Electricity | Peak | 58.087 | 58.935 | 57.725 | 57.547 | 58.145 | 58.777 | 59.561 | 60.748 | 61.802 | 63.148 | 64.443 | 66.523 | 68.689 | 71.213 | 73.439 | 75.768 | 78.374 | 81.212 | 84.069 | 87.076 | 89.399 | 91.585 | 94.146 | 96.793 | 98.8 | 100.196 | 100.51 | 101.401 | 102.402 | 103.281 | 104.2
| 1 | GBFES Peak Customer Demand: Total Consumption plus Losses | GW | Electric Engagement | Electricity | Peak | 58.09 | 58.938 | 57.728 | 57.55 | 57.619 | 58.08 | 58.782 | 59.734 | 61.107 | 62.917 | 64.88 | 67.553 | 70.677 | 74.133 | 77.816 | 81.4 | 85.801 | 90.356 | 94.89 | 99.154 | 102.8 | 105.934 | 108.92 | 111.531 | 113.896 | 115.2 | 115.991 | 116.899 | 117.599 | 118.419 | 119.4
| 1 | GBFES Peak Customer Demand: Total Consumption plus Losses | GW | Counterfactual | Electricity | Peak | 58.09 | 58.94 | 57.726 | 57.548 | 58.741 | 59.136 | 59.702 | 60.477 | 61.518 | 62.691 | 63.793 | 64.934 | 66.227 | 67.683 | 68.881 | 69.918 | 71.777 | 73.696 | 75.682 | 77.661 | 79.612 | 81.659 | 84.127 | 86.499 | 88.8 | 90.966 | 93.422 | 95.353 | 97.564 | 99.836 | 102.2
| 1 | GBFES Peak Customer Demand: Total Consumption plus Losses | GW | Holistic Transition | Electricity | Peak | 58.091 | 58.942 | 57.729 | 57.552 | 57.38 | 57.699 | 58.198 | 59.09 | 59.968 | 61.194 | 62.357 | 64.691 | 66.987 | 69.662 | 72.617 | 75.704 | 79.32 | 82.687 | 86.02 | 89.537 | 92.391 | 94.801 | 97.647 | 100.166 | 102.158 | 104.309 | 105 | 106.244 | 107.265 | 108.047 | 108.533
| 1 | GBFES Peak Customer Demand: Total Consumption plus Losses | GW | Five Year Forecast | Electricity | Peak | 2020-01-01: 58.09; 2021-01-01: 58.94; 2022-01-01: 57.726; 2023-01-01: 57.55; 2024-01-01: 58.019; 2025-01-01: 58.655; 2026-01-01: 59.469; 2027-01-01: 60.588; 2028-01-01: 61.755; 2029-01-01: 63.192
| 2 | GB FES System Demand: Direct Connects | GW | Hydrogen Evolution | Electricity | Peak | 0.8 | 0.8 | 0.8 | 0.8 | 0.8 | 0.87 | 0.99 | 1.12 | 1.19 | 1.38 | 1.5 | 1.485 | 1.47 | 1.455 | 1.45 | 1.405 | 1.36 | 1.315 | 1.27 | 1.225 | 1.2 | 1.193 | 1.186 | 1.179 | 1.172 | 1.165 | 1.158 | 1.151 | 1.15 | 1.15 | 1.15
| 2 | GB FES System Demand: Direct Connects | GW | Electric Engagement | Electricity | Peak | 0.8 | 0.8 | 0.8 | 0.8 | 0.8 | 0.87 | 0.99 | 1.12 | 1.19 | 1.38 | 1.5 | 1.485 | 1.47 | 1.455 | 1.45 | 1.405 | 1.36 | 1.315 | 1.27 | 1.225 | 1.2 | 1.193 | 1.186 | 1.179 | 1.172 | 1.165 | 1.158 | 1.151 | 1.15 | 1.15 | 1.15
| 2 | GB FES System Demand: Direct Connects | GW | Counterfactual | Electricity | Peak | 0.8 | 0.8 | 0.8 | 0.8 | 0.8 | 0.87 | 0.99 | 1.12 | 1.19 | 1.38 | 1.5 | 1.485 | 1.47 | 1.455 | 1.45 | 1.405 | 1.36 | 1.315 | 1.27 | 1.225 | 1.2 | 1.193 | 1.186 | 1.179 | 1.172 | 1.165 | 1.158 | 1.151 | 1.15 | 1.15 | 1.15
| 2 | GB FES System Demand: Direct Connects | GW | Holistic Transition | Electricity | Peak | 0.8 | 0.8 | 0.8 | 0.8 | 0.8 | 0.87 | 0.99 | 1.12 | 1.19 | 1.38 | 1.5 | 1.485 | 1.47 | 1.455 | 1.45 | 1.405 | 1.36 | 1.315 | 1.27 | 1.225 | 1.2 | 1.193 | 1.186 | 1.179 | 1.172 | 1.165 | 1.158 | 1.151 | 1.15 | 1.15 | 1.15
| 2 | GB FES System Demand: Direct Connects | GW | Five Year Forecast | Electricity | Peak | 2020-01-01: 0.8; 2021-01-01: 0.8; 2022-01-01: 0.8; 2023-01-01: 0.8; 2024-01-01: 0.8; 2025-01-01: 0.87; 2026-01-01: 0.99; 2027-01-01: 1.12; 2028-01-01: 1.19; 2029-01-01: 1.38
| 2 | GBFES Peak System Demand: All Industrial except Electrolysis, plus Losses | GW | Hydrogen Evolution | Electricity | Peak | 16.27 | 16.147 | 15.673 | 15.535 | 15.564 | 15.674 | 15.875 | 16.037 | 16.105 | 16.093 | 15.984 | 16.022 | 16.049 | 16.09 | 15.986 | 15.862 | 15.834 | 15.765 | 15.711 | 15.743 | 15.481 | 15.356 | 15.225 | 15.226 | 15 | 14.796 | 14.528 | 14.335 | 14.297 | 14.181 | 14.2
| 2 | GBFES Peak System Demand: All Industrial except Electrolysis, plus Losses | GW | Electric Engagement | Electricity | Peak | 16.271 | 16.148 | 15.674 | 15.536 | 15.44 | 15.558 | 15.748 | 15.988 | 16.244 | 16.394 | 16.532 | 16.911 | 17.491 | 18.178 | 18.995 | 19.9 | 21.065 | 21.848 | 22.594 | 23.131 | 23.5 | 23.664 | 23.721 | 23.704 | 23.656 | 23.6 | 23.678 | 23.475 | 23.378 | 23.363 | 23.4
| 2 | GBFES Peak System Demand: All Industrial except Electrolysis, plus Losses | GW | Counterfactual | Electricity | Peak | 16.271 | 16.149 | 15.673 | 15.534 | 15.517 | 15.648 | 15.937 | 16.195 | 16.358 | 16.471 | 16.542 | 16.605 | 16.744 | 16.957 | 16.871 | 16.85 | 16.848 | 16.839 | 16.854 | 17.057 | 17.182 | 16.967 | 17.047 | 17.126 | 17.2 | 17.252 | 17.512 | 17.436 | 17.592 | 17.801 | 18.1
| 2 | GBFES Peak System Demand: All Industrial except Electrolysis, plus Losses | GW | Holistic Transition | Electricity | Peak | 16.271 | 16.149 | 15.674 | 15.537 | 15.466 | 15.56 | 15.753 | 15.978 | 16.074 | 16.129 | 16.112 | 16.333 | 16.601 | 16.847 | 17.023 | 17.362 | 17.878 | 17.971 | 18.093 | 18.304 | 18.157 | 18.104 | 18.327 | 18.281 | 17.989 | 18.256 | 18 | 17.933 | 18.126 | 18.084 | 17.889
| 2 | GBFES Peak System Demand: All Industrial except Electrolysis, plus Losses | GW | Five Year Forecast | Electricity | Peak | 2020-01-01: 16.271; 2021-01-01: 16.149; 2022-01-01: 15.673; 2023-01-01: 15.536; 2024-01-01: 15.604; 2025-01-01: 15.774; 2026-01-01: 16.033; 2027-01-01: 16.234; 2028-01-01: 16.362; 2029-01-01: 16.416
| 2 | GBFES Peak System Demand: All Residential plus Losses (Smart EV Charging, no Micro-generation) | GW | Hydrogen Evolution | Electricity | Peak | 23.752 | 24.715 | 24.034 | 23.93 | 23.881 | 23.864 | 23.805 | 24.019 | 24.287 | 24.699 | 25.152 | 26.135 | 27.19 | 28.459 | 29.647 | 30.912 | 32.246 | 33.893 | 35.582 | 37.306 | 38.646 | 39.747 | 41.308 | 42.885 | 44.615 | 45.669 | 45.818 | 46.522 | 47.16 | 47.735 | 48.145
| 2 | GBFES Peak System Demand: All Residential plus Losses (Smart EV Charging, no Micro-generation) | GW | Electric Engagement | Electricity | Peak | 23.753 | 24.716 | 24.035 | 23.931 | 23.612 | 23.294 | 23.028 | 22.92 | 23.054 | 23.42 | 23.978 | 24.986 | 26.097 | 27.461 | 28.944 | 30.213 | 31.892 | 34.018 | 36.139 | 38.199 | 39.82 | 41.196 | 42.961 | 44.629 | 46.156 | 46.847 | 46.956 | 47.462 | 47.819 | 48.132 | 48.465
| 2 | GBFES Peak System Demand: All Residential plus Losses (Smart EV Charging, no Micro-generation) | GW | Counterfactual | Electricity | Peak | 23.753 | 24.717 | 24.035 | 23.931 | 24.535 | 24.435 | 24.35 | 24.337 | 24.612 | 24.914 | 25.32 | 25.718 | 26.171 | 26.692 | 27.218 | 27.595 | 28.57 | 29.714 | 30.778 | 31.63 | 32.35 | 33.604 | 34.931 | 36.167 | 37.378 | 38.452 | 39.954 | 41.354 | 42.744 | 44.125 | 45.417
| 2 | GBFES Peak System Demand: All Residential plus Losses (Smart EV Charging, no Micro-generation) | GW | Holistic Transition | Electricity | Peak | 23.754 | 24.718 | 24.036 | 23.932 | 23.167 | 22.597 | 21.977 | 21.692 | 21.504 | 21.458 | 21.42 | 22.178 | 22.962 | 24.096 | 25.461 | 26.83 | 28.468 | 30.341 | 32.213 | 34.148 | 35.844 | 37.2 | 38.829 | 40.433 | 41.876 | 42.913 | 43.225 | 43.831 | 44.086 | 44.362 | 44.526
| 2 | GBFES Peak System Demand: All Residential plus Losses (Smart EV Charging, no Micro-generation) | GW | Five Year Forecast | Electricity | Peak | 2020-01-01: 23.753; 2021-01-01: 24.717; 2022-01-01: 24.035; 2023-01-01: 23.931; 2024-01-01: 23.678; 2025-01-01: 23.603; 2026-01-01: 23.45; 2027-01-01: 23.432; 2028-01-01: 23.613; 2029-01-01: 23.927
| 2 | GBFES Peak System Demand: Commercial inc Rail and District Heat, +EVs +HPs +Losses ignoring Microgen | GW | Hydrogen Evolution | Electricity | Peak | 17.265 | 17.273 | 17.218 | 17.282 | 17.9 | 18.369 | 18.891 | 19.572 | 20.22 | 20.976 | 21.807 | 22.881 | 23.98 | 25.209 | 26.356 | 27.589 | 28.934 | 30.239 | 31.506 | 32.802 | 34.072 | 35.289 | 36.427 | 37.503 | 38.075 | 38.566 | 39.006 | 39.393 | 39.795 | 40.215 | 40.687
| 2 | GBFES Peak System Demand: Commercial inc Rail and District Heat, +EVs +HPs +Losses ignoring Microgen | GW | Electric Engagement | Electricity | Peak | 17.266 | 17.274 | 17.219 | 17.283 | 17.767 | 18.358 | 19.016 | 19.706 | 20.619 | 21.723 | 22.87 | 24.171 | 25.619 | 27.039 | 28.427 | 29.892 | 31.484 | 33.175 | 34.887 | 36.599 | 38.269 | 39.881 | 41.052 | 42.019 | 42.912 | 43.569 | 44.199 | 44.811 | 45.252 | 45.774 | 46.3657
| 2 | GBFES Peak System Demand: Commercial inc Rail and District Heat, +EVs +HPs +Losses ignoring Microgen | GW | Counterfactual | Electricity | Peak | 17.266 | 17.274 | 17.218 | 17.283 | 17.889 | 18.183 | 18.425 | 18.825 | 19.358 | 19.926 | 20.431 | 21.126 | 21.842 | 22.579 | 23.342 | 24.068 | 24.999 | 25.828 | 26.78 | 27.749 | 28.88 | 29.895 | 30.963 | 32.027 | 33.068 | 34.097 | 34.798 | 35.412 | 36.078 | 36.76 | 37.592
| 2 | GBFES Peak System Demand: Commercial inc Rail and District Heat, +EVs +HPs +Losses ignoring Microgen | GW | Holistic Transition | Electricity | Peak | 17.266 | 17.275 | 17.219 | 17.283 | 17.947 | 18.672 | 19.478 | 20.3 | 21.2 | 22.227 | 23.325 | 24.695 | 25.954 | 27.264 | 28.683 | 30.107 | 31.614 | 33.06 | 34.444 | 35.86 | 37.19 | 38.304 | 39.305 | 40.273 | 41.121 | 41.975 | 42.671 | 43.329 | 43.903 | 44.451 | 44.968
| 2 | GBFES Peak System Demand: Commercial inc Rail and District Heat, +EVs +HPs +Losses ignoring Microgen | GW | Five Year Forecast | Electricity | Peak | 2020-01-01: 17.266; 2021-01-01: 17.274; 2022-01-01: 17.218; 2023-01-01: 17.283; 2024-01-01: 17.937; 2025-01-01: 18.408; 2026-01-01: 18.996; 2027-01-01: 19.802; 2028-01-01: 20.59; 2029-01-01: 21.469
| 3 | Commercial District Heat at Peak | GW | Hydrogen Evolution | Electricity | Peak | 0 | 0.016881 | 0.032267 | 0.049698 | 0.069315 | 0.086342 | 0.10549 | 0.12508 | 0.14488 | 0.1647 | 0.18455 | 0.20098 | 0.21747 | 0.23389 | 0.24983 | 0.2648 | 0.29503 | 0.32518 | 0.35543 | 0.38574 | 0.416 | 0.44054 | 0.46473 | 0.48878 | 0.51271 | 0.53689 | 0.55931 | 0.58166 | 0.60425 | 0.62737 | 0.65078
| 3 | Commercial District Heat at Peak | GW | Electric Engagement | Electricity | Peak | 0 | 0.016881 | 0.032267 | 0.049698 | 0.064165 | 0.080057 | 0.097041 | 0.11438 | 0.13173 | 0.1491 | 0.16656 | 0.18567 | 0.20489 | 0.22408 | 0.24324 | 0.26229 | 0.29483 | 0.32756 | 0.36043 | 0.3935 | 0.42683 | 0.46801 | 0.50923 | 0.55078 | 0.59221 | 0.63371 | 0.68853 | 0.74323 | 0.79767 | 0.85197 | 0.90785
| 3 | Commercial District Heat at Peak | GW | Counterfactual | Electricity | Peak | 0 | 0.016881 | 0.032267 | 0.049698 | 0.044617 | 0.055122 | 0.065825 | 0.076978 | 0.088389 | 0.10001 | 0.11179 | 0.13072 | 0.14983 | 0.16891 | 0.18739 | 0.20474 | 0.23279 | 0.26071 | 0.28881 | 0.3172 | 0.34568 | 0.3743 | 0.40247 | 0.43031 | 0.45786 | 0.48522 | 0.5076 | 0.52988 | 0.55257 | 0.57603 | 0.59966
| 3 | Commercial District Heat at Peak | GW | Holistic Transition | Electricity | Peak | 0 | 0.016881 | 0.032267 | 0.049698 | 0.065177 | 0.081345 | 0.099345 | 0.11719 | 0.13479 | 0.15217 | 0.16913 | 0.18899 | 0.20892 | 0.22882 | 0.24873 | 0.26899 | 0.31168 | 0.35485 | 0.3985 | 0.44306 | 0.48857 | 0.54748 | 0.60639 | 0.66509 | 0.72374 | 0.78294 | 0.83816 | 0.89325 | 0.94825 | 1.0029 | 1.0587
| 3 | Commercial District Heat at Peak | GW | Five Year Forecast | Electricity | Peak | 2020-01-01: 0; 2021-01-01: 0.016881; 2022-01-01: 0.032267; 2023-01-01: 0.049698; 2024-01-01: 0.066017; 2025-01-01: 0.082232; 2026-01-01: 0.10097; 2027-01-01: 0.12015; 2028-01-01: 0.13952; 2029-01-01: 0.15892
| 3 | Commercial EVs at Peak | GW | Hydrogen Evolution | Electricity | Peak | 0.065077 | 0.10474 | 0.14859 | 0.21897 | 0.31188 | 0.42595 | 0.57212 | 0.75212 | 0.97411 | 1.2431 | 1.5772 | 1.9763 | 2.4417 | 2.9642 | 3.5316 | 4.1714 | 4.7889 | 5.425 | 6.0685 | 6.6967 | 7.2797 | 7.8158 | 8.3315 | 8.8402 | 8.9652 | 9.0549 | 9.0955 | 9.0876 | 9.0768 | 9.0637 | 9.0498
| 3 | Commercial EVs at Peak | GW | Electric Engagement | Electricity | Peak | 0.065077 | 0.10474 | 0.14859 | 0.21897 | 0.3106 | 0.42714 | 0.57493 | 0.75781 | 0.98453 | 1.2612 | 1.606 | 2.0211 | 2.5109 | 3.0664 | 3.682 | 4.3813 | 5.0765 | 5.8278 | 6.6283 | 7.4477 | 8.2073 | 8.9086 | 9.3714 | 9.7838 | 10.1384 | 10.3623 | 10.519 | 10.6371 | 10.6236 | 10.6075 | 10.5922
| 3 | Commercial EVs at Peak | GW | Counterfactual | Electricity | Peak | 0.065077 | 0.10474 | 0.14859 | 0.21897 | 0.3 | 0.4 | 0.5 | 0.6 | 0.8 | 1 | 1.2 | 1.5 | 1.8 | 2.1 | 2.5 | 2.9 | 3.5 | 4 | 4.6 | 5.2 | 5.9 | 6.5 | 7.2 | 7.9 | 8.6 | 9.3 | 9.7 | 10 | 10.3 | 10.6 | 11
| 3 | Commercial EVs at Peak | GW | Holistic Transition | Electricity | Peak | 0.065077 | 0.10474 | 0.14859 | 0.21897 | 0.30624 | 0.41912 | 0.56038 | 0.73245 | 0.94178 | 1.1914 | 1.4947 | 1.8487 | 2.2518 | 2.6958 | 3.1698 | 3.6782 | 4.1801 | 4.6934 | 5.2095 | 5.7301 | 6.1951 | 6.5199 | 6.7902 | 7.0177 | 7.1965 | 7.2881 | 7.3542 | 7.3978 | 7.4172 | 7.3613 | 7.2891
| 3 | Commercial EVs at Peak | GW | Five Year Forecast | Electricity | Peak | 2020-01-01: 0.065077; 2021-01-01: 0.10474; 2022-01-01: 0.14859; 2023-01-01: 0.21897; 2024-01-01: 0.31043; 2025-01-01: 0.42545; 2026-01-01: 0.57131; 2027-01-01: 0.7508; 2028-01-01: 0.97187; 2029-01-01: 1.2395
| 3 | Commercial Heat Pumps at Peak | GW | Hydrogen Evolution | Electricity | Peak | 0.002755 | 0.024048 | 0.10267 | 0.21461 | 0.27909 | 0.39807 | 0.52228 | 0.68773 | 0.85501 | 1.0227 | 1.1905 | 1.3788 | 1.5834 | 1.8011 | 2.0207 | 2.2435 | 2.4881 | 2.7214 | 2.9699 | 3.2312 | 3.4928 | 3.7232 | 3.9204 | 4.1271 | 4.3447 | 4.5709 | 4.7775 | 4.9728 | 5.1656 | 5.357 | 5.5492
| 3 | Commercial Heat Pumps at Peak | GW | Electric Engagement | Electricity | Peak | 0.002755 | 0.024048 | 0.10267 | 0.21461 | 0.32129 | 0.44821 | 0.57541 | 0.73856 | 0.91317 | 1.09 | 1.2854 | 1.4983 | 1.7188 | 1.9447 | 2.1723 | 2.3998 | 2.6813 | 2.9608 | 3.2428 | 3.5312 | 3.8161 | 4.0606 | 4.2618 | 4.451 | 4.6373 | 4.8019 | 4.944 | 5.074 | 5.2004 | 5.3291 | 5.4453
| 3 | Commercial Heat Pumps at Peak | GW | Counterfactual | Electricity | Peak | 0.002755 | 0.024048 | 0.10267 | 0.21461 | 0.30682 | 0.41967 | 0.5005 | 0.59823 | 0.69791 | 0.80065 | 0.90587 | 1.016 | 1.1571 | 1.3049 | 1.4555 | 1.6058 | 1.7507 | 1.9012 | 2.0601 | 2.2299 | 2.4052 | 2.5767 | 2.7381 | 2.8999 | 3.0633 | 3.2289 | 3.389 | 3.5241 | 3.6522 | 3.7797 | 3.8928
| 3 | Commercial Heat Pumps at Peak | GW | Holistic Transition | Electricity | Peak | 0.002755 | 0.024048 | 0.10267 | 0.21461 | 0.31747 | 0.44152 | 0.56785 | 0.73681 | 0.91484 | 1.1025 | 1.3121 | 1.5519 | 1.7952 | 2.0413 | 2.2871 | 2.5329 | 2.8126 | 3.106 | 3.3957 | 3.6858 | 3.9699 | 4.2144 | 4.4194 | 4.6134 | 4.7912 | 4.9392 | 5.0622 | 5.1821 | 5.3011 | 5.4222 | 5.5384
| 3 | Commercial Heat Pumps at Peak | GW | Five Year Forecast | Electricity | Peak | 2020-01-01: 0.002755; 2021-01-01: 0.024048; 2022-01-01: 0.10267; 2023-01-01: 0.21461; 2024-01-01: 0.3224; 2025-01-01: 0.44983; 2026-01-01: 0.56604; 2027-01-01: 0.721; 2028-01-01: 0.87568; 2029-01-01: 1.0366
| 3 | Commercial Losses | GW | Hydrogen Evolution | Electricity | Peak | 1.2534 | 1.2094 | 1.2131 | 1.3262 | 1.3527 | 1.4344 | 1.5217 | 1.6175 | 1.6726 | 1.7088 | 1.6902 | 1.789 | 1.8725 | 2.0532 | 2.1401 | 2.2663 | 2.4536 | 2.5609 | 2.6185 | 2.711 | 2.794 | 2.8819 | 2.9723 | 3.0743 | 3.1336 | 3.184 | 3.2414 | 3.2587 | 3.2777 | 3.2906 | 3.3351
| 3 | Commercial Losses | GW | Electric Engagement | Electricity | Peak | 1.2542 | 1.2102 | 1.214 | 1.3271 | 1.3505 | 1.448 | 1.5437 | 1.6235 | 1.6999 | 1.7695 | 1.7719 | 1.88 | 2.0183 | 2.1154 | 2.2102 | 2.3352 | 2.4391 | 2.5899 | 2.7363 | 2.8558 | 2.9713 | 3.1108 | 3.1692 | 3.2517 | 3.365 | 3.4222 | 3.5222 | 3.6218 | 3.6213 | 3.6735 | 3.7703
| 3 | Commercial Losses | GW | Counterfactual | Electricity | Peak | 1.2541 | 1.2107 | 1.2138 | 1.3269 | 1.2851 | 1.2985 | 1.3413 | 1.423 | 1.5055 | 1.5877 | 1.5627 | 1.5995 | 1.645 | 1.7052 | 1.7446 | 1.7814 | 1.8286 | 1.8658 | 1.9174 | 1.9689 | 2.0529 | 2.1131 | 2.1736 | 2.2513 | 2.3118 | 2.3721 | 2.4117 | 2.4445 | 2.4817 | 2.5214 | 2.5875
| 3 | Commercial Losses | GW | Holistic Transition | Electricity | Peak | 1.2544 | 1.2112 | 1.2142 | 1.3274 | 1.41 | 1.5095 | 1.6109 | 1.7114 | 1.8091 | 1.9241 | 2.0418 | 2.4021 | 2.5409 | 2.6553 | 2.8723 | 3.0928 | 3.3054 | 3.4354 | 3.5271 | 3.6649 | 3.8374 | 3.9944 | 4.1416 | 4.3103 | 4.415 | 4.6381 | 4.7624 | 4.8782 | 4.9366 | 5.0431 | 5.1369
| 3 | Commercial Losses | GW | Five Year Forecast | Electricity | Peak | 2020-01-01: 1.2541; 2021-01-01: 1.2109; 2022-01-01: 1.2138; 2023-01-01: 1.327; 2024-01-01: 1.3642; 2025-01-01: 1.4306; 2026-01-01: 1.5122; 2027-01-01: 1.6206; 2028-01-01: 1.704; 2029-01-01: 1.7652
| 3 | Commercial Resistive Heat at Peak | GW | Hydrogen Evolution | Electricity | Peak | 2.0697 | 2.0671 | 1.9841 | 2.0006 | 1.998 | 1.9646 | 1.8811 | 1.8036 | 1.7362 | 1.6856 | 1.6585 | 1.6474 | 1.5845 | 1.4865 | 1.3739 | 1.2511 | 1.1421 | 1.0493 | 0.95948 | 0.87047 | 0.80713 | 0.76964 | 0.72378 | 0.66414 | 0.5856 | 0.48746 | 0.39631 | 0.33726 | 0.29125 | 0.26419 | 0.25346
| 3 | Commercial Resistive Heat at Peak | GW | Electric Engagement | Electricity | Peak | 2.0697 | 2.0671 | 1.9841 | 2.0006 | 1.9165 | 1.8655 | 1.7871 | 1.7192 | 1.6717 | 1.6569 | 1.655 | 1.6521 | 1.6473 | 1.5917 | 1.4946 | 1.3895 | 1.3147 | 1.2493 | 1.1905 | 1.144 | 1.1212 | 1.1122 | 1.088 | 1.0377 | 0.96496 | 0.88124 | 0.79568 | 0.72847 | 0.70094 | 0.68896 | 0.69767
| 3 | Commercial Resistive Heat at Peak | GW | Counterfactual | Electricity | Peak | 2.0697 | 2.0671 | 1.9841 | 2.0006 | 1.9579 | 1.9208 | 1.8511 | 1.815 | 1.794 | 1.7788 | 1.774 | 1.7717 | 1.7556 | 1.697 | 1.623 | 1.535 | 1.4362 | 1.3496 | 1.2706 | 1.2003 | 1.1484 | 1.1044 | 1.037 | 0.95858 | 0.87363 | 0.78152 | 0.68544 | 0.61127 | 0.55423 | 0.50296 | 0.47968
| 3 | Commercial Resistive Heat at Peak | GW | Holistic Transition | Electricity | Peak | 2.0697 | 2.0671 | 1.9841 | 2.0006 | 1.9754 | 1.9282 | 1.8446 | 1.7471 | 1.6404 | 1.5303 | 1.4138 | 1.29 | 1.1684 | 1.0486 | 0.93056 | 0.81436 | 0.72472 | 0.64337 | 0.56802 | 0.5026 | 0.45885 | 0.43343 | 0.41186 | 0.39819 | 0.39592 | 0.40518 | 0.41041 | 0.4163 | 0.4233 | 0.43163 | 0.43928
| 3 | Commercial Resistive Heat at Peak | GW | Five Year Forecast | Electricity | Peak | 2020-01-01: 2.0697; 2021-01-01: 2.0671; 2022-01-01: 1.9841; 2023-01-01: 2.0006; 2024-01-01: 1.9677; 2025-01-01: 1.928; 2026-01-01: 1.8547; 2027-01-01: 1.7899; 2028-01-01: 1.7365; 2029-01-01: 1.687
| 3 | Commercial Storage Heat at Peak | GW | Hydrogen Evolution | Electricity | Peak | 0.000902 | 0.000865 | 0.000801 | 0.000708 | 0.00073369 | 0.0006837 | 0.00063124 | 0.00057524 | 0.00051571 | 0.00045264 | 0.00038604 | 0.00028617 | 0.00019763 | 0.00012042 | 5.4544e-05 | 0 | 0.00305 | 0.007087 | 0.011271 | 0.015108 | 0.018568 | 0.022301 | 0.025723 | 0.028985 | 0.03205 | 0.034829 | 0.037439 | 0.039881 | 0.042144 | 0.044268 | 0.046281
| 3 | Commercial Storage Heat at Peak | GW | Electric Engagement | Electricity | Peak | 0.000902 | 0.000865 | 0.000801 | 0.000708 | 0.000619 | 0.000571 | 0.000509 | 0.000449 | 0.000389 | 0.00033 | 0.000795 | 0.001222 | 0.001764 | 0.002275 | 0.002752 | 0.003194 | 0.00672 | 0.009863 | 0.012652 | 0.015096 | 0.017219 | 0.019412 | 0.021415 | 0.023248 | 0.024866 | 0.025974 | 0.026936 | 0.027705 | 0.028388 | 0.02899 | 0.029407
| 3 | Commercial Storage Heat at Peak | GW | Counterfactual | Electricity | Peak | 0.000902 | 0.000865 | 0.000801 | 0.000708 | 0.00056222 | 0.00051572 | 0.00047132 | 0.00042532 | 0.00037773 | 0.00032854 | 0.00027777 | 0.00021725 | 0.00015921 | 0.00010366 | 5.0588e-05 | 0 | 0 | 0 | 0 | 0 | 0 | 8.9416e-13 | 8.665e-13 | 8.4332e-13 | 8.1634e-13 | 7.8851e-13 | 7.8812e-13 | 7.89e-13 | 7.8779e-13 | 7.8751e-13 | 7.8764e-13
| 3 | Commercial Storage Heat at Peak | GW | Holistic Transition | Electricity | Peak | 0.000902 | 0.000865 | 0.000801 | 0.000708 | 0.001044 | 0.000985 | 0.00085 | 0.000724 | 0.000606 | 0.000495 | 0.00107 | 0.001487 | 0.001867 | 0.002184 | 0.002389 | 0.002486 | 0.005245 | 0.00768 | 0.009727 | 0.011418 | 0.01278 | 0.014121 | 0.015298 | 0.016315 | 0.017138 | 0.017534 | 0.017865 | 0.018107 | 0.018284 | 0.018426 | 0.018554
| 3 | Commercial Storage Heat at Peak | GW | Five Year Forecast | Electricity | Peak | 2020-01-01: 0.000902; 2021-01-01: 0.000865; 2022-01-01: 0.000801; 2023-01-01: 0.000708; 2024-01-01: 0.000661; 2025-01-01: 0.000612; 2026-01-01: 0.00056; 2027-01-01: 0.000506; 2028-01-01: 0.00045; 2029-01-01: 0.000392
| 3 | Industrial District Heat at Peak | GW | Hydrogen Evolution | Electricity | Peak | 0 | 0.000688 | 0.001818 | 0.002977 | 0.004214 | 0.0055696 | 0.0071493 | 0.0082851 | 0.0092119 | 0.010117 | 0.010998 | 0.011799 | 0.01254 | 0.013343 | 0.014631 | 0.016889 | 0.022822 | 0.028831 | 0.034733 | 0.040585 | 0.046478 | 0.052237 | 0.05835 | 0.064592 | 0.070962 | 0.077086 | 0.08323 | 0.089445 | 0.095419 | 0.10086 | 0.10602
| 3 | Industrial District Heat at Peak | GW | Electric Engagement | Electricity | Peak | 0 | 0.000688 | 0.001818 | 0.002977 | 0.003881 | 0.005001 | 0.006284 | 0.007209 | 0.008127 | 0.009025 | 0.009828 | 0.01071 | 0.011475 | 0.01227 | 0.013095 | 0.014038 | 0.018719 | 0.023214 | 0.027575 | 0.031727 | 0.03562 | 0.040291 | 0.044928 | 0.049234 | 0.053651 | 0.058002 | 0.063745 | 0.069603 | 0.07573 | 0.081989 | 0.086673
| 3 | Industrial District Heat at Peak | GW | Counterfactual | Electricity | Peak | 0 | 0.000688 | 0.001818 | 0.0018508 | 0.0029411 | 0.0043259 | 0.0058062 | 0.0068369 | 0.0076093 | 0.0081707 | 0.008574 | 0.009391 | 0.010033 | 0.010691 | 0.011967 | 0.014363 | 0.01903 | 0.023827 | 0.028451 | 0.032786 | 0.037026 | 0.04188 | 0.04719 | 0.052825 | 0.058752 | 0.064872 | 0.070658 | 0.076557 | 0.082036 | 0.086746 | 0.091291
| 3 | Industrial District Heat at Peak | GW | Holistic Transition | Electricity | Peak | 0 | 0.000688 | 0.001818 | 0.002977 | 0.004002 | 0.005127 | 0.006532 | 0.008089 | 0.009892 | 0.011922 | 0.014361 | 0.018103 | 0.021766 | 0.025459 | 0.029149 | 0.032483 | 0.040245 | 0.047524 | 0.05432 | 0.060209 | 0.065144 | 0.071038 | 0.07692 | 0.083019 | 0.089158 | 0.094751 | 0.099864 | 0.10509 | 0.11043 | 0.11611 | 0.12062
| 3 | Industrial District Heat at Peak | GW | Five Year Forecast | Electricity | Peak | 2020-01-01: 0; 2021-01-01: 0.000688; 2022-01-01: 0.001818; 2023-01-01: 0.002977; 2024-01-01: 0.004215; 2025-01-01: 0.005559; 2026-01-01: 0.00715; 2027-01-01: 0.008291; 2028-01-01: 0.009246; 2029-01-01: 0.010172
| 3 | Industrial Losses | GW | Hydrogen Evolution | Electricity | Peak | 1.1812 | 1.1306 | 1.1043 | 1.1922 | 1.1761 | 1.224 | 1.2788 | 1.3254 | 1.3322 | 1.3111 | 1.2389 | 1.2527 | 1.2532 | 1.3105 | 1.2981 | 1.3029 | 1.3427 | 1.3351 | 1.3057 | 1.3011 | 1.2695 | 1.2541 | 1.2423 | 1.2482 | 1.3301 | 1.2216 | 1.2072 | 1.1858 | 1.1776 | 1.1604 | 1.2289
| 3 | Industrial Losses | GW | Electric Engagement | Electricity | Peak | 1.182 | 1.1313 | 1.105 | 1.193 | 1.1739 | 1.2275 | 1.2785 | 1.3172 | 1.3392 | 1.3354 | 1.2809 | 1.3154 | 1.3779 | 1.4224 | 1.4772 | 1.593 | 1.6325 | 1.7061 | 1.7723 | 1.805 | 1.9241 | 1.8457 | 1.831 | 1.8341 | 1.8547 | 1.9523 | 1.8865 | 1.897 | 1.8703 | 1.8745 | 2.0019
| 3 | Industrial Losses | GW | Counterfactual | Electricity | Peak | 1.1818 | 1.1318 | 1.1049 | 1.1927 | 1.1132 | 1.1149 | 1.1575 | 1.2219 | 1.2707 | 1.3119 | 1.265 | 1.2566 | 1.2606 | 1.28 | 1.2607 | 1.247 | 1.2326 | 1.2169 | 1.2073 | 1.2107 | 1.2216 | 1.1997 | 1.1971 | 1.2041 | 1.2349 | 1.2002 | 1.2132 | 1.2025 | 1.2086 | 1.2194 | 1.28
| 3 | Industrial Losses | GW | Holistic Transition | Electricity | Peak | 1.1822 | 1.1323 | 1.1053 | 1.1933 | 1.2164 | 1.2589 | 1.3033 | 1.3473 | 1.3719 | 1.3962 | 1.41 | 1.5872 | 1.6233 | 1.6389 | 1.7022 | 1.781 | 1.8672 | 1.8658 | 1.8515 | 1.8702 | 1.874 | 1.8896 | 1.9341 | 1.9602 | 1.9354 | 2.0226 | 2.0707 | 2.0262 | 2.0465 | 2.0613 | 2.054
| 3 | Industrial Losses | GW | Five Year Forecast | Electricity | Peak | 2020-01-01: 1.1818; 2021-01-01: 1.132; 2022-01-01: 1.1049; 2023-01-01: 1.1929; 2024-01-01: 1.187; 2025-01-01: 1.2258; 2026-01-01: 1.276; 2027-01-01: 1.3284; 2028-01-01: 1.3541; 2029-01-01: 1.3498
| 3 | Industrial Peak (No Losses) | GW | Hydrogen Evolution | Electricity | Peak | 13.6069 | 13.5387 | 13.1497 | 12.9105 | 12.9524 | 13.0292 | 13.1979 | 13.3322 | 13.4089 | 13.4308 | 13.4026 | 13.4332 | 13.4761 | 13.4928 | 13.4671 | 13.4231 | 13.4298 | 13.4305 | 13.4672 | 13.571 | 13.4194 | 13.3636 | 13.2986 | 13.3492 | 13.2 | 13.0626 | 12.898 | 12.7949 | 12.8011 | 12.7172 | 12.7
| 3 | Industrial Peak (No Losses) | GW | Electric Engagement | Electricity | Peak | 13.6069 | 13.5387 | 13.1497 | 12.9104 | 12.8882 | 12.9725 | 13.1325 | 13.3509 | 13.5963 | 13.7565 | 13.9496 | 14.2961 | 14.8158 | 15.4725 | 16.2651 | 17.2 | 18.294 | 19.0466 | 19.7709 | 20.3225 | 20.7 | 20.894 | 20.9995 | 21.014 | 20.9937 | 21 | 21.0979 | 20.9548 | 20.9383 | 20.9335 | 21
| 3 | Industrial Peak (No Losses) | GW | Counterfactual | Electricity | Peak | 13.6069 | 13.5387 | 13.1497 | 12.91 | 12.996 | 13.1415 | 13.4082 | 13.6148 | 13.7389 | 13.8197 | 13.9422 | 14.0136 | 14.1576 | 14.3704 | 14.3416 | 14.4003 | 14.4748 | 14.5375 | 14.6197 | 14.8753 | 15.0531 | 14.8964 | 15.0283 | 15.1562 | 15.3 | 15.4122 | 15.7304 | 15.7406 | 15.9413 | 16.1686 | 16.4
| 3 | Industrial Peak (No Losses) | GW | Holistic Transition | Electricity | Peak | 13.6069 | 13.5387 | 13.1497 | 12.9104 | 12.8296 | 12.9006 | 13.0732 | 13.2869 | 13.4146 | 13.5206 | 13.5741 | 13.6985 | 14.0098 | 14.3183 | 14.5084 | 14.8448 | 15.3323 | 15.4808 | 15.673 | 15.9242 | 15.8364 | 15.8132 | 16.0219 | 15.9604 | 15.6972 | 15.8811 | 15.6 | 15.5706 | 15.7507 | 15.7006 | 15.5179
| 3 | Industrial Peak (No Losses) | GW | Five Year Forecast | Electricity | Peak | 2020-01-01: 13.6069; 2021-01-01: 13.5387; 2022-01-01: 13.1497; 2023-01-01: 12.9104; 2024-01-01: 13.0003; 2025-01-01: 13.149; 2026-01-01: 13.3786; 2027-01-01: 13.5453; 2028-01-01: 13.6605; 2029-01-01: 13.7298
| 3 | Industrial Resistive Heat at Peak | GW | Hydrogen Evolution | Electricity | Peak | 1.4813 | 1.4767 | 1.4165 | 1.4293 | 1.4312 | 1.4151 | 1.3908 | 1.3703 | 1.354 | 1.3411 | 1.3315 | 1.3236 | 1.3066 | 1.2734 | 1.2064 | 1.1186 | 1.0384 | 0.96948 | 0.9012 | 0.82777 | 0.74241 | 0.68296 | 0.62152 | 0.55938 | 0.49674 | 0.4289 | 0.33252 | 0.2577 | 0.21486 | 0.19423 | 0.18434
| 3 | Industrial Resistive Heat at Peak | GW | Electric Engagement | Electricity | Peak | 1.4813 | 1.4767 | 1.4165 | 1.4293 | 1.3735 | 1.353 | 1.3301 | 1.3127 | 1.3004 | 1.2926 | 1.2912 | 1.2889 | 1.2853 | 1.271 | 1.2398 | 1.1726 | 1.1193 | 1.0708 | 1.0208 | 0.96914 | 0.91722 | 0.88008 | 0.84108 | 0.80191 | 0.7483 | 0.68709 | 0.62359 | 0.5462 | 0.48668 | 0.46502 | 0.45554
| 3 | Industrial Resistive Heat at Peak | GW | Counterfactual | Electricity | Peak | 1.4813 | 1.4767 | 1.4165 | 1.4293 | 1.4042 | 1.3867 | 1.3656 | 1.3509 | 1.3401 | 1.3311 | 1.3265 | 1.3248 | 1.3152 | 1.2961 | 1.2572 | 1.1885 | 1.1216 | 1.0607 | 0.99856 | 0.93813 | 0.8703 | 0.82913 | 0.77484 | 0.71261 | 0.64748 | 0.57482 | 0.49735 | 0.41599 | 0.36027 | 0.32624 | 0.30045
| 3 | Industrial Resistive Heat at Peak | GW | Holistic Transition | Electricity | Peak | 1.4813 | 1.4767 | 1.4165 | 1.4293 | 1.4154 | 1.3951 | 1.3697 | 1.3348 | 1.2775 | 1.1995 | 1.1133 | 1.029 | 0.94591 | 0.86389 | 0.783 | 0.70332 | 0.63746 | 0.57593 | 0.51213 | 0.4476 | 0.3792 | 0.327 | 0.29137 | 0.2736 | 0.26369 | 0.25354 | 0.2403 | 0.22709 | 0.21432 | 0.20193 | 0.19247
| 3 | Industrial Resistive Heat at Peak | GW | Five Year Forecast | Electricity | Peak | 2020-01-01: 1.4813; 2021-01-01: 1.4767; 2022-01-01: 1.4165; 2023-01-01: 1.4293; 2024-01-01: 1.4122; 2025-01-01: 1.3936; 2026-01-01: 1.3704; 2027-01-01: 1.3513; 2028-01-01: 1.3375; 2029-01-01: 1.3255
| 3 | Industrial Storage Heat at Peak | GW | Hydrogen Evolution | Electricity | Peak | 0.000646 | 0.000619 | 0.000573 | 0.000507 | 0.00052509 | 0.00048931 | 0.00045176 | 0.00041169 | 0.00036908 | 0.00032394 | 0.00027628 | 0.0002048 | 0.00014144 | 8.6181e-05 | 3.9036e-05 | 6.318e-11 | 0.00057367 | 0.0012191 | 0.0018439 | 0.002433 | 0.0029941 | 0.0036172 | 0.0042313 | 0.0048424 | 0.0054537 | 0.0060627 | 0.0066691 | 0.0072711 | 0.0078671 | 0.008453 | 0.0090454
| 3 | Industrial Storage Heat at Peak | GW | Electric Engagement | Electricity | Peak | 0.000646 | 0.000619 | 0.000573 | 0.000507 | 0.000443 | 0.000408 | 0.000364 | 0.000321 | 0.000278 | 0.000236 | 0.000211 | 0.000182 | 0.000158 | 0.000135 | 0.000116 | 9.9e-05 | 0.000808 | 0.001482 | 0.002119 | 0.002727 | 0.00329 | 0.003882 | 0.004472 | 0.005036 | 0.005639 | 0.006131 | 0.006605 | 0.007017 | 0.007392 | 0.007731 | 0.008146
| 3 | Industrial Storage Heat at Peak | GW | Counterfactual | Electricity | Peak | 0.000646 | 0.000619 | 0.000573 | 0.000507 | 0.00040237 | 0.00036909 | 0.00033731 | 0.00030439 | 0.00027033 | 0.00023513 | 0.00019879 | 0.00015548 | 0.00011394 | 7.4187e-05 | 3.6205e-05 | 0 | 0 | 0 | 0 | 0 | 0 | 4.5733e-12 | 9.9875e-12 | 1.479e-11 | 1.8543e-11 | 2.1162e-11 | 2.3431e-11 | 2.5212e-11 | 2.6752e-11 | 2.8129e-11 | 2.9344e-11
| 3 | Industrial Storage Heat at Peak | GW | Holistic Transition | Electricity | Peak | 0.000646 | 0.000619 | 0.000573 | 0.000507 | 0.000747 | 0.000705 | 0.000609 | 0.000518 | 0.000434 | 0.000355 | 0.0003 | 0.000241 | 0.000188 | 0.000143 | 0.000106 | 7.53e-05 | 0.000668 | 0.001209 | 0.001685 | 0.002098 | 0.002457 | 0.002807 | 0.003123 | 0.003404 | 0.003691 | 0.003863 | 0.004011 | 0.004132 | 0.004223 | 0.0043 | 0.004355
| 3 | Industrial Storage Heat at Peak | GW | Five Year Forecast | Electricity | Peak | 2020-01-01: 0.000646; 2021-01-01: 0.000619; 2022-01-01: 0.000573; 2023-01-01: 0.000507; 2024-01-01: 0.000473; 2025-01-01: 0.000438; 2026-01-01: 0.000401; 2027-01-01: 0.000362; 2028-01-01: 0.000322; 2029-01-01: 0.000281
| 3 | Initial Commercial Component inc District Heat inc Rail (No Losses) | GW | Hydrogen Evolution | Electricity | Peak | 13.873 | 13.8498 | 13.7362 | 13.471 | 13.8888 | 14.0588 | 14.2878 | 14.5849 | 14.8367 | 15.1507 | 15.506 | 15.8879 | 16.2799 | 16.6703 | 17.0398 | 17.3923 | 17.7632 | 18.1497 | 18.5234 | 18.8921 | 19.2637 | 19.6354 | 19.9883 | 20.2799 | 20.5013 | 20.6968 | 20.8986 | 21.1151 | 21.3369 | 21.5678 | 21.8022
| 3 | Initial Commercial Component inc District Heat inc Rail (No Losses) | GW | Electric Engagement | Electricity | Peak | 13.873 | 13.8498 | 13.7362 | 13.471 | 13.803 | 14.0883 | 14.4379 | 14.7522 | 15.2174 | 15.7964 | 16.3842 | 16.9322 | 17.517 | 18.0946 | 18.6221 | 19.1209 | 19.6707 | 20.2094 | 20.7159 | 21.2122 | 21.7091 | 22.201 | 22.6313 | 22.921 | 23.1896 | 23.4415 | 23.703 | 23.9782 | 24.2799 | 24.5935 | 24.9229
| 3 | Initial Commercial Component inc District Heat inc Rail (No Losses) | GW | Counterfactual | Electricity | Peak | 13.873 | 13.8498 | 13.7362 | 13.471 | 13.9938 | 14.0881 | 14.1658 | 14.3113 | 14.4713 | 14.6586 | 14.8767 | 15.1083 | 15.3339 | 15.603 | 15.8312 | 16.041 | 16.2505 | 16.4511 | 16.6436 | 16.8328 | 17.0275 | 17.2263 | 17.4114 | 17.5872 | 17.7615 | 17.9292 | 18.1045 | 18.3025 | 18.5368 | 18.7797 | 19.0325
| 3 | Initial Commercial Component inc District Heat inc Rail (No Losses) | GW | Holistic Transition | Electricity | Peak | 13.873 | 13.8498 | 13.7362 | 13.471 | 13.8716 | 14.2912 | 14.794 | 15.2539 | 15.7588 | 16.3263 | 16.8924 | 17.4123 | 17.9872 | 18.5918 | 19.1724 | 19.7169 | 20.274 | 20.8192 | 21.3355 | 21.8223 | 22.2278 | 22.5804 | 22.9204 | 23.252 | 23.5815 | 23.9043 | 24.2262 | 24.5429 | 24.8579 | 25.1715 | 25.4868
| 3 | Initial Commercial Component inc District Heat inc Rail (No Losses) | GW | Five Year Forecast | Electricity | Peak | 2020-01-01: 13.873; 2021-01-01: 13.8498; 2022-01-01: 13.7362; 2023-01-01: 13.471; 2024-01-01: 13.9053; 2025-01-01: 14.0913; 2026-01-01: 14.3901; 2027-01-01: 14.7992; 2028-01-01: 15.1619; 2029-01-01: 15.5816
| 3 | Residential District Heat at Peak | GW | Hydrogen Evolution | Electricity | Peak | 0.36765 | 0.38738 | 0.39584 | 0.4132 | 0.45805 | 0.47882 | 0.50108 | 0.52334 | 0.54561 | 0.56787 | 0.59013 | 0.60314 | 0.61616 | 0.62917 | 0.64219 | 0.6552 | 0.81572 | 0.97624 | 1.1368 | 1.2973 | 1.4578 | 1.6047 | 1.7516 | 1.8985 | 2.0454 | 2.1923 | 2.3222 | 2.4521 | 2.5821 | 2.712 | 2.842
| 3 | Residential District Heat at Peak | GW | Electric Engagement | Electricity | Peak | 0.36765 | 0.38738 | 0.39584 | 0.4132 | 0.43855 | 0.45459 | 0.46576 | 0.47694 | 0.48811 | 0.49928 | 0.51046 | 0.51588 | 0.52131 | 0.52673 | 0.53216 | 0.53758 | 0.75713 | 0.97668 | 1.1962 | 1.4158 | 1.6353 | 1.8265 | 2.0177 | 2.2088 | 2.4 | 2.5912 | 2.7787 | 2.9661 | 3.1536 | 3.3411 | 3.5286
| 3 | Residential District Heat at Peak | GW | Counterfactual | Electricity | Peak | 0.36765 | 0.38738 | 0.39584 | 0.4132 | 0.45231 | 0.47136 | 0.48671 | 0.50207 | 0.51742 | 0.53278 | 0.54813 | 0.571 | 0.59387 | 0.61674 | 0.63961 | 0.66248 | 0.66301 | 0.66353 | 0.66406 | 0.66459 | 0.66511 | 0.66986 | 0.6746 | 0.67935 | 0.68409 | 0.68884 | 0.69034 | 0.69183 | 0.69333 | 0.69483 | 0.69632
| 3 | Residential District Heat at Peak | GW | Holistic Transition | Electricity | Peak | 0.36765 | 0.38738 | 0.39584 | 0.4132 | 0.45228 | 0.47052 | 0.48241 | 0.4943 | 0.50619 | 0.51808 | 0.52997 | 0.53441 | 0.53885 | 0.54329 | 0.54773 | 0.55217 | 0.74704 | 0.9419 | 1.1368 | 1.3316 | 1.5265 | 1.6967 | 1.867 | 2.0372 | 2.2074 | 2.3777 | 2.5571 | 2.7365 | 2.9159 | 3.0954 | 3.2748
| 3 | Residential District Heat at Peak | GW | Five Year Forecast | Electricity | Peak | 2020-01-01: 0.36765; 2021-01-01: 0.38738; 2022-01-01: 0.39584; 2023-01-01: 0.4132; 2024-01-01: 0.46481; 2025-01-01: 0.48699; 2026-01-01: 0.51292; 2027-01-01: 0.53886; 2028-01-01: 0.56479; 2029-01-01: 0.59072
| 3 | Residential EVs at Peak | GW | Hydrogen Evolution | Electricity | Peak | 0.19118 | 0.31359 | 0.40566 | 0.53933 | 0.8749 | 1.1309 | 1.4404 | 1.7953 | 2.1996 | 2.6495 | 3.1774 | 3.6428 | 4.0883 | 4.5229 | 4.8722 | 5.1935 | 5.4353 | 5.6177 | 5.742 | 5.804 | 5.8203 | 5.8882 | 5.8814 | 5.8155 | 5.9082 | 5.9789 | 6.0207 | 6.0235 | 6.0265 | 6.0303 | 6.0355
| 3 | Residential EVs at Peak | GW | Electric Engagement | Electricity | Peak | 0.19118 | 0.31359 | 0.40566 | 0.53933 | 0.74308 | 0.92811 | 1.1398 | 1.365 | 1.6081 | 1.8528 | 2.1313 | 2.3895 | 2.6392 | 2.8723 | 3.0615 | 3.2265 | 3.5429 | 3.8276 | 4.0687 | 4.2556 | 4.3899 | 4.4716 | 4.5863 | 4.6704 | 4.723 | 4.7442 | 4.7358 | 4.7231 | 4.7072 | 4.6881 | 4.6659
| 3 | Residential EVs at Peak | GW | Counterfactual | Electricity | Peak | 0.19118 | 0.31359 | 0.40566 | 0.53933 | 0.9 | 1.1 | 1.5 | 1.8 | 2.3 | 2.7 | 3.3 | 3.8 | 4.3 | 4.8 | 5.3 | 5.7 | 6.2 | 6.7 | 7.1 | 7.3 | 7.4 | 7.5 | 7.6 | 7.6 | 7.6 | 7.5 | 7.6 | 7.6 | 7.6 | 7.6 | 7.5
| 3 | Residential EVs at Peak | GW | Holistic Transition | Electricity | Peak | 0.19118 | 0.31359 | 0.40566 | 0.53933 | 0.489 | 0.57925 | 0.67045 | 0.74865 | 0.81301 | 0.85086 | 0.8619 | 1.0369 | 1.2282 | 1.4332 | 1.6402 | 1.8469 | 2.0405 | 2.2198 | 2.3779 | 2.5083 | 2.6121 | 2.7111 | 2.7853 | 2.841 | 2.8747 | 2.8615 | 2.8441 | 2.8223 | 2.7966 | 2.7673 | 2.7342
| 3 | Residential EVs at Peak | GW | Five Year Forecast | Electricity | Peak | 2020-01-01: 0.19118; 2021-01-01: 0.31359; 2022-01-01: 0.40566; 2023-01-01: 0.53933; 2024-01-01: 0.70217; 2025-01-01: 0.8796; 2026-01-01: 1.0838; 2027-01-01: 1.3036; 2028-01-01: 1.5415; 2029-01-01: 1.7871
| 3 | Residential Heat Pumps at Peak | GW | Hydrogen Evolution | Electricity | Peak | 0.41265 | 0.49522 | 0.51584 | 0.65917 | 0.80862 | 0.9329 | 1.2612 | 1.6203 | 1.9822 | 2.3624 | 2.719 | 3.5888 | 4.5316 | 5.5476 | 6.6731 | 7.869 | 8.9815 | 10.3561 | 11.8403 | 13.3629 | 14.5509 | 15.4612 | 16.7608 | 18.1067 | 19.3978 | 20.0942 | 19.9785 | 20.4447 | 20.8499 | 21.171 | 21.2962
| 3 | Residential Heat Pumps at Peak | GW | Electric Engagement | Electricity | Peak | 0.41265 | 0.49522 | 0.51584 | 0.65917 | 0.80166 | 0.95772 | 1.2376 | 1.6059 | 2.0894 | 2.7127 | 3.4874 | 4.5994 | 5.926 | 7.3811 | 8.9708 | 10.3435 | 11.6393 | 13.2385 | 14.8372 | 16.4285 | 17.6028 | 18.5728 | 19.8934 | 21.1129 | 22.1958 | 22.5742 | 22.4067 | 22.6093 | 22.7228 | 22.7438 | 22.7497
| 3 | Residential Heat Pumps at Peak | GW | Counterfactual | Electricity | Peak | 0.41265 | 0.49522 | 0.51584 | 0.65917 | 0.74163 | 0.83464 | 1.014 | 1.2361 | 1.4611 | 1.6891 | 1.8703 | 2.024 | 2.2233 | 2.4208 | 2.6178 | 2.7554 | 3.4169 | 4.1353 | 4.8296 | 5.5085 | 6.1161 | 7.1747 | 8.2634 | 9.351 | 10.4377 | 11.4965 | 12.7792 | 14.096 | 15.4166 | 16.74 | 18.0662
| 3 | Residential Heat Pumps at Peak | GW | Holistic Transition | Electricity | Peak | 0.41265 | 0.49522 | 0.51584 | 0.65917 | 0.82356 | 0.95196 | 1.2742 | 1.6418 | 2.0461 | 2.5301 | 3.0554 | 3.9316 | 4.9728 | 6.3013 | 7.7228 | 9.109 | 10.4224 | 11.923 | 13.4261 | 14.9403 | 16.187 | 17.1193 | 18.3016 | 19.4518 | 20.5173 | 21.1376 | 21.2179 | 21.5609 | 21.6358 | 21.6533 | 21.5808
| 3 | Residential Heat Pumps at Peak | GW | Five Year Forecast | Electricity | Peak | 2020-01-01: 0.41265; 2021-01-01: 0.49522; 2022-01-01: 0.51584; 2023-01-01: 0.65917; 2024-01-01: 0.76662; 2025-01-01: 0.86625; 2026-01-01: 1.1553; 2027-01-01: 1.4851; 2028-01-01: 1.831; 2029-01-01: 2.1996
| 3 | Residential Losses | GW | Hydrogen Evolution | Electricity | Peak | 1.7244 | 1.7305 | 1.6934 | 1.8363 | 1.8046 | 1.8635 | 1.9176 | 1.9851 | 2.009 | 2.0121 | 1.9494 | 2.0434 | 2.1232 | 2.3179 | 2.4073 | 2.5392 | 2.7344 | 2.8704 | 2.9572 | 3.0832 | 3.1691 | 3.2459 | 3.3706 | 3.5155 | 3.6718 | 3.7705 | 3.8075 | 3.8484 | 3.8843 | 3.9059 | 3.9465
| 3 | Residential Losses | GW | Electric Engagement | Electricity | Peak | 1.7255 | 1.7316 | 1.6946 | 1.8377 | 1.7946 | 1.8369 | 1.8688 | 1.8885 | 1.9009 | 1.9077 | 1.8578 | 1.9437 | 2.0556 | 2.1502 | 2.2522 | 2.3625 | 2.477 | 2.6632 | 2.8412 | 2.9885 | 3.1006 | 3.2219 | 3.3279 | 3.4669 | 3.6317 | 3.694 | 3.7552 | 3.8441 | 3.8372 | 3.8702 | 3.9443
| 3 | Residential Losses | GW | Counterfactual | Electricity | Peak | 1.7253 | 1.7323 | 1.6943 | 1.8374 | 1.7637 | 1.7488 | 1.7775 | 1.8439 | 1.9168 | 1.986 | 1.9369 | 1.9478 | 1.9719 | 2.0178 | 2.037 | 2.0468 | 2.0965 | 2.1537 | 2.2112 | 2.2531 | 2.3094 | 2.3863 | 2.4656 | 2.5582 | 2.6324 | 2.698 | 2.7953 | 2.8822 | 2.9685 | 3.0548 | 3.1544
| 3 | Residential Losses | GW | Holistic Transition | Electricity | Peak | 1.7258 | 1.733 | 1.6949 | 1.8381 | 1.819 | 1.8253 | 1.8159 | 1.8274 | 1.8326 | 1.8523 | 1.864 | 2.136 | 2.226 | 2.3296 | 2.5298 | 2.7354 | 2.9515 | 3.1238 | 3.2644 | 3.4498 | 3.6487 | 3.8203 | 4.0238 | 4.2503 | 4.4132 | 4.6431 | 4.7162 | 4.8144 | 4.8282 | 4.8893 | 4.9315
| 3 | Residential Losses | GW | Five Year Forecast | Electricity | Peak | 2020-01-01: 1.7253; 2021-01-01: 1.7326; 2022-01-01: 1.6944; 2023-01-01: 1.8375; 2024-01-01: 1.8007; 2025-01-01: 1.8346; 2026-01-01: 1.8675; 2027-01-01: 1.9184; 2028-01-01: 1.9541; 2029-01-01: 1.9667
| 3 | Residential Peak Shifting (Smart/TOUTs effect) | GW | Hydrogen Evolution | Electricity | Peak | 0 | 0 | 0 | 0 | 0 | 0 | 0.032588 | 0.041647 | 0.05373 | 0.06946 | 0.089214 | 0.14685 | 0.18463 | 0.22977 | 0.28326 | 0.3486 | 0.51457 | 0.60681 | 0.69519 | 0.78099 | 0.85907 | 0.9906 | 1.0331 | 1.0622 | 1.0562 | 1.0517 | 1.0479 | 1.0443 | 1.0397 | 1.0385 | 1.0383
| 3 | Residential Peak Shifting (Smart/TOUTs effect) | GW | Electric Engagement | Electricity | Peak | 0 | 0 | 0 | 0 | 0 | 0.041607 | 0.082678 | 0.21192 | 0.27259 | 0.34826 | 0.43321 | 0.5288 | 0.77101 | 0.89015 | 0.99992 | 1.0913 | 1.1612 | 1.2173 | 1.2564 | 1.2739 | 1.2621 | 1.2548 | 1.2481 | 1.2416 | 1.2352 | 1.2285 | 1.2248 | 1.2202 | 1.22 | 1.2206 | 1.2211
| 3 | Residential Peak Shifting (Smart/TOUTs effect) | GW | Counterfactual | Electricity | Peak | 0 | 0 | 0 | 0 | 0 | 0 | 0 | 0 | 0 | 0.0080333 | 0.010654 | 0.016897 | 0.027512 | 0.035088 | 0.044868 | 0.057296 | 0.072568 | 0.091791 | 0.11496 | 0.14275 | 0.17564 | 0.21521 | 0.26078 | 0.31274 | 0.37103 | 0.43577 | 0.50407 | 0.58389 | 0.66622 | 0.74965 | 0.83099
| 3 | Residential Peak Shifting (Smart/TOUTs effect) | GW | Holistic Transition | Electricity | Peak | 0 | 0 | 0 | 0 | 0 | 0.066923 | 0.24376 | 0.31225 | 0.40087 | 0.50859 | 0.6328 | 0.77187 | 0.90599 | 1.0347 | 1.1462 | 1.232 | 1.2887 | 1.3265 | 1.3427 | 1.3415 | 1.3321 | 1.3256 | 1.3123 | 1.2997 | 1.2878 | 1.2786 | 1.2713 | 1.2553 | 1.2438 | 1.2375 | 1.231
| 3 | Residential Peak Shifting (Smart/TOUTs effect) | GW | Five Year Forecast | Electricity | Peak | 2020-01-01: 0; 2021-01-01: 0; 2022-01-01: 0; 2023-01-01: 0; 2024-01-01: 0; 2025-01-01: 0; 2026-01-01: 0.036307; 2027-01-01: 0.12275; 2028-01-01: 0.11997; 2029-01-01: 0.11818
| 3 | Residential Peak Sub Total (Appliances, Light) | GW | Hydrogen Evolution | Electricity | Peak | 18.47 | 19.1715 | 18.6729 | 18.1077 | 17.474 | 16.8913 | 16.2672 | 15.8089 | 15.3949 | 15.0849 | 14.8255 | 14.5399 | 14.2735 | 14.0558 | 13.8507 | 13.6524 | 13.4626 | 13.3603 | 13.2643 | 13.1649 | 13.066 | 13.0057 | 12.95 | 12.8951 | 12.8442 | 12.7983 | 12.7611 | 12.7266 | 12.6891 | 12.6868 | 12.6956
| 3 | Residential Peak Sub Total (Appliances, Light) | GW | Electric Engagement | Electricity | Peak | 18.47 | 19.1715 | 18.6729 | 18.1077 | 17.2973 | 16.6578 | 15.991 | 15.4866 | 15.0288 | 14.6795 | 14.3992 | 14.1216 | 13.8625 | 13.6403 | 13.4329 | 13.226 | 13.0199 | 12.9013 | 12.7944 | 12.6825 | 12.5711 | 12.4934 | 12.4332 | 12.378 | 12.326 | 12.2809 | 12.2476 | 12.2165 | 12.2278 | 12.2486 | 12.2682
| 3 | Residential Peak Sub Total (Appliances, Light) | GW | Counterfactual | Electricity | Peak | 18.47 | 19.1715 | 18.6729 | 18.1077 | 18.1319 | 17.6162 | 17.0093 | 16.518 | 16.1026 | 15.8203 | 15.5986 | 15.3969 | 15.1832 | 15.0014 | 14.8444 | 14.7024 | 14.5383 | 14.465 | 14.3982 | 14.3239 | 14.2478 | 14.2198 | 14.2138 | 14.2099 | 14.2085 | 14.2134 | 14.232 | 14.2501 | 14.2694 | 14.2898 | 14.3104
| 3 | Residential Peak Sub Total (Appliances, Light) | GW | Holistic Transition | Electricity | Peak | 18.47 | 19.1715 | 18.6729 | 18.1077 | 17.1011 | 16.4059 | 15.656 | 15.0876 | 14.6183 | 14.2423 | 13.8807 | 13.5576 | 13.2579 | 12.993 | 12.7492 | 12.5159 | 12.2877 | 12.1392 | 11.9959 | 11.8506 | 11.7048 | 11.5854 | 11.4707 | 11.3587 | 11.2573 | 11.1784 | 11.0737 | 10.9695 | 10.8728 | 10.8166 | 10.761
| 3 | Residential Peak Sub Total (Appliances, Light) | GW | Five Year Forecast | Electricity | Peak | 2020-01-01: 18.47; 2021-01-01: 19.1715; 2022-01-01: 18.6729; 2023-01-01: 18.1077; 2024-01-01: 17.4574; 2025-01-01: 16.9359; 2026-01-01: 16.3508; 2027-01-01: 15.8997; 2028-01-01: 15.5404; 2029-01-01: 15.3078
| 3 | Residential Resistive Heat at Peak | GW | Hydrogen Evolution | Electricity | Peak | 2.2542 | 2.2898 | 2.0642 | 2.1234 | 2.1864 | 2.2865 | 2.1844 | 2.0756 | 1.9709 | 1.8651 | 1.7643 | 1.6648 | 1.56 | 1.4509 | 1.3377 | 1.222 | 1.2024 | 1.1911 | 1.206 | 1.2403 | 1.3024 | 1.3885 | 1.4785 | 1.5637 | 1.6475 | 1.7274 | 1.8123 | 1.9018 | 1.9932 | 2.0855 | 2.1775
| 3 | Residential Resistive Heat at Peak | GW | Electric Engagement | Electricity | Peak | 2.2542 | 2.2898 | 2.0642 | 2.1234 | 2.2593 | 2.2366 | 2.1567 | 2.0722 | 1.9885 | 1.9057 | 1.8257 | 1.7609 | 1.6944 | 1.626 | 1.5537 | 1.4813 | 1.49 | 1.5008 | 1.5279 | 1.5691 | 1.6437 | 1.7207 | 1.801 | 1.879 | 1.9549 | 2.0278 | 2.0899 | 2.1527 | 2.2161 | 2.2824 | 2.3475
| 3 | Residential Resistive Heat at Peak | GW | Counterfactual | Electricity | Peak | 2.2542 | 2.2898 | 2.0642 | 2.1234 | 2.3121 | 2.4249 | 2.3324 | 2.2173 | 2.1045 | 1.9936 | 1.8847 | 1.8103 | 1.7486 | 1.6985 | 1.6581 | 1.625 | 1.5683 | 1.5287 | 1.5283 | 1.5573 | 1.6186 | 1.6962 | 1.7984 | 1.9006 | 2.0024 | 2.1042 | 2.1722 | 2.2282 | 2.2712 | 2.3038 | 2.3285
| 3 | Residential Resistive Heat at Peak | GW | Holistic Transition | Electricity | Peak | 2.2542 | 2.2898 | 2.0642 | 2.1234 | 2.2039 | 2.1659 | 2.0692 | 1.9658 | 1.8633 | 1.7594 | 1.6581 | 1.5656 | 1.4708 | 1.3721 | 1.2724 | 1.171 | 1.1768 | 1.1885 | 1.2212 | 1.2725 | 1.3557 | 1.4461 | 1.5416 | 1.6376 | 1.7334 | 1.8291 | 1.92 | 2.0121 | 2.1061 | 2.1993 | 2.2923
| 3 | Residential Resistive Heat at Peak | GW | Five Year Forecast | Electricity | Peak | 2020-01-01: 2.2542; 2021-01-01: 2.2898; 2022-01-01: 2.0642; 2023-01-01: 2.1234; 2024-01-01: 2.2306; 2025-01-01: 2.3386; 2026-01-01: 2.266; 2027-01-01: 2.1725; 2028-01-01: 2.0778; 2029-01-01: 1.983
| 3 | Residential Storage Heat at Peak | GW | Hydrogen Evolution | Electricity | Peak | 0.33231 | 0.32721 | 0.28631 | 0.25071 | 0.27409 | 0.27972 | 0.26602 | 0.25178 | 0.23894 | 0.22639 | 0.21518 | 0.19898 | 0.18226 | 0.16492 | 0.14669 | 0.12907 | 0.12849 | 0.12835 | 0.1307 | 0.13395 | 0.13859 | 0.14314 | 0.14814 | 0.15234 | 0.15634 | 0.15957 | 0.16362 | 0.1686 | 0.17467 | 0.18221 | 0.19005
| 3 | Residential Storage Heat at Peak | GW | Electric Engagement | Electricity | Peak | 0.33231 | 0.32721 | 0.28631 | 0.25071 | 0.27711 | 0.26411 | 0.25049 | 0.23664 | 0.22332 | 0.21067 | 0.19903 | 0.18366 | 0.16879 | 0.15443 | 0.14034 | 0.12701 | 0.12709 | 0.12737 | 0.12996 | 0.13331 | 0.13897 | 0.14415 | 0.14956 | 0.15473 | 0.15947 | 0.16366 | 0.16723 | 0.17084 | 0.17451 | 0.17843 | 0.18222
| 3 | Residential Storage Heat at Peak | GW | Counterfactual | Electricity | Peak | 0.33231 | 0.32721 | 0.28631 | 0.25071 | 0.23341 | 0.23879 | 0.22986 | 0.2193 | 0.20945 | 0.20036 | 0.19209 | 0.1847 | 0.17789 | 0.17158 | 0.16565 | 0.16005 | 0.15966 | 0.15966 | 0.16201 | 0.16513 | 0.1689 | 0.1719 | 0.17636 | 0.18048 | 0.18411 | 0.18721 | 0.18882 | 0.19007 | 0.19096 | 0.19157 | 0.19195
| 3 | Residential Storage Heat at Peak | GW | Holistic Transition | Electricity | Peak | 0.33231 | 0.32721 | 0.28631 | 0.25071 | 0.27777 | 0.26553 | 0.2524 | 0.23871 | 0.22586 | 0.21336 | 0.20228 | 0.18753 | 0.1732 | 0.15863 | 0.14481 | 0.13114 | 0.13116 | 0.13134 | 0.13371 | 0.13681 | 0.14184 | 0.1465 | 0.15164 | 0.15633 | 0.1608 | 0.16445 | 0.16755 | 0.17072 | 0.1745 | 0.17811 | 0.18211
| 3 | Residential Storage Heat at Peak | GW | Five Year Forecast | Electricity | Peak | 2020-01-01: 0.33231; 2021-01-01: 0.32721; 2022-01-01: 0.28631; 2023-01-01: 0.25071; 2024-01-01: 0.25546; 2025-01-01: 0.26082; 2026-01-01: 0.2496; 2027-01-01: 0.23634; 2028-01-01: 0.22315; 2029-01-01: 0.2104

## ED2
ED2: Electricity definitions
Return to: Main Menu
Return to: Chapter contents
This sheet shows the following definitions and explanations of the data in ED1 * Annual demand breakdown * Peak demand breakdown * Minimum demand breakdown * Explanation of the breakdown definitions * Demand definitions * Demand terminology
Annual Demand Breakdown
Table below shows the aggregation method for each components of annual demand.
Annual Demand Component Breakdown
| Level 1 | Level 2 | Level 3 | Level 4 | Level 5 : Supplementary Components
GBFES System Demand: Total
| (+) → | GBFES Customer Demand: Residential |  |  | Residential
|  | (+) → |  |  | Residential Micro-generation
|  | (+) → | Residential Storage Heat
|  | (+) → | Residential Resistive Heat Demand
|  | (+) → | Residential Resistive Hot Water
|  | (+) → | Residential Light & Appliance Demand
|  | (-) → | Residential Smart Metering - Demand Reduction
|  | (+) → | Residential Heat Pumps
|  | (+) → | Residential Electric Vehicles Demand (EVs)
|  | (+) → | Residential Air Conditioning Demand
|  | (+) → | Residential District Heat Demand
| (+) → | GBFES Customer Demand: Total Industrial (Electrolysis & District Heat included) |  |  | Industrial
|  | (+) → | GBFES Customer Demand: Deduct Networked Electrolysis from Industrial |  | Industrial District Heat Demand
|  | (+) → | GBFES Customer Demand: Total Industrial (Excluding Electrolysis)
| (+) → | GBFES Customer Demand: Commercial with Micro-generation Included |  |  | Commercial
|  | (+) → | Commercial Micro-generation |  | I&C Rail Traction Demand
Commercial District Heat Demand
|  | (+) → | GBFES Customer Demand: Commercial with Micro-generation deducted |  | Commercial Heat Pump Demand
|  |  | (+) → | Total Commercial Demand inc Heat Pumps, District Heat, Rail Traction, No directs, exc EV | GB Customer Demand: Commercial Data Centres - Direct Transmission Customers
GB Customer Demand: Commercial Data Centres - Distribution System Customers
|  |  | (+) → | Commercial Electric Vehicles Demand (EVs)
|  |  | (-) → | Commercial Micro-generation
| (+) → | GBFES System Losses: Transmission |  |  | System
| (+) → | GBFES System Losses: Distribution
| (+) → | GBFES Customer Demand: Direct Transmission Customers
Peak Demand Breakdown
Table below shows the aggregation method for each components of peak demand.
Peak Demand Component Breakdown
| Level 1 | Level 2 | Level 3 | Level 4 | Level 5 : Supplementary Components
GBFES Peak Customer Demand: Total Consumption plus Losses
| (+) → | GBFES Peak System Demand: All Residential plus Losses (Smart EV Charging, no Micro-generation) |  |  | Residential
|  | (+) → | Residential Peak Sub Total (Appliances, Light)
|  | (-) → | Residential Peak Shifting (Smart/TOUTs effect)
|  | (+) → | Residential EVs at Peak
|  | (+) → | Residential Resistive Heat at Peak
|  | (+) → | Residential Storage Heat at Peak
|  | (+) → | Residential Heat Pumps at Peak
|  | (+) → | Residential District Heat at Peak
|  | (+) → | Residential Losses
| (+) → | GBFES Peak System Demand: All Industrial except Electrolysis, plus Losses |  |  | Industrial
|  | (+) → | Industrial Peak (No Losses)
|  | (+) → | Industrial Resistive Heat at Peak
|  | (+) → | Industrial Storage Heat at Peak
|  | (+) → | Industrial District Heat at Peak
|  | (+) → | Industrial Losses
| (+) → | GBFES Peak System Demand: Commercial inc Rail and District Heat, +EVs +HPs +Losses ignoring Microgen |  |  | Commercial
|  | (+) → | Commercial Heat Pumps at Peak
|  | (+) → | Initial Commercial Component inc District Heat inc Rail (No Losses)
|  | (+) → | Commercial Resistive Heat at Peak
|  | (+) → | Commercial Storage Heat at Peak
|  | (+) → | Commercial District Heat at Peak
|  | (+) → | Commercial EVs at Peak
|  | (+) → | Commercial Losses
| (+) → | GB FES System Demand: Direct Connects |  |  | System
Minimum Demand Breakdown
Table below shows the aggregation method for each components of minimum demand.
Min Demand Component Breakdown (Unrestricted National Demand - no transmission pumping)
| Level 1 | Level 2 | Level 3 | Level 4 | Level 5 : Supplementary Components
GBFES System Demand: Total Summer Minimum Demand
| (+) → | GBFES Customer Demand: Residential including losses |  |  | Residential
|  | (+) → | Residential Sub Total (Appliances, Light)
|  | (-) → | Residential Demand Shifting (Smart/TOUTs effect)
|  | (+) → | Residential EV Summer Min
|  | (+) → | Residential Heat Pump Summer Min
|  | (+) → | Residential Resistive Heat Summer Min
|  | (+) → | Residential Storage Heat Summer Min
|  | (+) → | Residential District Heat Summer Min
|  | (+) → | Residential Losses
| (+) → | GBFES Customer Demand: Industrial including losses |  |  | Industrial
|  | (+) → | Industrial Sub Total (Heat components plus losses)
|  | (+) → | Industrial Resistive Heat Summer Min
|  | (+) → | Industrial Storage Heat Summer Min
|  | (+) → | Industrial District Heat Summer Min
|  | (+) → | Industrial Losses
| (+) → | GBFES Customer Demand: Commercial including losses |  |  | Commercial
|  | (+) → | Commercial Sub Total (Heat components plus losses)
|  | (+) → | Commercial EVs at Peak
|  | (+) → | Commercial Resistive Heat Summer Min
|  | (+) → | Commercial Storage Heat Summer Min
|  | (+) → | Commercial District Heat Summer Min
|  | (+) → | Commercial Heat Pumps at Peak
|  | (+) → | Commercial Losses
| (+) → | GBFES Customer Demand: On Grid Electrolysis |  |  | System
| (+) → | GBFES Customer Demand: Direct Transmission Customers
Explanation of the above Demand Breakdowns
Column | Category | Description
Aggregation Level | 1 - 4 | Each level represents a level of aggregation descending order. For example, level 1 is the aggregation of all levels 2 component. The contribution (addition or subtraction) of each element is given adjacent to the element description in the data breakdown below.
Aggregation Level | 5 | Level 5 data is supplementary. It is not included in aggregation totals in the data breakdown but relates to one or more of the aggregated components.
Peak/Annual/Minimum | Peak | Data for Winter Peak, 5pm-6pm. Traditionally the highest GB demand period.
Peak/Annual/Minimum | Summer 0600hrs | Data for Summer Sunday, 5am-6am. Traditonally the GB minimum demand period.
Peak/Annual/Minimum | Summer 1400hrs | Data for Summer Sunday, 1pm-2pm. Analysis period when high solar output interacts with falling demand (after lunchtime)
Peak/Annual/Minimum | Annual | Annual Data, usually Fiscal Year
Data Item | Commercial EV Charging | Non residential EV charging including on-street, public and forecourt charging
Data Item | I&C Rail Traction Demand | DESNZ ECUK: Traction demand from rail transport
Data Item | Residential Air Conditioning Demand | Assumptions based on current 1% residential. Assume portable air-con unit at 500kWh/year (191 hours at 2.7kW max capacity. Units on for 20 days a year). Each unit assumed to be consuming 1kW on an average diversified basis during main cooling period, and 0.1kW at 0600hrs
Data Item | Residential District Heat Demand | Large scale plants assumed to act in a similar manner to air source heat pumps, but with some top up heating or thermal storage to peak shave
Data Item | GBFES System Losses | Distribution and Transmission line losses ~8% a year. Assumed to be similar at peak.
Data Item | I&C DSR impact at peak | Demand side reduction at peak due to reducing or shifting demand - Now an item in FLX1
Data item | GBFES Customer Demand: On Grid Electrolysis (PM only) | Electricity demand for electrolysis - used for GB Hydrogen demand only
Demand Definitions
Table below shows the components within various electricity demand definitions
Demand Definition | Used In FES? | Total Demand: Conditions
Consumer Demand (FES Customer Demand) | Yes - WS Sheets | Weather Corrected Annual Average
Dispatch Annual Generation Output | Yes - Electricity Supply Chapter | Selected Weather Year 2013
FES Underlying (System) Demand | Yes - Table ED1 | Peak: ACS. Summer: Average
National Demand | Yes - Table ED1 and Sheet ES2 | Observed, weather corrected or reconciled
Transmission System Demand | No | Observed, weather corrected or reconciled
Demand Terminology | Notes
|  |  | (Metered) Transmission and Large Distribution Generation | Demand met by "Un-Metered" Generation | Electricity Losses ~8% | Interconnector Exports | Pumping Demand | Station Demand
Observed Demand | National Grid ESO operational metering data (NGESO) |  | Yes | Yes | No | No | No | No
Weather Corrected | NGESO weather corrected operational metering data |  | Yes | Yes | Yes | Yes | Yes | No
Reconciled Demand | Produced by Elexon: Reconciled data for billing |  | Yes | Yes | Yes | No | No | No
Restricted Demand | Peak Demand taking into account triad avoidance |  | Yes | No | Yes | No | No | No
Unrestricted Demand | Peak Demand without triad avoidance deducted |  | Yes | No | Yes | Yes | Yes | Yes
Triad Avoidance | Demand reduction at peak due to behind meter generation, and pure demand side response (demand reduction or shifting)
Pure Demand Side Response (behind meter Generation and Storage does not count as pure DSR) | Demand reduction at peak due demand reduction or shifting
Pumping Demand | Net Demand from pumped storage generation ~5TWh/year
Station Demand | Demand from power stations. Generation output is assumed to be net of station demand under several demand definitions. Not added to FES data.
Station Demand | ~5TWh/year. Assumed to be 600MW at peak and 500MW at other times. Not added to FES data.
Metered Generation | Transmission generation and large DNO generation
Unmetered Generation | Generation not metered by NGESO (DNO and behind meter generation)
Electricity Losses | Distribution and Transmission line losses ~8% a year. Assumed to be similar at peak.

## ED3
ED3: Gas and heat demand summary
Return to: Main Menu
Return to: Chapter contents
| Pathway | Sector/Aggregation Level | Fuel | Technology | Data Type | Units | 2020 | 2021 | 2022 | 2023 | 2024 | 2025 | 2026 | 2027 | 2028 | 2029 | 2030 | 2031 | 2032 | 2033 | 2034 | 2035 | 2036 | 2037 | 2038 | 2039 | 2040 | 2041 | 2042 | 2043 | 2044 | 2045 | 2046 | 2047 | 2048 | 2049 | 2050
| Holistic Transition | residential | biofuel | Biofuel boiler | Annual | TWh | 0 | 0.015 | 0.038 | 0.074 | 0.15 | 0.245 | 0.434 | 0.714 | 1.147 | 1.532 | 1.935 | 2.319 | 2.702 | 3.08 | 3.454 | 3.823 | 4.734 | 5.683 | 6.59 | 7.38 | 8.05 | 8.505 | 8.886 | 9.118 | 9.411 | 9.697 | 10.064 | 10.42 | 10.775 | 11.119 | 11.464
| Holistic Transition | residential | biofuel | Hybrid (ASHP + Biofuel boiler) | Annual | TWh | 0 | 0 | 0.001 | 0.003 | 0.006 | 0.011 | 0.014 | 0.02 | 0.027 | 0.037 | 0.049 | 0.06 | 0.072 | 0.084 | 0.096 | 0.108 | 0.113 | 0.119 | 0.122 | 0.125 | 0.127 | 0.13 | 0.13 | 0.129 | 0.125 | 0.118 | 0.112 | 0.106 | 0.099 | 0.092 | 0.085
| Holistic Transition | residential | biomass | Biomass boiler | Annual | TWh | 0 | 0.01 | 0.018 | 0.1 | 0.187 | 0.215 | 0.235 | 0.255 | 0.272 | 0.294 | 0.37 | 0.455 | 0.529 | 0.607 | 0.691 | 0.782 | 0.841 | 0.899 | 0.92 | 0.947 | 1.047 | 1.181 | 1.322 | 1.47 | 1.617 | 1.722 | 1.835 | 1.963 | 2.091 | 2.219 | 2.351
| Holistic Transition | residential | biomass | DH | Annual | TWh | 0 | 0 | 0 | 0 | 0 | 0 | 0 | 0 | 0 | 0 | 0 | 0 | 0 | 0 | 0 | 0 | 0 | 0 | 0 | 0 | 0 | 0 | 0 | 0 | 0 | 0 | 0 | 0 | 0 | 0 | 0
| Holistic Transition | residential | biomethane | DH | Annual | TWh | 0.301 | 0.32 | 0.304 | 0.27 | 0.301 | 0.321 | 0.342 | 0.362 | 0.382 | 0.402 | 0.422 | 0.435 | 0.447 | 0.458 | 0.468 | 0.477 | 0.663 | 0.847 | 1.031 | 1.21 | 1.809 | 2.032 | 2.249 | 2.469 | 2.69 | 3.061 | 3.299 | 3.543 | 3.791 | 4.043 | 4.299
| Holistic Transition | residential | dh_heat | DH | Annual | TWh | 4.559 | 4.845 | 4.592 | 4.903 | 5.475 | 5.832 | 6.25 | 6.68 | 7.036 | 7.356 | 7.629 | 7.873 | 8.077 | 8.266 | 8.448 | 8.623 | 11.912 | 15.154 | 18.378 | 21.525 | 24.632 | 27.595 | 30.46 | 33.357 | 36.275 | 39.256 | 42.306 | 45.439 | 48.624 | 51.855 | 55.132
| Holistic Transition | residential | electricity | ASHP | Annual | TWh | 1.144 | 1.31 | 1.297 | 1.379 | 1.448 | 1.667 | 1.883 | 2.298 | 2.886 | 3.643 | 4.609 | 5.736 | 6.885 | 8.116 | 9.374 | 10.636 | 11.541 | 12.509 | 13.47 | 14.403 | 15.244 | 16.032 | 16.611 | 17.011 | 17.213 | 17.195 | 17.005 | 16.778 | 16.453 | 16.085 | 15.7
| Holistic Transition | residential | electricity | DH | Annual | TWh | 1.462 | 1.553 | 1.471 | 1.582 | 1.772 | 1.817 | 1.862 | 1.907 | 1.953 | 1.998 | 2.043 | 2.108 | 2.162 | 2.213 | 2.261 | 2.126 | 2.932 | 3.726 | 4.515 | 5.286 | 5.957 | 6.671 | 7.359 | 8.056 | 8.757 | 9.441 | 10.173 | 10.925 | 11.689 | 12.465 | 13.251
| Holistic Transition | residential | electricity | Electric resistive | Annual | TWh | 5.556 | 6.092 | 5.771 | 5.749 | 6.072 | 5.93 | 5.612 | 5.281 | 4.958 | 4.637 | 4.328 | 4.029 | 3.731 | 3.432 | 3.138 | 2.847 | 2.83 | 2.847 | 2.916 | 3.029 | 3.216 | 3.424 | 3.644 | 3.864 | 4.083 | 4.3 | 4.51 | 4.723 | 4.939 | 5.153 | 5.366
| Holistic Transition | residential | electricity | GSHP | Annual | TWh | 0.119 | 0.148 | 0.157 | 0.181 | 0.217 | 0.244 | 0.315 | 0.383 | 0.448 | 0.508 | 0.572 | 0.632 | 0.675 | 0.718 | 0.761 | 0.806 | 1.542 | 2.283 | 3.031 | 3.782 | 4.535 | 5.241 | 5.927 | 6.591 | 7.238 | 7.873 | 8.482 | 9.057 | 9.628 | 10.195 | 10.749
| Holistic Transition | residential | electricity | Hybrid (ASHP + Biofuel boiler) | Annual | TWh | 0 | 0.005 | 0.011 | 0.034 | 0.074 | 0.115 | 0.145 | 0.2 | 0.277 | 0.38 | 0.491 | 0.592 | 0.69 | 0.788 | 0.881 | 0.971 | 1.02 | 1.074 | 1.112 | 1.141 | 1.17 | 1.217 | 1.239 | 1.236 | 1.206 | 1.156 | 1.111 | 1.066 | 1.02 | 0.977 | 0.936
| Holistic Transition | residential | electricity | Hybrid (ASHP + Electric resistive) | Annual | TWh | 0 | 0.02 | 0.04 | 0.086 | 0.169 | 0.265 | 0.341 | 0.456 | 0.607 | 0.858 | 1.209 | 1.714 | 2.376 | 3.429 | 4.546 | 5.769 | 6.789 | 7.839 | 8.866 | 9.875 | 10.869 | 11.824 | 12.72 | 13.56 | 14.269 | 14.863 | 15.295 | 15.565 | 15.444 | 15.244 | 14.928
| Holistic Transition | residential | electricity | Hybrid (ASHP + Hydrogen boiler) | Annual | TWh | 0 | 0 | 0 | 0 | 0 | 0 | 0 | 0 | 0 | 0 | 0 | 0.016 | 0.038 | 0.076 | 0.125 | 0.193 | 0.295 | 0.392 | 0.487 | 0.581 | 0.675 | 0.767 | 0.845 | 0.914 | 0.978 | 1.04 | 1.085 | 1.122 | 1.144 | 1.155 | 1.148
| Holistic Transition | residential | electricity off-peak | Electric storage | Annual | TWh | 14.449 | 15.449 | 14.29 | 13.89 | 14.217 | 13.605 | 13.004 | 12.369 | 11.771 | 11.185 | 10.669 | 10.214 | 9.757 | 9.258 | 8.772 | 8.262 | 8.271 | 8.347 | 8.571 | 8.845 | 9.251 | 9.629 | 10.045 | 10.438 | 10.822 | 11.156 | 11.409 | 11.669 | 11.972 | 12.267 | 12.589
| Holistic Transition | residential | gas | DH | Annual | TWh | 0 | 0 | 0 | 0 | 0 | 0 | 0 | 0 | 0 | 0 | 0 | 0 | 0 | 0 | 0 | 0 | 0 | 0 | 0 | 0 | 0 | 0 | 0 | 0 | 0 | 0 | 0 | 0 | 0 | 0 | 0
| Holistic Transition | residential | gas | Gas boiler | Annual | TWh | 305.605 | 303.499 | 267.962 | 267.119 | 278.157 | 275.617 | 272.227 | 268.092 | 263.187 | 256.539 | 248.708 | 239.339 | 228.993 | 216.676 | 203.685 | 189.899 | 172.751 | 155.851 | 139.043 | 122.329 | 105.725 | 89.971 | 74.962 | 60.722 | 48.226 | 36.912 | 27.137 | 18.339 | 11.511 | 5.358 | 0
| Holistic Transition | residential | hydrogen | DH | Annual | TWh | 0 | 0 | 0 | 0 | 0 | 0 | 0 | 0 | 0 | 0 | 0 | 0 | 0 | 0 | 0 | 0 | 0 | 0 | 0 | 0 | 0 | 0 | 0 | 0 | 0 | 0 | 0 | 0 | 0 | 0 | 0
| Holistic Transition | residential | hydrogen | Hybrid (ASHP + Hydrogen boiler) | Annual | TWh | 0 | 0 | 0 | 0 | 0 | 0 | 0 | 0 | 0 | 0 | 0 | 0.002 | 0.005 | 0.012 | 0.02 | 0.033 | 0.053 | 0.073 | 0.093 | 0.113 | 0.132 | 0.151 | 0.168 | 0.183 | 0.197 | 0.211 | 0.222 | 0.232 | 0.238 | 0.243 | 0.243
| Holistic Transition | residential | hydrogen | Hydrogen boiler | Annual | TWh | 0 | 0 | 0 | 0 | 0 | 0 | 0 | 0 | 0 | 0 | 0 | 0.02 | 0.042 | 0.063 | 0.084 | 0.107 | 0.743 | 1.466 | 2.225 | 2.98 | 3.738 | 4.434 | 5.427 | 6.582 | 7.733 | 8.915 | 10.068 | 11.206 | 12.336 | 13.44 | 14.508
| Holistic Transition | residential | other | Community | Annual | TWh | 1.451 | 1.453 | 1.294 | 1.303 | 1.369 | 1.356 | 1.331 | 1.286 | 1.231 | 1.165 | 1.075 | 0.984 | 0.893 | 0.802 | 0.711 | 0.62 | 0.527 | 0.434 | 0.342 | 0.251 | 0.173 | 0.107 | 0.061 | 0.025 | 0 | 0 | 0 | 0 | 0 | 0 | 0
| Holistic Transition | residential | other | Oil boiler | Annual | TWh | 29.943 | 29.707 | 26.192 | 25.996 | 26.839 | 26.264 | 25.593 | 24.512 | 23.059 | 21.511 | 19.635 | 17.759 | 15.883 | 14.008 | 12.132 | 10.256 | 8.609 | 6.998 | 5.458 | 4.05 | 2.75 | 1.545 | 0.75 | 0.328 | 0 | 0 | 0 | 0 | 0 | 0 | 0
| Holistic Transition | residential | waste_heat | DH | Annual | TWh | 0.013 | 0.013 | 0.012 | 0.014 | 0.015 | 0.015 | 0.017 | 0.018 | 0.019 | 0.02 | 0.02 | 0.021 | 0.021 | 0.022 | 0.022 | 0.023 | 0.032 | 0.041 | 0.05 | 0.059 | 0.068 | 0.076 | 0.085 | 0.093 | 0.102 | 0.111 | 0.12 | 0.129 | 0.139 | 0.149 | 0.159
| Electric Engagement | residential | biofuel | Biofuel boiler | Annual | TWh | 0 | 0.015 | 0.038 | 0.043 | 0.102 | 0.175 | 0.343 | 0.594 | 1.002 | 1.393 | 1.796 | 2.182 | 2.566 | 2.946 | 3.325 | 3.702 | 4.733 | 5.853 | 6.9 | 7.862 | 8.512 | 8.94 | 9.277 | 9.519 | 9.785 | 10.114 | 10.551 | 10.968 | 11.376 | 11.774 | 12.174
| Electric Engagement | residential | biofuel | Hybrid (ASHP + Biofuel boiler) | Annual | TWh | 0 | 0 | 0.001 | 0.002 | 0.005 | 0.009 | 0.012 | 0.015 | 0.02 | 0.026 | 0.036 | 0.046 | 0.056 | 0.067 | 0.077 | 0.088 | 0.092 | 0.096 | 0.099 | 0.101 | 0.103 | 0.107 | 0.111 | 0.113 | 0.112 | 0.108 | 0.103 | 0.098 | 0.092 | 0.086 | 0.081
| Electric Engagement | residential | biomass | Biomass boiler | Annual | TWh | 0 | 0.01 | 0.018 | 0.091 | 0.174 | 0.199 | 0.216 | 0.232 | 0.243 | 0.255 | 0.32 | 0.388 | 0.45 | 0.513 | 0.579 | 0.646 | 0.679 | 0.699 | 0.684 | 0.668 | 0.742 | 0.849 | 0.959 | 1.07 | 1.179 | 1.239 | 1.304 | 1.383 | 1.471 | 1.567 | 1.674
| Electric Engagement | residential | biomass | DH | Annual | TWh | 0 | 0 | 0 | 0 | 0 | 0 | 0 | 0 | 0 | 0 | 0 | 0 | 0 | 0 | 0 | 0 | 0 | 0 | 0 | 0 | 0 | 0 | 0 | 0 | 0 | 0 | 0 | 0 | 0 | 0 | 0
| Electric Engagement | residential | biomethane | DH | Annual | TWh | 0.301 | 0.32 | 0.304 | 0.306 | 0.34 | 0.372 | 0.405 | 0.437 | 0.469 | 0.502 | 0.534 | 0.55 | 0.564 | 0.577 | 0.589 | 0.56 | 0.775 | 0.989 | 1.2 | 1.411 | 1.778 | 1.998 | 2.215 | 2.432 | 2.644 | 3.371 | 3.622 | 3.877 | 4.135 | 4.395 | 4.657
| Electric Engagement | residential | dh_heat | DH | Annual | TWh | 4.559 | 4.845 | 4.592 | 4.882 | 5.447 | 5.803 | 6.218 | 6.644 | 6.995 | 7.314 | 7.585 | 7.83 | 8.032 | 8.224 | 8.407 | 8.586 | 12.153 | 15.699 | 19.217 | 22.725 | 26.219 | 29.542 | 32.803 | 36.078 | 39.279 | 42.469 | 45.665 | 48.907 | 52.178 | 55.482 | 58.821
| Electric Engagement | residential | electricity | ASHP | Annual | TWh | 1.144 | 1.31 | 1.297 | 1.379 | 1.434 | 1.634 | 1.829 | 2.113 | 2.522 | 3.028 | 3.653 | 4.406 | 5.203 | 6.053 | 6.964 | 7.906 | 8.854 | 9.849 | 10.838 | 11.803 | 12.688 | 13.523 | 14.266 | 14.88 | 15.373 | 15.736 | 15.966 | 16.139 | 16.249 | 16.284 | 16.276
| Electric Engagement | residential | electricity | DH | Annual | TWh | 1.462 | 1.553 | 1.471 | 1.582 | 1.746 | 1.788 | 1.831 | 1.873 | 1.916 | 1.958 | 2 | 2.065 | 2.118 | 2.169 | 2.217 | 2.095 | 2.966 | 3.833 | 4.692 | 5.549 | 6.368 | 7.175 | 7.967 | 8.762 | 9.539 | 10.205 | 10.973 | 11.752 | 12.537 | 13.331 | 14.133
| Electric Engagement | residential | electricity | Electric resistive | Annual | TWh | 5.556 | 6.092 | 5.771 | 5.749 | 6.198 | 6.095 | 5.819 | 5.536 | 5.259 | 4.99 | 4.733 | 4.5 | 4.269 | 4.039 | 3.804 | 3.576 | 3.564 | 3.58 | 3.639 | 3.73 | 3.9 | 4.076 | 4.259 | 4.437 | 4.608 | 4.772 | 4.914 | 5.057 | 5.202 | 5.352 | 5.5
| Electric Engagement | residential | electricity | GSHP | Annual | TWh | 0.119 | 0.148 | 0.157 | 0.181 | 0.215 | 0.24 | 0.309 | 0.376 | 0.44 | 0.5 | 0.564 | 0.624 | 0.668 | 0.712 | 0.756 | 0.801 | 1.561 | 2.327 | 3.099 | 3.873 | 4.664 | 5.413 | 6.153 | 6.881 | 7.604 | 8.331 | 9.041 | 9.73 | 10.418 | 11.104 | 11.782
| Electric Engagement | residential | electricity | Hybrid (ASHP + Biofuel boiler) | Annual | TWh | 0 | 0.005 | 0.011 | 0.034 | 0.069 | 0.105 | 0.129 | 0.164 | 0.217 | 0.296 | 0.398 | 0.493 | 0.586 | 0.676 | 0.764 | 0.848 | 0.883 | 0.923 | 0.953 | 0.976 | 1.013 | 1.07 | 1.117 | 1.145 | 1.146 | 1.109 | 1.072 | 1.035 | 0.999 | 0.963 | 0.931
| Electric Engagement | residential | electricity | Hybrid (ASHP + Electric resistive) | Annual | TWh | 0 | 0.02 | 0.04 | 0.086 | 0.231 | 0.416 | 0.534 | 0.761 | 1.155 | 1.731 | 2.626 | 3.81 | 5.117 | 6.533 | 8.054 | 9.564 | 10.669 | 11.823 | 12.945 | 14.015 | 15.018 | 16.011 | 16.89 | 17.599 | 18.102 | 18.272 | 18.143 | 17.873 | 17.475 | 16.948 | 16.407
| Electric Engagement | residential | electricity off-peak | Electric storage | Annual | TWh | 14.449 | 15.449 | 14.29 | 13.89 | 14.173 | 13.516 | 12.885 | 12.236 | 11.61 | 11.011 | 10.461 | 9.982 | 9.502 | 9.021 | 8.524 | 8.039 | 8.054 | 8.137 | 8.376 | 8.668 | 9.118 | 9.528 | 9.959 | 10.38 | 10.779 | 11.147 | 11.426 | 11.709 | 11.998 | 12.306 | 12.607
| Electric Engagement | residential | gas | DH | Annual | TWh | 0 | 0 | 0 | 0 | 0 | 0 | 0 | 0 | 0 | 0 | 0 | 0 | 0 | 0 | 0 | 0 | 0 | 0 | 0 | 0 | 0 | 0 | 0 | 0 | 0 | 0 | 0 | 0 | 0 | 0 | 0
| Electric Engagement | residential | gas | Gas boiler | Annual | TWh | 305.605 | 303.499 | 267.962 | 267.114 | 278.131 | 275.561 | 272.171 | 268.269 | 263.362 | 256.627 | 248.28 | 238.083 | 226.941 | 214.951 | 202.073 | 188.795 | 171.648 | 154.747 | 137.945 | 121.252 | 104.678 | 88.923 | 73.681 | 59.444 | 47.034 | 36.237 | 27.289 | 19.288 | 12.133 | 5.867 | 0
| Electric Engagement | residential | hydrogen | DH | Annual | TWh | 0 | 0 | 0 | 0 | 0 | 0 | 0 | 0 | 0 | 0 | 0 | 0 | 0 | 0 | 0 | 0 | 0 | 0 | 0 | 0 | 0 | 0 | 0 | 0 | 0 | 0 | 0 | 0 | 0 | 0 | 0
| Electric Engagement | residential | other | Community | Annual | TWh | 1.451 | 1.453 | 1.294 | 1.303 | 1.368 | 1.35 | 1.324 | 1.274 | 1.217 | 1.151 | 1.061 | 0.97 | 0.879 | 0.788 | 0.697 | 0.606 | 0.513 | 0.42 | 0.328 | 0.238 | 0.165 | 0.1 | 0.059 | 0.025 | 0 | 0 | 0 | 0 | 0 | 0 | 0
| Electric Engagement | residential | other | Oil boiler | Annual | TWh | 29.943 | 29.707 | 26.192 | 25.982 | 26.777 | 26.108 | 25.427 | 24.307 | 22.839 | 21.301 | 19.426 | 17.55 | 15.674 | 13.798 | 11.923 | 10.047 | 8.4 | 6.789 | 5.264 | 3.903 | 2.696 | 1.501 | 0.746 | 0.338 | 0 | 0 | 0 | 0 | 0 | 0 | 0
| Electric Engagement | residential | waste_heat | DH | Annual | TWh | 0.013 | 0.013 | 0.012 | 0.014 | 0.015 | 0.016 | 0.017 | 0.018 | 0.019 | 0.02 | 0.021 | 0.021 | 0.022 | 0.022 | 0.023 | 0.023 | 0.032 | 0.042 | 0.051 | 0.06 | 0.069 | 0.078 | 0.086 | 0.095 | 0.103 | 0.112 | 0.121 | 0.129 | 0.138 | 0.147 | 0.157
| Hydrogen Evolution | residential | biofuel | Biofuel boiler | Annual | TWh | 0 | 0.015 | 0.038 | 0.065 | 0.115 | 0.188 | 0.293 | 0.366 | 0.425 | 0.477 | 0.524 | 0.557 | 0.583 | 0.607 | 0.627 | 0.647 | 0.816 | 1.094 | 1.364 | 1.616 | 1.847 | 2.153 | 2.497 | 2.86 | 3.237 | 3.627 | 4.116 | 4.591 | 5.085 | 5.602 | 6.149
| Hydrogen Evolution | residential | biofuel | Hybrid (ASHP + Biofuel boiler) | Annual | TWh | 0 | 0 | 0.001 | 0.003 | 0.006 | 0.01 | 0.014 | 0.018 | 0.022 | 0.026 | 0.031 | 0.039 | 0.049 | 0.061 | 0.075 | 0.09 | 0.093 | 0.099 | 0.103 | 0.107 | 0.109 | 0.111 | 0.113 | 0.115 | 0.116 | 0.117 | 0.115 | 0.111 | 0.105 | 0.096 | 0.087
| Hydrogen Evolution | residential | biomass | Biomass boiler | Annual | TWh | 0 | 0.01 | 0.018 | 0.067 | 0.123 | 0.156 | 0.176 | 0.192 | 0.204 | 0.213 | 0.219 | 0.221 | 0.223 | 0.225 | 0.227 | 0.229 | 0.281 | 0.401 | 0.478 | 0.548 | 0.649 | 0.75 | 0.848 | 0.944 | 1.038 | 1.128 | 1.203 | 1.27 | 1.334 | 1.392 | 1.445
| Hydrogen Evolution | residential | biomass | DH | Annual | TWh | 0 | 0 | 0 | 0 | 0 | 0 | 0 | 0 | 0 | 0 | 0 | 0 | 0 | 0 | 0 | 0 | 0 | 0 | 0 | 0 | 0 | 0 | 0 | 0 | 0 | 0 | 0 | 0 | 0 | 0 | 0
| Hydrogen Evolution | residential | biomethane | DH | Annual | TWh | 0.301 | 0.32 | 0.304 | 0.243 | 0.271 | 0.294 | 0.317 | 0.341 | 0.364 | 0.387 | 0.41 | 0.422 | 0.433 | 0.443 | 0.452 | 0.603 | 0.73 | 0.878 | 1.042 | 1.206 | 1.575 | 1.75 | 1.923 | 2.099 | 2.259 | 2.553 | 2.718 | 2.883 | 3.045 | 3.204 | 3.356
| Hydrogen Evolution | residential | dh_heat | DH | Annual | TWh | 4.559 | 4.845 | 4.592 | 4.884 | 5.474 | 6.206 | 6.668 | 7.096 | 7.491 | 7.857 | 8.193 | 8.445 | 8.656 | 8.861 | 9.059 | 9.257 | 11.253 | 13.577 | 16.158 | 18.733 | 21.224 | 23.605 | 25.971 | 28.364 | 30.533 | 32.655 | 34.758 | 36.863 | 38.917 | 40.944 | 42.868
| Hydrogen Evolution | residential | electricity | ASHP | Annual | TWh | 1.144 | 1.31 | 1.297 | 1.379 | 1.578 | 1.828 | 2.03 | 2.436 | 3.027 | 3.809 | 4.89 | 6.172 | 7.737 | 9.564 | 11.434 | 13.118 | 13.862 | 14.55 | 15.321 | 16.072 | 16.806 | 17.482 | 17.958 | 18.263 | 18.31 | 18.043 | 17.563 | 16.781 | 15.706 | 14.557 | 13.538
| Hydrogen Evolution | residential | electricity | DH | Annual | TWh | 1.462 | 1.553 | 1.471 | 1.582 | 1.78 | 1.866 | 1.951 | 2.036 | 2.121 | 2.206 | 2.291 | 2.362 | 2.421 | 2.479 | 2.534 | 2.554 | 3.102 | 3.741 | 4.45 | 5.157 | 5.792 | 6.44 | 7.085 | 7.736 | 8.327 | 8.871 | 9.441 | 10.012 | 10.568 | 11.118 | 11.64
| Hydrogen Evolution | residential | electricity | Electric resistive | Annual | TWh | 5.556 | 6.092 | 5.771 | 5.749 | 6.003 | 6.241 | 5.908 | 5.562 | 5.233 | 4.906 | 4.598 | 4.278 | 3.952 | 3.624 | 3.295 | 2.968 | 2.888 | 2.849 | 2.875 | 2.947 | 3.083 | 3.282 | 3.49 | 3.686 | 3.878 | 4.06 | 4.257 | 4.465 | 4.677 | 4.89 | 5.103
| Hydrogen Evolution | residential | electricity | GSHP | Annual | TWh | 0.119 | 0.148 | 0.157 | 0.181 | 0.212 | 0.252 | 0.325 | 0.398 | 0.467 | 0.534 | 0.6 | 0.673 | 0.732 | 0.791 | 0.857 | 0.935 | 1.441 | 1.97 | 2.563 | 3.162 | 3.766 | 4.368 | 4.963 | 5.554 | 6.101 | 6.641 | 7.15 | 7.631 | 8.106 | 8.578 | 9.03
| Hydrogen Evolution | residential | electricity | Hybrid (ASHP + Biofuel boiler) | Annual | TWh | 0 | 0.005 | 0.011 | 0.034 | 0.071 | 0.11 | 0.139 | 0.173 | 0.206 | 0.251 | 0.309 | 0.398 | 0.498 | 0.607 | 0.727 | 0.847 | 0.87 | 0.923 | 0.96 | 0.987 | 1.019 | 1.055 | 1.087 | 1.12 | 1.141 | 1.149 | 1.128 | 1.094 | 1.05 | 0.995 | 0.94
| Hydrogen Evolution | residential | electricity | Hybrid (ASHP + Electric resistive) | Annual | TWh | 0 | 0.02 | 0.04 | 0.086 | 0.156 | 0.245 | 0.316 | 0.401 | 0.481 | 0.573 | 0.677 | 0.825 | 0.994 | 1.248 | 1.616 | 2.213 | 2.825 | 3.539 | 4.321 | 5.1 | 5.869 | 6.643 | 7.396 | 8.157 | 8.834 | 9.481 | 10.078 | 10.645 | 11.113 | 11.458 | 11.544
| Hydrogen Evolution | residential | electricity | Hybrid (ASHP + Hydrogen boiler) | Annual | TWh | 0 | 0 | 0 | 0 | 0 | 0 | 0 | 0 | 0 | 0 | 0 | 0.02 | 0.042 | 0.068 | 0.117 | 0.215 | 0.738 | 1.317 | 1.98 | 2.653 | 3.326 | 4.001 | 4.669 | 5.34 | 5.944 | 6.533 | 7.097 | 7.653 | 8.193 | 8.704 | 9.141
| Hydrogen Evolution | residential | electricity off-peak | Electric storage | Annual | TWh | 14.449 | 15.449 | 14.29 | 13.89 | 14.196 | 14.501 | 13.881 | 13.225 | 12.636 | 12.055 | 11.54 | 11.001 | 10.404 | 9.735 | 8.969 | 8.189 | 8.143 | 8.181 | 8.384 | 8.648 | 9.005 | 9.37 | 9.77 | 10.123 | 10.467 | 10.765 | 11.061 | 11.421 | 11.857 | 12.394 | 12.954
| Hydrogen Evolution | residential | gas | DH | Annual | TWh | 0 | 0 | 0 | 0 | 0 | 0 | 0 | 0 | 0 | 0 | 0 | 0 | 0 | 0 | 0 | 0 | 0 | 0 | 0 | 0 | 0 | 0 | 0 | 0 | 0 | 0 | 0 | 0 | 0 | 0 | 0
| Hydrogen Evolution | residential | gas | Gas boiler | Annual | TWh | 305.605 | 303.499 | 267.962 | 265.709 | 278.187 | 293.344 | 289.826 | 285.823 | 281.155 | 275.177 | 267.666 | 257.087 | 245.138 | 231.997 | 218.14 | 203.73 | 185.466 | 167.512 | 149.665 | 131.897 | 114.123 | 97.267 | 80.896 | 65.192 | 50.795 | 37.933 | 28.138 | 19.713 | 12.481 | 5.964 | 0
| Hydrogen Evolution | residential | hydrogen | DH | Annual | TWh | 0 | 0 | 0 | 0 | 0 | 0 | 0 | 0 | 0 | 0 | 0 | 0 | 0 | 0 | 0 | 0 | 0 | 0 | 0 | 0 | 0 | 0 | 0 | 0 | 0 | 0 | 0 | 0 | 0 | 0 | 0
| Hydrogen Evolution | residential | hydrogen | Hybrid (ASHP + Hydrogen boiler) | Annual | TWh | 0 | 0 | 0 | 0 | 0 | 0 | 0 | 0 | 0 | 0 | 0 | 0.002 | 0.005 | 0.008 | 0.016 | 0.037 | 0.149 | 0.269 | 0.4 | 0.533 | 0.665 | 0.798 | 0.931 | 1.064 | 1.191 | 1.317 | 1.439 | 1.56 | 1.679 | 1.791 | 1.886
| Hydrogen Evolution | residential | hydrogen | Hydrogen boiler | Annual | TWh | 0 | 0 | 0 | 0 | 0 | 0 | 0 | 0 | 0 | 0 | 0 | 2.34 | 4.77 | 7.072 | 9.415 | 11.846 | 19.667 | 26.566 | 31.486 | 36.192 | 40.86 | 44.544 | 48.187 | 51.639 | 56.176 | 60.82 | 63.252 | 65.709 | 68.544 | 71.463 | 74.724
| Hydrogen Evolution | residential | other | Community | Annual | TWh | 1.451 | 1.453 | 1.294 | 1.294 | 1.366 | 1.449 | 1.426 | 1.385 | 1.342 | 1.294 | 1.243 | 1.177 | 1.106 | 1.031 | 0.952 | 0.873 | 0.775 | 0.677 | 0.58 | 0.484 | 0.392 | 0.318 | 0.262 | 0.208 | 0.16 | 0.114 | 0.084 | 0.058 | 0.036 | 0.018 | 0
| Hydrogen Evolution | residential | other | Oil boiler | Annual | TWh | 29.943 | 29.707 | 26.192 | 25.883 | 26.901 | 28.139 | 27.552 | 26.547 | 25.354 | 24.06 | 22.693 | 21.099 | 19.462 | 17.804 | 16.137 | 14.466 | 12.707 | 10.989 | 9.339 | 7.806 | 6.29 | 4.88 | 3.889 | 3.086 | 2.384 | 1.755 | 1.352 | 0.993 | 0.654 | 0.326 | 0
| Hydrogen Evolution | residential | waste_heat | DH | Annual | TWh | 0.013 | 0.013 | 0.012 | 0.013 | 0.014 | 0.016 | 0.017 | 0.018 | 0.019 | 0.02 | 0.021 | 0.022 | 0.022 | 0.022 | 0.023 | 0.023 | 0.028 | 0.034 | 0.04 | 0.047 | 0.053 | 0.058 | 0.064 | 0.07 | 0.075 | 0.08 | 0.085 | 0.09 | 0.095 | 0.1 | 0.104
| Counterfactual | residential | biofuel | Biofuel boiler | Annual | TWh | 0 | 0.015 | 0.038 | 0.057 | 0.091 | 0.144 | 0.222 | 0.26 | 0.285 | 0.304 | 0.316 | 0.331 | 0.344 | 0.357 | 0.369 | 0.381 | 0.408 | 0.429 | 0.455 | 0.482 | 0.508 | 0.58 | 0.695 | 0.827 | 0.967 | 1.113 | 1.303 | 1.547 | 1.791 | 2.036 | 2.286
| Counterfactual | residential | biofuel | Hybrid (ASHP + Biofuel boiler) | Annual | TWh | 0 | 0 | 0.001 | 0.002 | 0.005 | 0.008 | 0.01 | 0.014 | 0.017 | 0.019 | 0.022 | 0.022 | 0.023 | 0.024 | 0.025 | 0.025 | 0.027 | 0.028 | 0.028 | 0.027 | 0.026 | 0.024 | 0.022 | 0.019 | 0.018 | 0.016 | 0.016 | 0.017 | 0.017 | 0.018 | 0.018
| Counterfactual | residential | biomass | Biomass boiler | Annual | TWh | 0 | 0.01 | 0.018 | 0.063 | 0.11 | 0.143 | 0.164 | 0.176 | 0.184 | 0.191 | 0.196 | 0.202 | 0.207 | 0.212 | 0.217 | 0.221 | 0.218 | 0.215 | 0.173 | 0.133 | 0.114 | 0.099 | 0.091 | 0.087 | 0.086 | 0.085 | 0.085 | 0.085 | 0.086 | 0.087 | 0.088
| Counterfactual | residential | biomass | DH | Annual | TWh | 0 | 0 | 0 | 0 | 0 | 0 | 0 | 0 | 0 | 0 | 0 | 0 | 0 | 0 | 0 | 0 | 0 | 0 | 0 | 0 | 0 | 0 | 0 | 0 | 0 | 0 | 0 | 0 | 0 | 0 | 0
| Counterfactual | residential | biomethane | DH | Annual | TWh | 0.301 | 0.32 | 0.304 | 0.265 | 0.296 | 0.316 | 0.336 | 0.356 | 0.377 | 0.397 | 0.417 | 0.438 | 0.46 | 0.48 | 0.498 | 0.622 | 0.626 | 0.629 | 0.632 | 0.635 | 0.706 | 0.714 | 0.724 | 0.733 | 0.741 | 0.78 | 0.78 | 0.78 | 0.783 | 0.788 | 0.795
| Counterfactual | residential | dh_heat | DH | Annual | TWh | 4.559 | 4.845 | 4.592 | 4.842 | 5.404 | 6.084 | 6.391 | 6.668 | 6.946 | 7.239 | 7.575 | 7.958 | 8.346 | 8.704 | 9.037 | 9.339 | 9.402 | 9.455 | 9.519 | 9.567 | 9.603 | 9.716 | 9.85 | 9.978 | 10.082 | 10.139 | 10.145 | 10.144 | 10.177 | 10.24 | 10.339
| Counterfactual | residential | electricity | ASHP | Annual | TWh | 1.144 | 1.31 | 1.297 | 1.379 | 1.533 | 1.729 | 1.91 | 2.147 | 2.388 | 2.63 | 2.866 | 3.047 | 3.275 | 3.501 | 3.729 | 3.969 | 4.362 | 5.235 | 6.402 | 8.063 | 10.075 | 12.206 | 14.301 | 16.42 | 18.61 | 20.892 | 23.357 | 25.82 | 28.394 | 31.065 | 33.775
| Counterfactual | residential | electricity | DH | Annual | TWh | 1.462 | 1.553 | 1.471 | 1.582 | 1.752 | 1.811 | 1.871 | 1.931 | 1.991 | 2.05 | 2.11 | 2.217 | 2.324 | 2.424 | 2.517 | 2.575 | 2.593 | 2.608 | 2.626 | 2.639 | 2.632 | 2.663 | 2.701 | 2.736 | 2.765 | 2.772 | 2.774 | 2.773 | 2.782 | 2.8 | 2.827
| Counterfactual | residential | electricity | Electric resistive | Annual | TWh | 5.556 | 6.092 | 5.771 | 5.749 | 6.018 | 6.28 | 6 | 5.666 | 5.341 | 5.025 | 4.717 | 4.492 | 4.301 | 4.141 | 4.006 | 3.891 | 3.711 | 3.599 | 3.583 | 3.635 | 3.762 | 3.938 | 4.17 | 4.401 | 4.631 | 4.861 | 5.014 | 5.14 | 5.235 | 5.307 | 5.36
| Counterfactual | residential | electricity | GSHP | Annual | TWh | 0.119 | 0.148 | 0.157 | 0.181 | 0.211 | 0.247 | 0.322 | 0.397 | 0.469 | 0.538 | 0.605 | 0.669 | 0.757 | 0.843 | 0.927 | 1.008 | 1.269 | 1.534 | 1.795 | 2.055 | 2.311 | 2.525 | 2.74 | 2.955 | 3.173 | 3.392 | 3.602 | 3.798 | 3.998 | 4.202 | 4.41
| Counterfactual | residential | electricity | Hybrid (ASHP + Biofuel boiler) | Annual | TWh | 0 | 0.005 | 0.011 | 0.034 | 0.058 | 0.09 | 0.111 | 0.142 | 0.17 | 0.193 | 0.213 | 0.221 | 0.228 | 0.234 | 0.24 | 0.244 | 0.248 | 0.251 | 0.238 | 0.22 | 0.2 | 0.185 | 0.16 | 0.138 | 0.12 | 0.106 | 0.102 | 0.101 | 0.102 | 0.103 | 0.107
| Counterfactual | residential | electricity | Hybrid (ASHP + Electric resistive) | Annual | TWh | 0 | 0.02 | 0.04 | 0.086 | 0.139 | 0.218 | 0.269 | 0.349 | 0.426 | 0.501 | 0.57 | 0.602 | 0.628 | 0.648 | 0.664 | 0.678 | 0.7 | 0.722 | 0.717 | 0.692 | 0.645 | 0.609 | 0.545 | 0.484 | 0.424 | 0.369 | 0.35 | 0.338 | 0.332 | 0.33 | 0.331
| Counterfactual | residential | electricity off-peak | Electric storage | Annual | TWh | 14.449 | 15.449 | 14.29 | 13.89 | 14.235 | 14.609 | 14.115 | 13.518 | 12.96 | 12.446 | 11.979 | 11.669 | 11.39 | 11.138 | 10.907 | 10.692 | 10.646 | 10.698 | 10.917 | 11.191 | 11.513 | 11.787 | 12.165 | 12.524 | 12.853 | 13.149 | 13.296 | 13.419 | 13.517 | 13.596 | 13.658
| Counterfactual | residential | gas | DH | Annual | TWh | 0 | 0 | 0 | 0 | 0 | 0 | 0 | 0 | 0 | 0 | 0 | 0 | 0 | 0 | 0 | 0 | 0 | 0 | 0 | 0 | 0 | 0 | 0 | 0 | 0 | 0 | 0 | 0 | 0 | 0 | 0
| Counterfactual | residential | gas | Gas boiler | Annual | TWh | 305.605 | 303.499 | 267.962 | 266.804 | 280.175 | 296.464 | 294.483 | 292.56 | 290.691 | 288.865 | 287.075 | 285.316 | 283.178 | 281.048 | 278.921 | 276.797 | 275.97 | 273.946 | 271.267 | 267.027 | 261.46 | 255.34 | 249.113 | 242.735 | 236.006 | 228.879 | 221.156 | 213.344 | 205.104 | 196.489 | 187.661
| Counterfactual | residential | hydrogen | DH | Annual | TWh | 0 | 0 | 0 | 0 | 0 | 0 | 0 | 0 | 0 | 0 | 0 | 0 | 0 | 0 | 0 | 0 | 0 | 0 | 0 | 0 | 0 | 0 | 0 | 0 | 0 | 0 | 0 | 0 | 0 | 0 | 0
| Counterfactual | residential | other | Community | Annual | TWh | 1.451 | 1.453 | 1.294 | 1.296 | 1.371 | 1.461 | 1.45 | 1.439 | 1.413 | 1.385 | 1.353 | 1.337 | 1.317 | 1.292 | 1.261 | 1.227 | 1.167 | 1.093 | 1.013 | 0.929 | 0.84 | 0.762 | 0.682 | 0.616 | 0.553 | 0.493 | 0.416 | 0.343 | 0.274 | 0.21 | 0.149
| Counterfactual | residential | other | Oil boiler | Annual | TWh | 29.943 | 29.707 | 26.192 | 26.028 | 27.27 | 28.791 | 28.57 | 28.272 | 27.949 | 27.578 | 27.149 | 26.726 | 26.288 | 25.847 | 25.385 | 24.883 | 24.292 | 23.346 | 22.055 | 20.542 | 18.952 | 17.37 | 15.87 | 14.395 | 12.979 | 11.622 | 10.277 | 8.927 | 7.56 | 6.197 | 4.859
| Counterfactual | residential | waste_heat | DH | Annual | TWh | 0.013 | 0.013 | 0.012 | 0.014 | 0.015 | 0.017 | 0.018 | 0.019 | 0.02 | 0.021 | 0.022 | 0.023 | 0.024 | 0.025 | 0.026 | 0.027 | 0.027 | 0.028 | 0.028 | 0.028 | 0.028 | 0.028 | 0.028 | 0.028 | 0.028 | 0.028 | 0.027 | 0.027 | 0.027 | 0.027 | 0.027
| Five Year Forecast | residential | biofuel | Biofuel boiler | Annual | TWh | 2020: 0; 2021: 0.015; 2022: 0.038; 2023: 0.065; 2024: 0.115; 2025: 0.195; 2026: 0.324; 2027: 0.451; 2028: 0.638; 2029: 1.037
| Five Year Forecast | residential | biofuel | Hybrid (ASHP + Biofuel boiler) | Annual | TWh | 2020: 0; 2021: 0; 2022: 0.001; 2023: 0.003; 2024: 0.006; 2025: 0.01; 2026: 0.012; 2027: 0.016; 2028: 0.021; 2029: 0.027
| Five Year Forecast | residential | biomass | Biomass boiler | Annual | TWh | 2020: 0; 2021: 0.01; 2022: 0.018; 2023: 0.065; 2024: 0.122; 2025: 0.156; 2026: 0.178; 2027: 0.19; 2028: 0.197; 2029: 0.202
| Five Year Forecast | residential | biomass | DH | Annual | TWh | 2020: 0; 2021: 0; 2022: 0; 2023: 0; 2024: 0; 2025: 0; 2026: 0; 2027: 0; 2028: 0; 2029: 0
| Five Year Forecast | residential | biomethane | DH | Annual | TWh | 2020: 0.301; 2021: 0.32; 2022: 0.304; 2023: 0.267; 2024: 0.3; 2025: 0.328; 2026: 0.356; 2027: 0.384; 2028: 0.413; 2029: 0.441
| Five Year Forecast | residential | dh_heat | DH | Annual | TWh | 2020: 4.559; 2021: 4.845; 2022: 4.592; 2023: 4.88; 2024: 5.469; 2025: 6.202; 2026: 6.717; 2027: 7.229; 2028: 7.706; 2029: 8.136
| Five Year Forecast | residential | electricity | ASHP | Annual | TWh | 2020: 1.144; 2021: 1.31; 2022: 1.297; 2023: 1.379; 2024: 1.571; 2025: 1.784; 2026: 1.995; 2027: 2.321; 2028: 2.816; 2029: 3.439
| Five Year Forecast | residential | electricity | DH | Annual | TWh | 2020: 1.462; 2021: 1.553; 2022: 1.471; 2023: 1.582; 2024: 1.772; 2025: 1.872; 2026: 1.973; 2027: 2.073; 2028: 2.173; 2029: 2.274
| Five Year Forecast | residential | electricity | Electric resistive | Annual | TWh | 2020: 5.556; 2021: 6.092; 2022: 5.771; 2023: 5.749; 2024: 6.003; 2025: 6.257; 2026: 6.016; 2027: 5.724; 2028: 5.432; 2029: 5.144
| Five Year Forecast | residential | electricity | GSHP | Annual | TWh | 2020: 0.119; 2021: 0.148; 2022: 0.157; 2023: 0.181; 2024: 0.214; 2025: 0.253; 2026: 0.336; 2027: 0.42; 2028: 0.501; 2029: 0.579
| Five Year Forecast | residential | electricity | Hybrid (ASHP + Biofuel boiler) | Annual | TWh | 2020: 0; 2021: 0.005; 2022: 0.011; 2023: 0.034; 2024: 0.071; 2025: 0.106; 2026: 0.128; 2027: 0.162; 2028: 0.203; 2029: 0.26
| Five Year Forecast | residential | electricity | Hybrid (ASHP + Electric resistive) | Annual | TWh | 2020: 0; 2021: 0.02; 2022: 0.04; 2023: 0.086; 2024: 0.157; 2025: 0.239; 2026: 0.295; 2027: 0.379; 2028: 0.475; 2029: 0.584
| Five Year Forecast | residential | electricity off-peak | Electric storage | Annual | TWh | 2020: 14.449; 2021: 15.449; 2022: 14.29; 2023: 13.89; 2024: 14.196; 2025: 14.538; 2026: 14.005; 2027: 13.351; 2028: 12.694; 2029: 12.053
| Five Year Forecast | residential | gas | DH | Annual | TWh | 2020: 0; 2021: 0; 2022: 0; 2023: 0; 2024: 0; 2025: 0; 2026: 0; 2027: 0; 2028: 0; 2029: 0
| Five Year Forecast | residential | gas | Gas boiler | Annual | TWh | 2020: 305.605; 2021: 303.499; 2022: 267.962; 2023: 265.708; 2024: 278.186; 2025: 293.348; 2026: 289.832; 2027: 286.234; 2028: 282.305; 2029: 277.797
| Five Year Forecast | residential | hydrogen | DH | Annual | TWh | 2020: 0; 2021: 0; 2022: 0; 2023: 0; 2024: 0; 2025: 0; 2026: 0; 2027: 0; 2028: 0; 2029: 0
| Five Year Forecast | residential | other | Community | Annual | TWh | 2020: 1.451; 2021: 1.453; 2022: 1.294; 2023: 1.294; 2024: 1.366; 2025: 1.452; 2026: 1.435; 2027: 1.395; 2028: 1.348; 2029: 1.293
| Five Year Forecast | residential | other | Oil boiler | Annual | TWh | 2020: 29.943; 2021: 29.707; 2022: 26.192; 2023: 25.886; 2024: 26.921; 2025: 28.234; 2026: 27.717; 2027: 26.92; 2028: 25.79; 2029: 24.388
| Five Year Forecast | residential | waste_heat | DH | Annual | TWh | 2020: 0.013; 2021: 0.013; 2022: 0.012; 2023: 0.014; 2024: 0.015; 2025: 0.017; 2026: 0.019; 2027: 0.02; 2028: 0.021; 2029: 0.022
| Holistic Transition | commercial | biofuel | Biofuel boiler | Annual | TWh | 0 | 0 | 0 | 0 | 0 | 0 | 0 | 0.002 | 0.011 | 0.119 | 0.262 | 0.417 | 0.584 | 0.756 | 0.924 | 1.088 | 1.284 | 1.51 | 1.729 | 1.945 | 2.158 | 2.375 | 2.582 | 2.778 | 2.875 | 2.942 | 2.986 | 3.018 | 3.042 | 3.071 | 3.108
| Holistic Transition | commercial | biofuel | Hybrid (ASHP + Biofuel boiler) | Annual | TWh | 0 | 0 | 0.008 | 0.022 | 0.03 | 0.038 | 0.047 | 0.057 | 0.067 | 0.077 | 0.087 | 0.096 | 0.106 | 0.117 | 0.128 | 0.138 | 0.145 | 0.152 | 0.16 | 0.167 | 0.175 | 0.182 | 0.189 | 0.196 | 0.203 | 0.208 | 0.215 | 0.22 | 0.226 | 0.231 | 0.236
| Holistic Transition | commercial | biomass | Biomass boiler | Annual | TWh | 2.694 | 2.515 | 2.265 | 2.103 | 1.928 | 1.761 | 1.637 | 1.539 | 1.469 | 1.414 | 1.413 | 1.422 | 1.477 | 1.572 | 1.68 | 1.799 | 2.498 | 2.656 | 2.926 | 3.187 | 3.428 | 3.626 | 3.771 | 3.904 | 4.032 | 4.13 | 4.222 | 4.284 | 4.32 | 4.347 | 4.364
| Holistic Transition | commercial | biomass | Biomass CHP | Annual | TWh | 0 | 0 | 0 | 0.022 | 0.109 | 0.347 | 0.686 | 0.911 | 0.988 | 1.021 | 1.104 | 1.177 | 1.258 | 1.348 | 1.445 | 1.547 | 1.942 | 2.298 | 2.598 | 2.781 | 2.781 | 2.696 | 2.764 | 2.937 | 3.126 | 3.243 | 3.367 | 3.473 | 3.561 | 3.638 | 3.716
| Holistic Transition | commercial | biomass | DH | Annual | TWh | 0 | 0 | 0 | 0 | 0 | 0 | 0 | 0 | 0 | 0 | 0 | 0 | 0 | 0 | 0 | 0 | 0 | 0 | 0 | 0 | 0 | 0 | 0 | 0 | 0 | 0 | 0 | 0 | 0 | 0 | 0
| Holistic Transition | commercial | biomethane | DH | Annual | TWh | 0 | 0.01 | 0.02 | 0.029 | 0.044 | 0.061 | 0.078 | 0.094 | 0.11 | 0.126 | 0.142 | 0.16 | 0.179 | 0.199 | 0.22 | 0.235 | 0.267 | 0.302 | 0.341 | 0.387 | 0.58 | 0.655 | 0.729 | 0.803 | 0.877 | 1.044 | 1.125 | 1.204 | 1.284 | 1.362 | 1.44
| Holistic Transition | commercial | dh_heat | DH | Annual | TWh | 0 | 0.144 | 0.305 | 0.535 | 0.812 | 1.094 | 1.375 | 1.665 | 1.962 | 2.261 | 2.592 | 2.915 | 3.267 | 3.63 | 4.005 | 4.449 | 5.048 | 5.704 | 6.449 | 7.313 | 8.28 | 9.349 | 10.395 | 11.447 | 12.51 | 13.553 | 14.596 | 15.627 | 16.653 | 17.666 | 18.647
| Holistic Transition | commercial | electricity | ASHP | Annual | TWh | 0.03 | 0.159 | 0.363 | 0.64 | 0.827 | 1.027 | 1.241 | 1.603 | 2.009 | 2.462 | 2.986 | 3.55 | 4.119 | 4.692 | 5.262 | 5.828 | 6.379 | 6.97 | 7.547 | 8.124 | 8.689 | 9.251 | 9.667 | 10.037 | 10.343 | 10.559 | 10.736 | 10.917 | 11.091 | 11.267 | 11.445
| Holistic Transition | commercial | electricity | DH | Annual | TWh | 0 | 0.042 | 0.09 | 0.158 | 0.244 | 0.314 | 0.383 | 0.452 | 0.52 | 0.587 | 0.652 | 0.734 | 0.823 | 0.915 | 1.01 | 1.036 | 1.176 | 1.33 | 1.505 | 1.709 | 1.907 | 2.155 | 2.397 | 2.642 | 2.888 | 3.109 | 3.349 | 3.587 | 3.824 | 4.058 | 4.284
| Holistic Transition | commercial | electricity | Electric resistive | Annual | TWh | 9.256 | 9.249 | 8.882 | 9.004 | 8.648 | 8.445 | 8.099 | 7.691 | 7.24 | 6.771 | 6.272 | 5.771 | 5.271 | 4.77 | 4.27 | 3.769 | 3.358 | 2.986 | 2.64 | 2.339 | 2.138 | 2.02 | 1.919 | 1.856 | 1.845 | 1.889 | 1.911 | 1.937 | 1.968 | 2.005 | 2.038
| Holistic Transition | commercial | electricity | GSHP | Annual | TWh | 0.02 | 0.067 | 0.122 | 0.215 | 0.249 | 0.301 | 0.349 | 0.422 | 0.497 | 0.572 | 0.656 | 0.743 | 0.826 | 0.909 | 0.992 | 1.076 | 1.213 | 1.352 | 1.484 | 1.612 | 1.737 | 1.806 | 1.849 | 1.894 | 1.943 | 1.991 | 2.042 | 2.074 | 2.108 | 2.143 | 2.171
| Holistic Transition | commercial | electricity | Hybrid (ASHP + Biofuel boiler) | Annual | TWh | 0 | 0 | 0.041 | 0.115 | 0.156 | 0.194 | 0.233 | 0.276 | 0.32 | 0.36 | 0.4 | 0.439 | 0.479 | 0.52 | 0.561 | 0.601 | 0.619 | 0.637 | 0.657 | 0.68 | 0.702 | 0.727 | 0.749 | 0.771 | 0.795 | 0.814 | 0.836 | 0.856 | 0.875 | 0.895 | 0.915
| Holistic Transition | commercial | electricity | Hybrid (ASHP + Electric resistive) | Annual | TWh | 0 | 0.002 | 0.06 | 0.142 | 0.221 | 0.321 | 0.477 | 0.665 | 0.861 | 1.055 | 1.252 | 1.437 | 1.623 | 1.811 | 1.996 | 2.174 | 2.453 | 2.7 | 2.95 | 3.191 | 3.376 | 3.532 | 3.685 | 3.822 | 3.949 | 4.06 | 4.191 | 4.33 | 4.469 | 4.61 | 4.743
| Holistic Transition | commercial | electricity | Hybrid (ASHP + Hydrogen boiler) | Annual | TWh | 0 | 0 | 0 | 0 | 0 | 0 | 0 | 0 | 0 | 0 | 0 | 0.056 | 0.112 | 0.169 | 0.225 | 0.28 | 0.35 | 0.423 | 0.495 | 0.565 | 0.633 | 0.703 | 0.775 | 0.842 | 0.906 | 0.966 | 0.973 | 0.982 | 0.989 | 0.998 | 1.005
| Holistic Transition | commercial | electricity off-peak | Electric storage | Annual | TWh | 0.047 | 0.044 | 0.04 | 0.038 | 0.034 | 0.031 | 0.028 | 0.025 | 0.021 | 0.018 | 0.042 | 0.063 | 0.087 | 0.112 | 0.136 | 0.16 | 0.345 | 0.515 | 0.666 | 0.797 | 0.911 | 1.009 | 1.095 | 1.17 | 1.231 | 1.262 | 1.288 | 1.308 | 1.323 | 1.335 | 1.347
| Holistic Transition | commercial | gas | DH | Annual | TWh | 0 | 0 | 0 | 0 | 0 | 0 | 0 | 0 | 0 | 0 | 0 | 0 | 0 | 0 | 0 | 0 | 0 | 0 | 0 | 0 | 0 | 0 | 0 | 0 | 0 | 0 | 0 | 0 | 0 | 0 | 0
| Holistic Transition | commercial | gas | Gas boiler | Annual | TWh | 68.47 | 68.777 | 66.909 | 67.413 | 67.566 | 67.551 | 67.32 | 66.313 | 65.081 | 63.583 | 61.792 | 59.616 | 57.318 | 54.924 | 52.454 | 49.896 | 45.147 | 40.536 | 35.927 | 31.331 | 26.928 | 22.766 | 19.341 | 16.14 | 13.211 | 10.57 | 8.283 | 6.11 | 4.02 | 1.989 | 0
| Holistic Transition | commercial | gas | Gas CHP | Annual | TWh | 7.634 | 7.125 | 6.417 | 5.968 | 5.471 | 4.973 | 4.476 | 3.979 | 3.481 | 2.984 | 2.487 | 1.989 | 1.492 | 0.995 | 0.497 | 0 | 0 | 0 | 0 | 0 | 0 | 0 | 0 | 0 | 0 | 0 | 0 | 0 | 0 | 0 | 0
| Holistic Transition | commercial | hydrogen | DH | Annual | TWh | 0 | 0 | 0 | 0 | 0 | 0 | 0 | 0 | 0 | 0 | 0 | 0 | 0 | 0 | 0 | 0 | 0 | 0 | 0 | 0 | 0 | 0 | 0 | 0 | 0 | 0 | 0 | 0 | 0 | 0 | 0
| Holistic Transition | commercial | hydrogen | Hybrid (ASHP + Hydrogen boiler) | Annual | TWh | 0 | 0 | 0 | 0 | 0 | 0 | 0 | 0 | 0 | 0 | 0 | 0.014 | 0.029 | 0.044 | 0.06 | 0.075 | 0.094 | 0.114 | 0.134 | 0.153 | 0.172 | 0.192 | 0.211 | 0.23 | 0.248 | 0.264 | 0.268 | 0.271 | 0.273 | 0.276 | 0.278
| Holistic Transition | commercial | hydrogen | Hydrogen boiler | Annual | TWh | 0 | 0 | 0 | 0 | 0 | 0 | 0 | 0 | 0 | 0 | 0 | 0.015 | 0.035 | 0.057 | 0.086 | 0.118 | 0.19 | 0.266 | 0.339 | 0.41 | 0.478 | 0.545 | 0.605 | 0.718 | 0.866 | 1.027 | 1.181 | 1.332 | 1.48 | 1.623 | 1.769
| Holistic Transition | commercial | other | Community | Annual | TWh | 0.373 | 1.06 | 1.433 | 1.562 | 1.931 | 2.267 | 2.579 | 2.849 | 3.083 | 3.296 | 3.48 | 3.553 | 3.642 | 3.722 | 3.835 | 3.911 | 3.34 | 2.845 | 2.471 | 2.075 | 1.732 | 1.428 | 1.172 | 0.958 | 0.76 | 0.575 | 0.446 | 0.329 | 0.216 | 0.091 | 0
| Holistic Transition | commercial | other | Oil boiler | Annual | TWh | 29.214 | 28.266 | 26.179 | 24.8 | 23.44 | 22.004 | 20.512 | 19.01 | 17.504 | 15.957 | 14.057 | 12.156 | 10.256 | 8.355 | 6.454 | 4.554 | 3.797 | 3.153 | 2.556 | 2.016 | 1.551 | 1.143 | 0.745 | 0.352 | 0 | 0 | 0 | 0 | 0 | 0 | 0
| Holistic Transition | commercial | waste_heat | DH | Annual | TWh | 0 | 0.012 | 0.023 | 0.039 | 0.056 | 0.073 | 0.09 | 0.107 | 0.125 | 0.142 | 0.16 | 0.177 | 0.197 | 0.216 | 0.237 | 0.261 | 0.291 | 0.325 | 0.362 | 0.404 | 0.452 | 0.503 | 0.554 | 0.605 | 0.657 | 0.707 | 0.758 | 0.807 | 0.856 | 0.904 | 0.95
| Electric Engagement | commercial | biofuel | Biofuel boiler | Annual | TWh | 0 | 0 | 0 | 0 | 0 | 0 | 0 | 0.002 | 0.012 | 0.127 | 0.281 | 0.431 | 0.612 | 0.793 | 0.974 | 1.154 | 1.379 | 1.605 | 1.829 | 2.052 | 2.272 | 2.498 | 2.713 | 2.916 | 3.015 | 3.068 | 3.123 | 3.144 | 3.165 | 3.187 | 3.217
| Electric Engagement | commercial | biofuel | Hybrid (ASHP + Biofuel boiler) | Annual | TWh | 0 | 0 | 0.008 | 0.022 | 0.03 | 0.039 | 0.049 | 0.059 | 0.068 | 0.075 | 0.083 | 0.091 | 0.1 | 0.111 | 0.124 | 0.137 | 0.146 | 0.154 | 0.161 | 0.169 | 0.176 | 0.183 | 0.19 | 0.198 | 0.207 | 0.216 | 0.225 | 0.232 | 0.238 | 0.244 | 0.248
| Electric Engagement | commercial | biomass | Biomass boiler | Annual | TWh | 2.694 | 2.515 | 2.265 | 2.103 | 1.928 | 1.753 | 1.578 | 1.452 | 1.324 | 1.194 | 1.09 | 0.987 | 0.894 | 0.807 | 0.827 | 0.892 | 1.028 | 1.321 | 1.605 | 1.879 | 2.164 | 2.45 | 2.707 | 2.965 | 3.164 | 3.355 | 3.598 | 3.835 | 4.079 | 4.317 | 4.514
| Electric Engagement | commercial | biomass | Biomass CHP | Annual | TWh | 0 | 0 | 0 | 0 | 0 | 0 | 0 | 0 | 0 | 0 | 0.061 | 0.121 | 0.198 | 0.274 | 0.351 | 0.427 | 0.915 | 1.37 | 1.794 | 2.185 | 2.546 | 2.875 | 3.177 | 3.453 | 3.698 | 3.869 | 4.021 | 4.142 | 4.25 | 4.345 | 4.413
| Electric Engagement | commercial | biomass | DH | Annual | TWh | 0 | 0 | 0 | 0 | 0 | 0 | 0 | 0 | 0 | 0 | 0 | 0 | 0 | 0 | 0 | 0 | 0 | 0 | 0 | 0 | 0 | 0 | 0 | 0 | 0 | 0 | 0 | 0 | 0 | 0 | 0
| Electric Engagement | commercial | biomethane | DH | Annual | TWh | 0 | 0.01 | 0.02 | 0.031 | 0.047 | 0.067 | 0.087 | 0.107 | 0.128 | 0.148 | 0.168 | 0.188 | 0.211 | 0.235 | 0.258 | 0.248 | 0.284 | 0.317 | 0.348 | 0.377 | 0.456 | 0.492 | 0.534 | 0.584 | 0.638 | 0.85 | 0.925 | 1 | 1.078 | 1.159 | 1.243
| Electric Engagement | commercial | dh_heat | DH | Annual | TWh | 0 | 0.144 | 0.305 | 0.545 | 0.826 | 1.124 | 1.437 | 1.74 | 2.031 | 2.312 | 2.618 | 2.922 | 3.284 | 3.651 | 4.023 | 4.405 | 5.032 | 5.614 | 6.144 | 6.654 | 7.182 | 7.753 | 8.411 | 9.181 | 10.026 | 10.912 | 11.853 | 12.803 | 13.786 | 14.799 | 15.865
| Electric Engagement | commercial | electricity | ASHP | Annual | TWh | 0.03 | 0.159 | 0.363 | 0.64 | 0.844 | 1.057 | 1.285 | 1.634 | 2.03 | 2.448 | 2.929 | 3.447 | 3.987 | 4.543 | 5.105 | 5.682 | 6.267 | 6.848 | 7.434 | 8.042 | 8.646 | 9.25 | 9.681 | 10.057 | 10.407 | 10.672 | 10.883 | 11.064 | 11.227 | 11.376 | 11.513
| Electric Engagement | commercial | electricity | DH | Annual | TWh | 0 | 0.042 | 0.09 | 0.158 | 0.248 | 0.315 | 0.381 | 0.449 | 0.517 | 0.585 | 0.653 | 0.729 | 0.82 | 0.912 | 1.006 | 1.022 | 1.17 | 1.306 | 1.431 | 1.55 | 1.662 | 1.794 | 1.947 | 2.126 | 2.323 | 2.496 | 2.712 | 2.931 | 3.157 | 3.39 | 3.636
| Electric Engagement | commercial | electricity | Electric resistive | Annual | TWh | 9.256 | 9.249 | 8.882 | 9.004 | 8.648 | 8.424 | 8.082 | 7.786 | 7.583 | 7.527 | 7.529 | 7.535 | 7.533 | 7.298 | 6.871 | 6.405 | 6.063 | 5.765 | 5.497 | 5.286 | 5.183 | 5.146 | 5.038 | 4.809 | 4.476 | 4.091 | 3.699 | 3.391 | 3.268 | 3.216 | 3.262
| Electric Engagement | commercial | electricity | GSHP | Annual | TWh | 0.02 | 0.067 | 0.122 | 0.215 | 0.256 | 0.309 | 0.359 | 0.43 | 0.501 | 0.57 | 0.648 | 0.725 | 0.8 | 0.873 | 0.944 | 1.019 | 1.199 | 1.375 | 1.545 | 1.712 | 1.876 | 1.982 | 2.081 | 2.179 | 2.281 | 2.377 | 2.473 | 2.552 | 2.632 | 2.714 | 2.792
| Electric Engagement | commercial | electricity | Hybrid (ASHP + Biofuel boiler) | Annual | TWh | 0 | 0 | 0.041 | 0.115 | 0.158 | 0.2 | 0.245 | 0.288 | 0.33 | 0.362 | 0.396 | 0.429 | 0.469 | 0.513 | 0.561 | 0.609 | 0.636 | 0.655 | 0.675 | 0.698 | 0.717 | 0.737 | 0.76 | 0.784 | 0.818 | 0.848 | 0.878 | 0.902 | 0.923 | 0.942 | 0.958
| Electric Engagement | commercial | electricity | Hybrid (ASHP + Electric resistive) | Annual | TWh | 0 | 0.002 | 0.06 | 0.142 | 0.227 | 0.345 | 0.503 | 0.716 | 0.932 | 1.126 | 1.317 | 1.504 | 1.691 | 1.907 | 2.13 | 2.341 | 2.656 | 2.933 | 3.22 | 3.5 | 3.714 | 3.911 | 4.077 | 4.238 | 4.412 | 4.591 | 4.769 | 4.963 | 5.133 | 5.312 | 5.461
| Electric Engagement | commercial | electricity off-peak | Electric storage | Annual | TWh | 0.047 | 0.044 | 0.04 | 0.038 | 0.034 | 0.031 | 0.028 | 0.025 | 0.021 | 0.018 | 0.045 | 0.071 | 0.105 | 0.139 | 0.173 | 0.206 | 0.442 | 0.662 | 0.867 | 1.056 | 1.23 | 1.39 | 1.536 | 1.671 | 1.791 | 1.875 | 1.948 | 2.009 | 2.063 | 2.111 | 2.147
| Electric Engagement | commercial | gas | DH | Annual | TWh | 0 | 0 | 0 | 0 | 0 | 0 | 0 | 0 | 0 | 0 | 0 | 0 | 0 | 0 | 0 | 0 | 0 | 0 | 0 | 0 | 0 | 0 | 0 | 0 | 0 | 0 | 0 | 0 | 0 | 0 | 0
| Electric Engagement | commercial | gas | Gas boiler | Annual | TWh | 68.47 | 68.777 | 66.909 | 67.418 | 67.569 | 67.525 | 67.318 | 66.265 | 64.906 | 63.349 | 61.538 | 59.55 | 57.441 | 55.271 | 53.064 | 50.806 | 46.062 | 41.447 | 36.832 | 32.244 | 27.861 | 23.682 | 20.306 | 17.214 | 14.326 | 11.691 | 9.232 | 6.885 | 4.59 | 2.308 | 0
| Electric Engagement | commercial | gas | Gas CHP | Annual | TWh | 7.634 | 7.125 | 6.417 | 5.968 | 5.471 | 4.973 | 4.476 | 3.979 | 3.481 | 2.984 | 2.487 | 1.989 | 1.492 | 0.995 | 0.497 | 0 | 0 | 0 | 0 | 0 | 0 | 0 | 0 | 0 | 0 | 0 | 0 | 0 | 0 | 0 | 0
| Electric Engagement | commercial | hydrogen | DH | Annual | TWh | 0 | 0 | 0 | 0 | 0 | 0 | 0 | 0 | 0 | 0 | 0 | 0 | 0 | 0 | 0 | 0 | 0 | 0 | 0 | 0 | 0 | 0 | 0 | 0 | 0 | 0 | 0 | 0 | 0 | 0 | 0
| Electric Engagement | commercial | other | Community | Annual | TWh | 0.373 | 1.06 | 1.433 | 1.461 | 1.757 | 2.066 | 2.363 | 2.62 | 2.842 | 3.066 | 3.284 | 3.455 | 3.574 | 3.707 | 3.849 | 3.947 | 3.355 | 2.839 | 2.514 | 2.155 | 1.808 | 1.494 | 1.234 | 1.018 | 0.806 | 0.609 | 0.464 | 0.341 | 0.221 | 0.095 | 0
| Electric Engagement | commercial | other | Oil boiler | Annual | TWh | 29.214 | 28.266 | 26.179 | 24.851 | 23.514 | 22.121 | 20.699 | 19.256 | 17.79 | 16.28 | 14.379 | 12.478 | 10.578 | 8.677 | 6.777 | 4.876 | 4.1 | 3.441 | 2.83 | 2.265 | 1.757 | 1.278 | 0.822 | 0.389 | 0 | 0 | 0 | 0 | 0 | 0 | 0
| Electric Engagement | commercial | waste_heat | DH | Annual | TWh | 0 | 0.012 | 0.023 | 0.038 | 0.056 | 0.073 | 0.092 | 0.109 | 0.126 | 0.141 | 0.158 | 0.174 | 0.193 | 0.213 | 0.233 | 0.254 | 0.282 | 0.31 | 0.336 | 0.362 | 0.389 | 0.419 | 0.453 | 0.492 | 0.534 | 0.578 | 0.625 | 0.671 | 0.718 | 0.766 | 0.816
| Hydrogen Evolution | commercial | biofuel | Biofuel boiler | Annual | TWh | 0 | 0 | 0 | 0 | 0 | 0 | 0 | 0.001 | 0.001 | 0.002 | 0.003 | 0.004 | 0.005 | 0.006 | 0.007 | 0.007 | 0.026 | 0.046 | 0.064 | 0.082 | 0.099 | 0.116 | 0.12 | 0.124 | 0.128 | 0.133 | 0.138 | 0.144 | 0.15 | 0.157 | 0.165
| Hydrogen Evolution | commercial | biofuel | Hybrid (ASHP + Biofuel boiler) | Annual | TWh | 0 | 0 | 0.008 | 0.016 | 0.023 | 0.03 | 0.04 | 0.05 | 0.059 | 0.068 | 0.077 | 0.085 | 0.095 | 0.107 | 0.119 | 0.132 | 0.148 | 0.156 | 0.165 | 0.174 | 0.183 | 0.19 | 0.198 | 0.206 | 0.214 | 0.222 | 0.232 | 0.239 | 0.245 | 0.251 | 0.255
| Hydrogen Evolution | commercial | biomass | Biomass boiler | Annual | TWh | 2.694 | 2.515 | 2.265 | 2.155 | 1.976 | 1.796 | 1.617 | 1.437 | 1.257 | 1.078 | 0.898 | 0.718 | 0.539 | 0.359 | 0.18 | 0 | 0.414 | 0.893 | 1.391 | 1.879 | 2.358 | 2.826 | 3.273 | 3.705 | 4.129 | 4.536 | 4.933 | 5.321 | 5.698 | 6.071 | 6.435
| Hydrogen Evolution | commercial | biomass | Biomass CHP | Annual | TWh | 0 | 0 | 0 | 0 | 0 | 0 | 0 | 0 | 0 | 0 | 0 | 0 | 0 | 0 | 0 | 0 | 0.427 | 1.014 | 1.653 | 2.274 | 2.872 | 3.449 | 3.971 | 4.469 | 4.937 | 5.362 | 5.762 | 6.137 | 6.485 | 6.812 | 7.121
| Hydrogen Evolution | commercial | biomass | DH | Annual | TWh | 0 | 0 | 0 | 0 | 0 | 0 | 0 | 0 | 0 | 0 | 0 | 0 | 0 | 0 | 0 | 0 | 0 | 0 | 0 | 0 | 0 | 0 | 0 | 0 | 0 | 0 | 0 | 0 | 0 | 0 | 0
| Hydrogen Evolution | commercial | biomethane | DH | Annual | TWh | 0 | 0.01 | 0.02 | 0.026 | 0.04 | 0.055 | 0.071 | 0.087 | 0.103 | 0.119 | 0.135 | 0.146 | 0.158 | 0.17 | 0.183 | 0.251 | 0.282 | 0.317 | 0.349 | 0.379 | 0.463 | 0.494 | 0.525 | 0.556 | 0.585 | 0.661 | 0.695 | 0.727 | 0.757 | 0.786 | 0.811
| Hydrogen Evolution | commercial | dh_heat | DH | Annual | TWh | 0 | 0.144 | 0.305 | 0.56 | 0.862 | 1.183 | 1.512 | 1.826 | 2.134 | 2.433 | 2.724 | 2.943 | 3.182 | 3.43 | 3.689 | 3.969 | 4.438 | 4.97 | 5.476 | 5.935 | 6.366 | 6.781 | 7.215 | 7.637 | 8.026 | 8.402 | 8.829 | 9.233 | 9.616 | 9.976 | 10.3
| Hydrogen Evolution | commercial | electricity | ASHP | Annual | TWh | 0.03 | 0.159 | 0.363 | 0.64 | 0.776 | 0.975 | 1.207 | 1.567 | 1.921 | 2.272 | 2.622 | 2.949 | 3.303 | 3.677 | 4.054 | 4.435 | 4.737 | 4.98 | 5.245 | 5.537 | 5.825 | 6.1 | 6.237 | 6.393 | 6.565 | 6.752 | 6.978 | 7.189 | 7.396 | 7.608 | 7.827
| Hydrogen Evolution | commercial | electricity | DH | Annual | TWh | 0 | 0.042 | 0.09 | 0.158 | 0.262 | 0.336 | 0.411 | 0.486 | 0.563 | 0.64 | 0.717 | 0.774 | 0.838 | 0.903 | 0.972 | 1.032 | 1.157 | 1.297 | 1.431 | 1.552 | 1.653 | 1.761 | 1.875 | 1.985 | 2.086 | 2.173 | 2.283 | 2.388 | 2.488 | 2.581 | 2.665
| Hydrogen Evolution | commercial | electricity | Electric resistive | Annual | TWh | 9.256 | 9.249 | 8.882 | 9.004 | 8.955 | 8.809 | 8.451 | 8.118 | 7.83 | 7.616 | 7.508 | 7.488 | 7.23 | 6.811 | 6.32 | 5.779 | 5.28 | 4.855 | 4.443 | 4.034 | 3.744 | 3.571 | 3.36 | 3.084 | 2.72 | 2.265 | 1.844 | 1.571 | 1.358 | 1.234 | 1.185
| Hydrogen Evolution | commercial | electricity | GSHP | Annual | TWh | 0.02 | 0.067 | 0.122 | 0.215 | 0.239 | 0.293 | 0.347 | 0.426 | 0.504 | 0.582 | 0.659 | 0.735 | 0.811 | 0.889 | 0.971 | 1.057 | 1.198 | 1.357 | 1.524 | 1.69 | 1.855 | 1.969 | 2.067 | 2.163 | 2.26 | 2.355 | 2.447 | 2.513 | 2.576 | 2.636 | 2.695
| Hydrogen Evolution | commercial | electricity | Hybrid (ASHP + Biofuel boiler) | Annual | TWh | 0 | 0 | 0.041 | 0.115 | 0.116 | 0.154 | 0.2 | 0.245 | 0.287 | 0.327 | 0.366 | 0.401 | 0.445 | 0.497 | 0.551 | 0.604 | 0.677 | 0.707 | 0.74 | 0.78 | 0.815 | 0.845 | 0.877 | 0.911 | 0.945 | 0.981 | 1.021 | 1.054 | 1.08 | 1.105 | 1.126
| Hydrogen Evolution | commercial | electricity | Hybrid (ASHP + Electric resistive) | Annual | TWh | 0 | 0.002 | 0.06 | 0.142 | 0.146 | 0.197 | 0.3 | 0.435 | 0.606 | 0.797 | 0.984 | 1.109 | 1.246 | 1.378 | 1.497 | 1.604 | 1.783 | 1.936 | 2.113 | 2.298 | 2.469 | 2.607 | 2.724 | 2.798 | 2.845 | 2.891 | 2.978 | 3.069 | 3.173 | 3.282 | 3.4
| Hydrogen Evolution | commercial | electricity | Hybrid (ASHP + Hydrogen boiler) | Annual | TWh | 0 | 0 | 0 | 0 | 0 | 0 | 0 | 0 | 0 | 0 | 0 | 0.129 | 0.279 | 0.451 | 0.632 | 0.817 | 1.03 | 1.282 | 1.559 | 1.848 | 2.148 | 2.47 | 2.826 | 3.202 | 3.599 | 4.004 | 4.308 | 4.605 | 4.893 | 5.175 | 5.46
| Hydrogen Evolution | commercial | electricity off-peak | Electric storage | Annual | TWh | 0.047 | 0.044 | 0.04 | 0.038 | 0.035 | 0.031 | 0.028 | 0.025 | 0.022 | 0.019 | 0.016 | 0.013 | 0.009 | 0.006 | 0.003 | 0 | 0.201 | 0.48 | 0.784 | 1.079 | 1.364 | 1.639 | 1.892 | 2.133 | 2.359 | 2.565 | 2.758 | 2.94 | 3.108 | 3.267 | 3.417
| Hydrogen Evolution | commercial | gas | DH | Annual | TWh | 0 | 0 | 0 | 0 | 0 | 0 | 0 | 0 | 0 | 0 | 0 | 0 | 0 | 0 | 0 | 0 | 0 | 0 | 0 | 0 | 0 | 0 | 0 | 0 | 0 | 0 | 0 | 0 | 0 | 0 | 0
| Hydrogen Evolution | commercial | gas | Gas boiler | Annual | TWh | 68.47 | 68.777 | 66.909 | 69.187 | 69.371 | 69.517 | 69.514 | 68.759 | 67.843 | 66.783 | 65.602 | 63.749 | 61.899 | 60.02 | 58.082 | 55.929 | 51.057 | 46.285 | 41.505 | 36.758 | 32.066 | 27.565 | 23.781 | 20.151 | 16.659 | 13.309 | 10.589 | 7.871 | 5.176 | 2.531 | 0
| Hydrogen Evolution | commercial | gas | Gas CHP | Annual | TWh | 7.634 | 7.125 | 6.417 | 6.107 | 5.598 | 5.089 | 4.58 | 4.071 | 3.562 | 3.054 | 2.545 | 2.036 | 1.527 | 1.018 | 0.509 | 0 | 0 | 0 | 0 | 0 | 0 | 0 | 0 | 0 | 0 | 0 | 0 | 0 | 0 | 0 | 0
| Hydrogen Evolution | commercial | hydrogen | DH | Annual | TWh | 0 | 0 | 0 | 0 | 0 | 0 | 0 | 0 | 0 | 0 | 0 | 0 | 0 | 0 | 0 | 0 | 0 | 0 | 0 | 0 | 0 | 0 | 0 | 0 | 0 | 0 | 0 | 0 | 0 | 0 | 0
| Hydrogen Evolution | commercial | hydrogen | Hybrid (ASHP + Hydrogen boiler) | Annual | TWh | 0 | 0 | 0 | 0 | 0 | 0 | 0 | 0 | 0 | 0 | 0 | 0.033 | 0.071 | 0.116 | 0.163 | 0.21 | 0.263 | 0.325 | 0.394 | 0.465 | 0.539 | 0.618 | 0.707 | 0.801 | 0.901 | 1.003 | 1.08 | 1.154 | 1.227 | 1.297 | 1.368
| Hydrogen Evolution | commercial | hydrogen | Hydrogen boiler | Annual | TWh | 0 | 0 | 0 | 0 | 0 | 0 | 0 | 0 | 0 | 0 | 0 | 0.651 | 1.333 | 2.049 | 2.845 | 3.897 | 6.582 | 8.296 | 9.578 | 10.812 | 11.995 | 13.143 | 14.151 | 15.128 | 16.068 | 16.992 | 17.27 | 17.583 | 17.887 | 18.095 | 17.868
| Hydrogen Evolution | commercial | other | Community | Annual | TWh | 0.373 | 1.06 | 1.433 | 1.796 | 2.215 | 2.623 | 3.019 | 3.405 | 3.784 | 4.162 | 4.541 | 4.837 | 4.953 | 4.948 | 4.93 | 4.91 | 4.152 | 3.586 | 3.043 | 2.52 | 2.06 | 1.66 | 1.305 | 0.983 | 0.688 | 0.417 | 0.216 | 0.087 | 0.039 | 0.017 | 0
| Hydrogen Evolution | commercial | other | Oil boiler | Annual | TWh | 29.214 | 28.266 | 26.179 | 25.752 | 24.43 | 23.036 | 21.584 | 20.115 | 18.628 | 17.124 | 15.605 | 13.967 | 12.37 | 10.799 | 9.229 | 7.657 | 6.616 | 5.922 | 5.276 | 4.65 | 4.094 | 3.598 | 3.121 | 2.66 | 2.217 | 1.789 | 1.478 | 1.128 | 0.752 | 0.375 | 0
| Hydrogen Evolution | commercial | waste_heat | DH | Annual | TWh | 0 | 0.012 | 0.023 | 0.04 | 0.058 | 0.077 | 0.095 | 0.113 | 0.13 | 0.147 | 0.163 | 0.175 | 0.188 | 0.202 | 0.216 | 0.23 | 0.248 | 0.27 | 0.292 | 0.312 | 0.332 | 0.351 | 0.371 | 0.391 | 0.41 | 0.428 | 0.448 | 0.467 | 0.485 | 0.502 | 0.517
| Counterfactual | commercial | biofuel | Biofuel boiler | Annual | TWh | 0 | 0 | 0 | 0 | 0 | 0 | 0 | 0 | 0 | 0 | 0 | 0 | 0 | 0 | 0 | 0 | 0.025 | 0.051 | 0.076 | 0.101 | 0.127 | 0.153 | 0.153 | 0.154 | 0.155 | 0.156 | 0.156 | 0.157 | 0.158 | 0.159 | 0.159
| Counterfactual | commercial | biofuel | Hybrid (ASHP + Biofuel boiler) | Annual | TWh | 0 | 0 | 0.008 | 0.02 | 0.025 | 0.029 | 0.035 | 0.04 | 0.046 | 0.053 | 0.06 | 0.068 | 0.077 | 0.087 | 0.099 | 0.111 | 0.12 | 0.131 | 0.142 | 0.154 | 0.168 | 0.181 | 0.194 | 0.207 | 0.219 | 0.23 | 0.241 | 0.251 | 0.259 | 0.266 | 0.272
| Counterfactual | commercial | biomass | Biomass boiler | Annual | TWh | 2.694 | 2.515 | 2.265 | 2.155 | 1.976 | 1.796 | 1.617 | 1.437 | 1.257 | 1.078 | 0.898 | 0.718 | 0.539 | 0.359 | 0.181 | 0.009 | 0.119 | 0.126 | 0.127 | 0.128 | 0.128 | 0.128 | 0.132 | 0.133 | 0.133 | 0.135 | 0.137 | 0.141 | 0.145 | 0.145 | 0.118
| Counterfactual | commercial | biomass | Biomass CHP | Annual | TWh | 0 | 0 | 0 | 0 | 0 | 0.002 | 0.018 | 0.026 | 0.033 | 0.04 | 0.048 | 0.056 | 0.063 | 0.072 | 0.082 | 0.121 | 0.35 | 0.389 | 0.391 | 0.392 | 0.404 | 0.387 | 0.383 | 0.379 | 0.374 | 0.37 | 0.364 | 0.355 | 0.345 | 0.338 | 0.305
| Counterfactual | commercial | biomass | DH | Annual | TWh | 0 | 0 | 0 | 0 | 0 | 0 | 0 | 0 | 0 | 0 | 0 | 0 | 0 | 0 | 0 | 0 | 0 | 0 | 0 | 0 | 0 | 0 | 0 | 0 | 0 | 0 | 0 | 0 | 0 | 0 | 0
| Counterfactual | commercial | biomethane | DH | Annual | TWh | 0 | 0.01 | 0.02 | 0.022 | 0.031 | 0.041 | 0.051 | 0.061 | 0.071 | 0.081 | 0.092 | 0.104 | 0.119 | 0.135 | 0.153 | 0.209 | 0.237 | 0.267 | 0.297 | 0.327 | 0.375 | 0.408 | 0.441 | 0.473 | 0.504 | 0.574 | 0.606 | 0.635 | 0.664 | 0.692 | 0.715
| Counterfactual | commercial | dh_heat | DH | Annual | TWh | 0 | 0.144 | 0.305 | 0.416 | 0.573 | 0.735 | 0.901 | 1.076 | 1.262 | 1.462 | 1.673 | 1.893 | 2.158 | 2.443 | 2.751 | 3.106 | 3.511 | 3.957 | 4.402 | 4.855 | 5.305 | 5.77 | 6.245 | 6.707 | 7.149 | 7.579 | 8 | 8.39 | 8.77 | 9.135 | 9.439
| Counterfactual | commercial | electricity | ASHP | Annual | TWh | 0.03 | 0.159 | 0.363 | 0.64 | 0.796 | 0.963 | 1.141 | 1.381 | 1.627 | 1.88 | 2.138 | 2.396 | 2.749 | 3.121 | 3.507 | 3.896 | 4.142 | 4.399 | 4.678 | 4.981 | 5.3 | 5.63 | 5.909 | 6.193 | 6.484 | 6.786 | 7.103 | 7.336 | 7.535 | 7.725 | 7.895
| Counterfactual | commercial | electricity | DH | Annual | TWh | 0 | 0.042 | 0.09 | 0.158 | 0.17 | 0.212 | 0.253 | 0.296 | 0.34 | 0.385 | 0.43 | 0.487 | 0.557 | 0.631 | 0.712 | 0.796 | 0.902 | 1.019 | 1.136 | 1.255 | 1.368 | 1.489 | 1.614 | 1.734 | 1.85 | 1.953 | 2.062 | 2.163 | 2.261 | 2.356 | 2.435
| Counterfactual | commercial | electricity | Electric resistive | Annual | TWh | 9.256 | 9.249 | 8.882 | 9.004 | 8.878 | 8.716 | 8.409 | 8.254 | 8.168 | 8.107 | 8.094 | 8.099 | 8.041 | 7.787 | 7.462 | 7.071 | 6.617 | 6.219 | 5.856 | 5.533 | 5.295 | 5.093 | 4.783 | 4.422 | 4.031 | 3.606 | 3.164 | 2.823 | 2.56 | 2.324 | 2.217
| Counterfactual | commercial | electricity | GSHP | Annual | TWh | 0.02 | 0.067 | 0.122 | 0.215 | 0.266 | 0.318 | 0.37 | 0.424 | 0.474 | 0.524 | 0.574 | 0.624 | 0.698 | 0.772 | 0.848 | 0.927 | 1.032 | 1.137 | 1.241 | 1.343 | 1.444 | 1.493 | 1.546 | 1.601 | 1.661 | 1.722 | 1.785 | 1.85 | 1.919 | 1.989 | 2.058
| Counterfactual | commercial | electricity | Hybrid (ASHP + Biofuel boiler) | Annual | TWh | 0 | 0 | 0.041 | 0.115 | 0.13 | 0.154 | 0.18 | 0.207 | 0.238 | 0.271 | 0.307 | 0.344 | 0.39 | 0.44 | 0.496 | 0.556 | 0.599 | 0.643 | 0.694 | 0.754 | 0.817 | 0.88 | 0.943 | 1.002 | 1.059 | 1.113 | 1.166 | 1.21 | 1.249 | 1.282 | 1.307
| Counterfactual | commercial | electricity | Hybrid (ASHP + Electric resistive) | Annual | TWh | 0 | 0.002 | 0.06 | 0.142 | 0.181 | 0.227 | 0.302 | 0.356 | 0.401 | 0.453 | 0.497 | 0.539 | 0.59 | 0.666 | 0.735 | 0.799 | 0.912 | 1.013 | 1.126 | 1.238 | 1.342 | 1.451 | 1.618 | 1.778 | 1.918 | 2.049 | 2.175 | 2.315 | 2.445 | 2.586 | 2.7
| Counterfactual | commercial | electricity off-peak | Electric storage | Annual | TWh | 0.047 | 0.044 | 0.04 | 0.038 | 0.035 | 0.031 | 0.028 | 0.025 | 0.022 | 0.019 | 0.016 | 0.013 | 0.009 | 0.006 | 0.003 | 0 | 0 | 0 | 0 | 0 | 0 | 0 | 0 | 0 | 0 | 0 | 0 | 0 | 0 | 0 | 0
| Counterfactual | commercial | gas | DH | Annual | TWh | 0 | 0 | 0 | 0 | 0 | 0 | 0 | 0 | 0 | 0 | 0 | 0 | 0 | 0 | 0 | 0 | 0 | 0 | 0 | 0 | 0 | 0 | 0 | 0 | 0 | 0 | 0 | 0 | 0 | 0 | 0
| Counterfactual | commercial | gas | Gas boiler | Annual | TWh | 68.47 | 68.777 | 66.909 | 69.221 | 69.421 | 69.583 | 69.68 | 69.59 | 69.512 | 69.416 | 69.326 | 69.252 | 68.871 | 68.546 | 68.241 | 67.957 | 67.802 | 67.697 | 67.561 | 67.426 | 67.267 | 67.162 | 67.067 | 66.967 | 66.883 | 66.793 | 66.695 | 66.63 | 66.596 | 66.554 | 66.492
| Counterfactual | commercial | gas | Gas CHP | Annual | TWh | 7.634 | 7.125 | 6.417 | 6.107 | 5.598 | 5.089 | 4.58 | 4.071 | 3.562 | 3.054 | 2.545 | 2.036 | 1.527 | 1.018 | 0.509 | 0 | 0 | 0 | 0 | 0 | 0 | 0 | 0 | 0 | 0 | 0 | 0 | 0 | 0 | 0 | 0
| Counterfactual | commercial | hydrogen | DH | Annual | TWh | 0 | 0 | 0 | 0 | 0 | 0 | 0 | 0 | 0 | 0 | 0 | 0 | 0 | 0 | 0 | 0 | 0 | 0 | 0 | 0 | 0 | 0 | 0 | 0 | 0 | 0 | 0 | 0 | 0 | 0 | 0
| Counterfactual | commercial | other | Community | Annual | TWh | 0.373 | 1.06 | 1.433 | 1.756 | 2.293 | 2.875 | 3.48 | 4.015 | 4.507 | 4.963 | 5.398 | 5.815 | 5.836 | 5.816 | 5.792 | 5.767 | 5.28 | 4.813 | 4.314 | 3.752 | 3.141 | 2.508 | 1.939 | 1.423 | 0.942 | 0.483 | 0.056 | 0.006 | 0 | 0 | 0
| Counterfactual | commercial | other | Oil boiler | Annual | TWh | 29.214 | 28.266 | 26.179 | 25.639 | 24.501 | 23.364 | 22.208 | 21.011 | 19.764 | 18.469 | 17.135 | 15.767 | 14.595 | 13.413 | 12.216 | 10.989 | 10.5 | 10.041 | 9.525 | 8.938 | 8.326 | 7.725 | 7.159 | 6.637 | 6.156 | 5.709 | 5.29 | 4.715 | 4.167 | 3.645 | 3.176
| Counterfactual | commercial | waste_heat | DH | Annual | TWh | 0 | 0.012 | 0.023 | 0.033 | 0.046 | 0.058 | 0.07 | 0.083 | 0.097 | 0.11 | 0.124 | 0.138 | 0.154 | 0.171 | 0.189 | 0.209 | 0.228 | 0.25 | 0.271 | 0.292 | 0.314 | 0.336 | 0.359 | 0.381 | 0.403 | 0.424 | 0.446 | 0.466 | 0.485 | 0.504 | 0.52
| Five Year Forecast | commercial | biofuel | Biofuel boiler | Annual | TWh | 2020: 0; 2021: 0; 2022: 0; 2023: 0; 2024: 0; 2025: 0; 2026: 0; 2027: 0.001; 2028: 0.007; 2029: 0.045
| Five Year Forecast | commercial | biofuel | Hybrid (ASHP + Biofuel boiler) | Annual | TWh | 2020: 0; 2021: 0; 2022: 0.008; 2023: 0.022; 2024: 0.029; 2025: 0.038; 2026: 0.047; 2027: 0.056; 2028: 0.065; 2029: 0.074
| Five Year Forecast | commercial | biomass | Biomass boiler | Annual | TWh | 2020: 2.694; 2021: 2.515; 2022: 2.265; 2023: 2.155; 2024: 1.976; 2025: 1.796; 2026: 1.617; 2027: 1.437; 2028: 1.257; 2029: 1.078
| Five Year Forecast | commercial | biomass | Biomass CHP | Annual | TWh | 2020: 0; 2021: 0; 2022: 0; 2023: 0; 2024: 0; 2025: 0; 2026: 0.001; 2027: 0.001; 2028: 0.001; 2029: 0.001
| Five Year Forecast | commercial | biomass | DH | Annual | TWh | 2020: 0; 2021: 0; 2022: 0; 2023: 0; 2024: 0; 2025: 0; 2026: 0; 2027: 0; 2028: 0; 2029: 0
| Five Year Forecast | commercial | biomethane | DH | Annual | TWh | 2020: 0; 2021: 0.01; 2022: 0.02; 2023: 0.029; 2024: 0.044; 2025: 0.061; 2026: 0.078; 2027: 0.095; 2028: 0.112; 2029: 0.13
| Five Year Forecast | commercial | dh_heat | DH | Annual | TWh | 2020: 0; 2021: 0.144; 2022: 0.305; 2023: 0.529; 2024: 0.81; 2025: 1.115; 2026: 1.434; 2027: 1.746; 2028: 2.054; 2029: 2.351
| Five Year Forecast | commercial | electricity | ASHP | Annual | TWh | 2020: 0.03; 2021: 0.159; 2022: 0.363; 2023: 0.64; 2024: 0.844; 2025: 1.05; 2026: 1.273; 2027: 1.621; 2028: 1.96; 2029: 2.307
| Five Year Forecast | commercial | electricity | DH | Annual | TWh | 2020: 0; 2021: 0.042; 2022: 0.09; 2023: 0.158; 2024: 0.244; 2025: 0.316; 2026: 0.388; 2027: 0.462; 2028: 0.537; 2029: 0.612
| Five Year Forecast | commercial | electricity | Electric resistive | Annual | TWh | 2020: 9.256; 2021: 9.249; 2022: 8.882; 2023: 9.004; 2024: 8.862; 2025: 8.69; 2026: 8.374; 2027: 8.096; 2028: 7.868; 2029: 7.657
| Five Year Forecast | commercial | electricity | GSHP | Annual | TWh | 2020: 0.02; 2021: 0.067; 2022: 0.122; 2023: 0.215; 2024: 0.27; 2025: 0.322; 2026: 0.374; 2027: 0.451; 2028: 0.526; 2029: 0.601
| Five Year Forecast | commercial | electricity | Hybrid (ASHP + Biofuel boiler) | Annual | TWh | 2020: 0; 2021: 0; 2022: 0.041; 2023: 0.115; 2024: 0.153; 2025: 0.193; 2026: 0.237; 2027: 0.279; 2028: 0.32; 2029: 0.36
| Five Year Forecast | commercial | electricity | Hybrid (ASHP + Electric resistive) | Annual | TWh | 2020: 0; 2021: 0.002; 2022: 0.06; 2023: 0.142; 2024: 0.193; 2025: 0.25; 2026: 0.34; 2027: 0.438; 2028: 0.546; 2029: 0.72
| Five Year Forecast | commercial | electricity off-peak | Electric storage | Annual | TWh | 2020: 0.047; 2021: 0.044; 2022: 0.04; 2023: 0.038; 2024: 0.035; 2025: 0.031; 2026: 0.028; 2027: 0.025; 2028: 0.022; 2029: 0.019
| Five Year Forecast | commercial | gas | DH | Annual | TWh | 2020: 0; 2021: 0; 2022: 0; 2023: 0; 2024: 0; 2025: 0; 2026: 0; 2027: 0; 2028: 0; 2029: 0
| Five Year Forecast | commercial | gas | Gas boiler | Annual | TWh | 2020: 68.47; 2021: 68.777; 2022: 66.909; 2023: 69.192; 2024: 69.389; 2025: 69.543; 2026: 69.605; 2027: 69.047; 2028: 68.445; 2029: 67.552
| Five Year Forecast | commercial | gas | Gas CHP | Annual | TWh | 2020: 7.634; 2021: 7.125; 2022: 6.417; 2023: 6.107; 2024: 5.598; 2025: 5.089; 2026: 4.58; 2027: 4.071; 2028: 3.562; 2029: 3.054
| Five Year Forecast | commercial | hydrogen | DH | Annual | TWh | 2020: 0; 2021: 0; 2022: 0; 2023: 0; 2024: 0; 2025: 0; 2026: 0; 2027: 0; 2028: 0; 2029: 0
| Five Year Forecast | commercial | other | Community | Annual | TWh | 2020: 0.373; 2021: 1.06; 2022: 1.433; 2023: 1.671; 2024: 2.081; 2025: 2.492; 2026: 2.898; 2027: 3.3; 2028: 3.698; 2029: 4.081
| Five Year Forecast | commercial | other | Oil boiler | Annual | TWh | 2020: 29.214; 2021: 28.266; 2022: 26.179; 2023: 25.44; 2024: 24.067; 2025: 22.651; 2026: 21.196; 2027: 19.723; 2028: 18.234; 2029: 16.721
| Five Year Forecast | commercial | waste_heat | DH | Annual | TWh | 2020: 0; 2021: 0.012; 2022: 0.023; 2023: 0.038; 2024: 0.056; 2025: 0.074; 2026: 0.093; 2027: 0.111; 2028: 0.129; 2029: 0.146
| Holistic Transition | industrial | biofuel | Biofuel boiler | Annual | TWh | 0 | 0 | 0 | 0 | 0 | 0 | 0 | 0.002 | 0.004 | 0.006 | 0.009 | 0.02 | 0.031 | 0.041 | 0.05 | 0.057 | 0.063 | 0.069 | 0.073 | 0.077 | 0.081 | 0.084 | 0.086 | 0.091 | 0.092 | 0.084 | 0.077 | 0.07 | 0.065 | 0.061 | 0.059
| Holistic Transition | industrial | biofuel | Hybrid (ASHP + Biofuel boiler) | Annual | TWh | 0 | 0 | 0 | 0.001 | 0.001 | 0.002 | 0.002 | 0.003 | 0.004 | 0.006 | 0.007 | 0.009 | 0.011 | 0.012 | 0.014 | 0.015 | 0.017 | 0.019 | 0.02 | 0.022 | 0.024 | 0.025 | 0.026 | 0.027 | 0.027 | 0.028 | 0.029 | 0.03 | 0.031 | 0.031 | 0.032
| Holistic Transition | industrial | biomass | Biomass boiler | Annual | TWh | 0.402 | 0.375 | 0.338 | 0.314 | 0.288 | 0.262 | 0.235 | 0.209 | 0.183 | 0.157 | 0.132 | 0.107 | 0.082 | 0.058 | 0.034 | 0.009 | 0.077 | 0.132 | 0.187 | 0.239 | 0.292 | 0.342 | 0.388 | 0.433 | 0.48 | 0.523 | 0.572 | 0.621 | 0.669 | 0.721 | 0.777
| Holistic Transition | industrial | biomass | Biomass CHP | Annual | TWh | 0 | 0 | 0 | 0.007 | 0.019 | 0.033 | 0.048 | 0.06 | 0.073 | 0.085 | 0.098 | 0.109 | 0.122 | 0.136 | 0.151 | 0.167 | 0.251 | 0.325 | 0.393 | 0.466 | 0.531 | 0.555 | 0.569 | 0.595 | 0.629 | 0.648 | 0.664 | 0.688 | 0.707 | 0.722 | 0.726
| Holistic Transition | industrial | biomass | DH | Annual | TWh | 0 | 0 | 0 | 0 | 0 | 0 | 0 | 0 | 0 | 0 | 0 | 0 | 0 | 0 | 0 | 0 | 0 | 0 | 0 | 0 | 0 | 0 | 0 | 0 | 0 | 0 | 0 | 0 | 0 | 0 | 0
| Holistic Transition | industrial | biomethane | DH | Annual | TWh | 0 | 0 | 0.001 | 0.002 | 0.003 | 0.004 | 0.005 | 0.006 | 0.008 | 0.01 | 0.012 | 0.015 | 0.019 | 0.022 | 0.026 | 0.028 | 0.034 | 0.04 | 0.047 | 0.053 | 0.077 | 0.085 | 0.092 | 0.1 | 0.108 | 0.126 | 0.134 | 0.142 | 0.149 | 0.158 | 0.164
| Holistic Transition | industrial | dh_heat | DH | Annual | TWh | 0 | 0.006 | 0.017 | 0.033 | 0.05 | 0.069 | 0.09 | 0.115 | 0.144 | 0.177 | 0.22 | 0.279 | 0.34 | 0.404 | 0.469 | 0.537 | 0.652 | 0.764 | 0.879 | 0.994 | 1.104 | 1.213 | 1.319 | 1.429 | 1.541 | 1.64 | 1.739 | 1.839 | 1.939 | 2.045 | 2.124
| Holistic Transition | industrial | electricity | ASHP | Annual | TWh | 0.023 | 0.023 | 0.041 | 0.063 | 0.084 | 0.105 | 0.126 | 0.165 | 0.213 | 0.276 | 0.348 | 0.416 | 0.484 | 0.552 | 0.62 | 0.69 | 0.764 | 0.838 | 0.913 | 0.991 | 1.073 | 1.16 | 1.228 | 1.284 | 1.335 | 1.388 | 1.439 | 1.491 | 1.543 | 1.593 | 1.646
| Holistic Transition | industrial | electricity | DH | Annual | TWh | 0 | 0.002 | 0.005 | 0.009 | 0.015 | 0.02 | 0.025 | 0.031 | 0.038 | 0.046 | 0.055 | 0.07 | 0.086 | 0.102 | 0.118 | 0.125 | 0.152 | 0.178 | 0.205 | 0.232 | 0.254 | 0.28 | 0.304 | 0.33 | 0.356 | 0.376 | 0.399 | 0.422 | 0.445 | 0.47 | 0.488
| Holistic Transition | industrial | electricity | Electric resistive | Annual | TWh | 6.624 | 6.607 | 6.341 | 6.433 | 6.197 | 6.11 | 6.014 | 5.876 | 5.638 | 5.308 | 4.939 | 4.603 | 4.267 | 3.93 | 3.593 | 3.255 | 2.954 | 2.673 | 2.38 | 2.083 | 1.767 | 1.524 | 1.358 | 1.275 | 1.229 | 1.182 | 1.119 | 1.057 | 0.996 | 0.938 | 0.893
| Holistic Transition | industrial | electricity | GSHP | Annual | TWh | 0.01 | 0.015 | 0.023 | 0.036 | 0.039 | 0.045 | 0.05 | 0.058 | 0.067 | 0.076 | 0.085 | 0.094 | 0.103 | 0.111 | 0.119 | 0.127 | 0.146 | 0.165 | 0.184 | 0.202 | 0.22 | 0.23 | 0.236 | 0.243 | 0.249 | 0.255 | 0.261 | 0.263 | 0.265 | 0.268 | 0.27
| Holistic Transition | industrial | electricity | Hybrid (ASHP + Biofuel boiler) | Annual | TWh | 0 | 0 | 0.002 | 0.004 | 0.007 | 0.009 | 0.011 | 0.014 | 0.019 | 0.026 | 0.034 | 0.041 | 0.047 | 0.054 | 0.061 | 0.067 | 0.073 | 0.079 | 0.084 | 0.09 | 0.095 | 0.1 | 0.105 | 0.106 | 0.107 | 0.11 | 0.113 | 0.116 | 0.118 | 0.121 | 0.125
| Holistic Transition | industrial | electricity | Hybrid (ASHP + Electric resistive) | Annual | TWh | 0 | 0.006 | 0.022 | 0.04 | 0.064 | 0.085 | 0.105 | 0.134 | 0.181 | 0.237 | 0.293 | 0.336 | 0.38 | 0.425 | 0.472 | 0.52 | 0.574 | 0.619 | 0.668 | 0.722 | 0.779 | 0.827 | 0.858 | 0.877 | 0.899 | 0.931 | 0.969 | 1.008 | 1.045 | 1.08 | 1.13
| Holistic Transition | industrial | electricity | Hybrid (ASHP + Hydrogen boiler) | Annual | TWh | 0 | 0 | 0 | 0 | 0 | 0 | 0 | 0 | 0 | 0 | 0 | 0.009 | 0.018 | 0.029 | 0.04 | 0.052 | 0.066 | 0.081 | 0.096 | 0.112 | 0.129 | 0.146 | 0.163 | 0.18 | 0.196 | 0.216 | 0.223 | 0.229 | 0.235 | 0.239 | 0.244
| Holistic Transition | industrial | electricity off-peak | Electric storage | Annual | TWh | 0.034 | 0.032 | 0.028 | 0.027 | 0.024 | 0.022 | 0.02 | 0.018 | 0.015 | 0.013 | 0.012 | 0.01 | 0.009 | 0.007 | 0.006 | 0.005 | 0.044 | 0.081 | 0.115 | 0.147 | 0.175 | 0.2 | 0.223 | 0.244 | 0.265 | 0.278 | 0.289 | 0.298 | 0.306 | 0.312 | 0.316
| Holistic Transition | industrial | gas | DH | Annual | TWh | 0 | 0 | 0 | 0 | 0 | 0 | 0 | 0 | 0 | 0 | 0 | 0 | 0 | 0 | 0 | 0 | 0 | 0 | 0 | 0 | 0 | 0 | 0 | 0 | 0 | 0 | 0 | 0 | 0 | 0 | 0
| Holistic Transition | industrial | gas | Gas boiler | Annual | TWh | 10.218 | 10.27 | 9.99 | 10.057 | 10.07 | 10.064 | 10.061 | 9.983 | 9.888 | 9.766 | 9.62 | 9.436 | 9.231 | 9.006 | 8.758 | 8.485 | 7.773 | 7.093 | 6.415 | 5.726 | 5.03 | 4.307 | 3.697 | 3.106 | 2.537 | 1.994 | 1.522 | 1.079 | 0.67 | 0.299 | 0
| Holistic Transition | industrial | gas | Gas CHP | Annual | TWh | 1.139 | 1.063 | 0.958 | 0.891 | 0.816 | 0.742 | 0.668 | 0.594 | 0.52 | 0.445 | 0.371 | 0.297 | 0.223 | 0.148 | 0.074 | 0 | 0 | 0 | 0 | 0 | 0 | 0 | 0 | 0 | 0 | 0 | 0 | 0 | 0 | 0 | 0
| Holistic Transition | industrial | hydrogen | DH | Annual | TWh | 0 | 0 | 0 | 0 | 0 | 0 | 0 | 0 | 0 | 0 | 0 | 0 | 0 | 0 | 0 | 0 | 0 | 0 | 0 | 0 | 0 | 0 | 0 | 0 | 0 | 0 | 0 | 0 | 0 | 0 | 0
| Holistic Transition | industrial | hydrogen | Hybrid (ASHP + Hydrogen boiler) | Annual | TWh | 0 | 0 | 0 | 0 | 0 | 0 | 0 | 0 | 0 | 0 | 0 | 0.002 | 0.005 | 0.008 | 0.011 | 0.014 | 0.018 | 0.022 | 0.026 | 0.03 | 0.035 | 0.04 | 0.044 | 0.049 | 0.054 | 0.059 | 0.061 | 0.063 | 0.065 | 0.066 | 0.068
| Holistic Transition | industrial | hydrogen | Hydrogen boiler | Annual | TWh | 0 | 0 | 0 | 0 | 0 | 0 | 0 | 0 | 0 | 0 | 0 | 0.002 | 0.004 | 0.006 | 0.007 | 0.008 | 0.019 | 0.029 | 0.038 | 0.047 | 0.054 | 0.061 | 0.066 | 0.075 | 0.093 | 0.113 | 0.132 | 0.153 | 0.174 | 0.196 | 0.213
| Holistic Transition | industrial | other | Community | Annual | TWh | 0.015 | 0.043 | 0.058 | 0.065 | 0.076 | 0.085 | 0.094 | 0.1 | 0.105 | 0.11 | 0.115 | 0.116 | 0.121 | 0.124 | 0.128 | 0.131 | 0.139 | 0.143 | 0.148 | 0.145 | 0.138 | 0.129 | 0.12 | 0.109 | 0.097 | 0.083 | 0.068 | 0.051 | 0.034 | 0.014 | 0
| Holistic Transition | industrial | other | Oil boiler | Annual | TWh | 0.987 | 0.949 | 0.874 | 0.824 | 0.773 | 0.719 | 0.664 | 0.609 | 0.553 | 0.497 | 0.433 | 0.368 | 0.304 | 0.24 | 0.176 | 0.112 | 0.092 | 0.076 | 0.062 | 0.049 | 0.039 | 0.03 | 0.021 | 0.01 | 0 | 0 | 0 | 0 | 0 | 0 | 0
| Holistic Transition | industrial | waste_heat | DH | Annual | TWh | 0 | 0 | 0.001 | 0.002 | 0.003 | 0.005 | 0.006 | 0.007 | 0.009 | 0.011 | 0.014 | 0.017 | 0.02 | 0.024 | 0.028 | 0.032 | 0.038 | 0.043 | 0.049 | 0.055 | 0.06 | 0.065 | 0.07 | 0.076 | 0.081 | 0.086 | 0.09 | 0.095 | 0.1 | 0.105 | 0.108
| Electric Engagement | industrial | biofuel | Biofuel boiler | Annual | TWh | 0 | 0 | 0 | 0 | 0 | 0 | 0 | 0.002 | 0.004 | 0.006 | 0.009 | 0.011 | 0.014 | 0.017 | 0.02 | 0.023 | 0.028 | 0.033 | 0.038 | 0.043 | 0.047 | 0.051 | 0.053 | 0.057 | 0.059 | 0.061 | 0.063 | 0.064 | 0.066 | 0.067 | 0.067
| Electric Engagement | industrial | biofuel | Hybrid (ASHP + Biofuel boiler) | Annual | TWh | 0 | 0 | 0 | 0.001 | 0.001 | 0.002 | 0.002 | 0.003 | 0.003 | 0.003 | 0.004 | 0.004 | 0.004 | 0.004 | 0.005 | 0.007 | 0.008 | 0.01 | 0.012 | 0.013 | 0.015 | 0.016 | 0.018 | 0.02 | 0.022 | 0.024 | 0.027 | 0.029 | 0.031 | 0.032 | 0.033
| Electric Engagement | industrial | biomass | Biomass boiler | Annual | TWh | 0.402 | 0.375 | 0.338 | 0.314 | 0.288 | 0.262 | 0.235 | 0.217 | 0.198 | 0.178 | 0.158 | 0.137 | 0.115 | 0.091 | 0.071 | 0.026 | 0.13 | 0.195 | 0.255 | 0.314 | 0.376 | 0.437 | 0.495 | 0.552 | 0.604 | 0.654 | 0.714 | 0.771 | 0.829 | 0.885 | 0.935
| Electric Engagement | industrial | biomass | Biomass CHP | Annual | TWh | 0 | 0 | 0 | 0 | 0 | 0 | 0 | 0 | 0 | 0 | 0.002 | 0.004 | 0.006 | 0.008 | 0.01 | 0.012 | 0.109 | 0.205 | 0.3 | 0.393 | 0.484 | 0.572 | 0.659 | 0.742 | 0.832 | 0.905 | 0.976 | 1.037 | 1.094 | 1.146 | 1.208
| Electric Engagement | industrial | biomass | DH | Annual | TWh | 0 | 0 | 0 | 0 | 0 | 0 | 0 | 0 | 0 | 0 | 0 | 0 | 0 | 0 | 0 | 0 | 0 | 0 | 0 | 0 | 0 | 0 | 0 | 0 | 0 | 0 | 0 | 0 | 0 | 0 | 0
| Electric Engagement | industrial | biomethane | DH | Annual | TWh | 0 | 0 | 0.001 | 0.002 | 0.003 | 0.004 | 0.006 | 0.007 | 0.008 | 0.009 | 0.01 | 0.011 | 0.012 | 0.013 | 0.014 | 0.013 | 0.018 | 0.023 | 0.027 | 0.03 | 0.038 | 0.042 | 0.047 | 0.052 | 0.058 | 0.078 | 0.086 | 0.094 | 0.102 | 0.111 | 0.119
| Electric Engagement | industrial | dh_heat | DH | Annual | TWh | 0 | 0.006 | 0.017 | 0.033 | 0.05 | 0.07 | 0.093 | 0.11 | 0.125 | 0.14 | 0.154 | 0.169 | 0.184 | 0.2 | 0.217 | 0.236 | 0.319 | 0.398 | 0.47 | 0.536 | 0.599 | 0.667 | 0.742 | 0.821 | 0.908 | 0.999 | 1.097 | 1.199 | 1.309 | 1.424 | 1.515
| Electric Engagement | industrial | electricity | ASHP | Annual | TWh | 0.023 | 0.023 | 0.041 | 0.063 | 0.085 | 0.106 | 0.127 | 0.16 | 0.192 | 0.226 | 0.262 | 0.3 | 0.338 | 0.378 | 0.424 | 0.481 | 0.539 | 0.596 | 0.654 | 0.713 | 0.774 | 0.833 | 0.885 | 0.934 | 0.985 | 1.034 | 1.085 | 1.134 | 1.178 | 1.215 | 1.251
| Electric Engagement | industrial | electricity | DH | Annual | TWh | 0 | 0.002 | 0.005 | 0.009 | 0.015 | 0.02 | 0.025 | 0.028 | 0.032 | 0.035 | 0.039 | 0.042 | 0.046 | 0.05 | 0.054 | 0.055 | 0.074 | 0.093 | 0.109 | 0.125 | 0.139 | 0.154 | 0.172 | 0.19 | 0.21 | 0.228 | 0.251 | 0.274 | 0.3 | 0.326 | 0.347
| Electric Engagement | industrial | electricity | Electric resistive | Annual | TWh | 6.624 | 6.607 | 6.341 | 6.433 | 6.198 | 6.11 | 6.015 | 5.945 | 5.898 | 5.871 | 5.874 | 5.879 | 5.878 | 5.827 | 5.699 | 5.405 | 5.162 | 4.941 | 4.714 | 4.478 | 4.24 | 4.072 | 3.895 | 3.716 | 3.471 | 3.189 | 2.899 | 2.543 | 2.269 | 2.171 | 2.13
| Electric Engagement | industrial | electricity | GSHP | Annual | TWh | 0.01 | 0.015 | 0.023 | 0.036 | 0.041 | 0.048 | 0.053 | 0.059 | 0.066 | 0.073 | 0.08 | 0.087 | 0.093 | 0.1 | 0.105 | 0.112 | 0.137 | 0.161 | 0.186 | 0.21 | 0.234 | 0.25 | 0.267 | 0.284 | 0.302 | 0.32 | 0.338 | 0.353 | 0.368 | 0.384 | 0.398
| Electric Engagement | industrial | electricity | Hybrid (ASHP + Biofuel boiler) | Annual | TWh | 0 | 0 | 0.002 | 0.004 | 0.007 | 0.009 | 0.012 | 0.014 | 0.015 | 0.016 | 0.017 | 0.017 | 0.018 | 0.019 | 0.023 | 0.03 | 0.036 | 0.042 | 0.048 | 0.054 | 0.059 | 0.065 | 0.072 | 0.079 | 0.087 | 0.095 | 0.104 | 0.112 | 0.119 | 0.122 | 0.127
| Electric Engagement | industrial | electricity | Hybrid (ASHP + Electric resistive) | Annual | TWh | 0 | 0.006 | 0.022 | 0.04 | 0.065 | 0.086 | 0.107 | 0.128 | 0.149 | 0.173 | 0.196 | 0.221 | 0.248 | 0.282 | 0.326 | 0.395 | 0.462 | 0.522 | 0.584 | 0.651 | 0.715 | 0.789 | 0.855 | 0.913 | 0.975 | 1.033 | 1.089 | 1.146 | 1.193 | 1.216 | 1.264
| Electric Engagement | industrial | electricity off-peak | Electric storage | Annual | TWh | 0.034 | 0.032 | 0.028 | 0.027 | 0.024 | 0.022 | 0.02 | 0.018 | 0.015 | 0.013 | 0.012 | 0.011 | 0.009 | 0.008 | 0.007 | 0.006 | 0.053 | 0.1 | 0.145 | 0.191 | 0.235 | 0.278 | 0.321 | 0.362 | 0.406 | 0.442 | 0.478 | 0.509 | 0.537 | 0.563 | 0.595
| Electric Engagement | industrial | gas | DH | Annual | TWh | 0 | 0 | 0 | 0 | 0 | 0 | 0 | 0 | 0 | 0 | 0 | 0 | 0 | 0 | 0 | 0 | 0 | 0 | 0 | 0 | 0 | 0 | 0 | 0 | 0 | 0 | 0 | 0 | 0 | 0 | 0
| Electric Engagement | industrial | gas | Gas boiler | Annual | TWh | 10.218 | 10.27 | 9.99 | 10.065 | 10.079 | 10.076 | 10.076 | 9.999 | 9.896 | 9.76 | 9.587 | 9.394 | 9.192 | 8.988 | 8.787 | 8.581 | 7.865 | 7.182 | 6.502 | 5.807 | 5.117 | 4.385 | 3.771 | 3.205 | 2.668 | 2.167 | 1.689 | 1.227 | 0.776 | 0.347 | 0
| Electric Engagement | industrial | gas | Gas CHP | Annual | TWh | 1.139 | 1.063 | 0.958 | 0.891 | 0.816 | 0.742 | 0.668 | 0.594 | 0.52 | 0.445 | 0.371 | 0.297 | 0.223 | 0.148 | 0.074 | 0 | 0 | 0 | 0 | 0 | 0 | 0 | 0 | 0 | 0 | 0 | 0 | 0 | 0 | 0 | 0
| Electric Engagement | industrial | hydrogen | DH | Annual | TWh | 0 | 0 | 0 | 0 | 0 | 0 | 0 | 0 | 0 | 0 | 0 | 0 | 0 | 0 | 0 | 0 | 0 | 0 | 0 | 0 | 0 | 0 | 0 | 0 | 0 | 0 | 0 | 0 | 0 | 0 | 0
| Electric Engagement | industrial | other | Community | Annual | TWh | 0.015 | 0.043 | 0.058 | 0.063 | 0.072 | 0.081 | 0.089 | 0.095 | 0.1 | 0.106 | 0.112 | 0.115 | 0.12 | 0.124 | 0.128 | 0.131 | 0.142 | 0.148 | 0.159 | 0.163 | 0.161 | 0.155 | 0.148 | 0.139 | 0.126 | 0.11 | 0.087 | 0.067 | 0.045 | 0.02 | 0
| Electric Engagement | industrial | other | Oil boiler | Annual | TWh | 0.987 | 0.949 | 0.874 | 0.827 | 0.777 | 0.725 | 0.672 | 0.618 | 0.564 | 0.509 | 0.445 | 0.381 | 0.317 | 0.253 | 0.188 | 0.124 | 0.104 | 0.086 | 0.071 | 0.057 | 0.045 | 0.034 | 0.023 | 0.011 | 0 | 0 | 0 | 0 | 0 | 0 | 0
| Electric Engagement | industrial | waste_heat | DH | Annual | TWh | 0 | 0 | 0.001 | 0.002 | 0.003 | 0.005 | 0.006 | 0.007 | 0.008 | 0.009 | 0.009 | 0.01 | 0.011 | 0.012 | 0.013 | 0.014 | 0.018 | 0.022 | 0.026 | 0.029 | 0.032 | 0.036 | 0.04 | 0.044 | 0.048 | 0.053 | 0.058 | 0.063 | 0.068 | 0.074 | 0.078
| Hydrogen Evolution | industrial | biofuel | Biofuel boiler | Annual | TWh | 0 | 0 | 0 | 0 | 0 | 0 | 0 | 0.001 | 0.001 | 0.001 | 0.002 | 0.002 | 0.002 | 0.003 | 0.003 | 0.003 | 0.005 | 0.006 | 0.007 | 0.009 | 0.01 | 0.012 | 0.012 | 0.013 | 0.013 | 0.014 | 0.015 | 0.017 | 0.019 | 0.021 | 0.025
| Hydrogen Evolution | industrial | biofuel | Hybrid (ASHP + Biofuel boiler) | Annual | TWh | 0 | 0 | 0 | 0.001 | 0.001 | 0.001 | 0.002 | 0.002 | 0.003 | 0.003 | 0.003 | 0.003 | 0.004 | 0.004 | 0.005 | 0.007 | 0.009 | 0.01 | 0.011 | 0.012 | 0.014 | 0.015 | 0.016 | 0.018 | 0.019 | 0.021 | 0.022 | 0.024 | 0.024 | 0.025 | 0.025
| Hydrogen Evolution | industrial | biomass | Biomass boiler | Annual | TWh | 0.402 | 0.375 | 0.338 | 0.322 | 0.295 | 0.268 | 0.241 | 0.214 | 0.188 | 0.161 | 0.134 | 0.107 | 0.08 | 0.054 | 0.027 | 0 | 0.071 | 0.145 | 0.218 | 0.292 | 0.367 | 0.442 | 0.516 | 0.591 | 0.668 | 0.746 | 0.823 | 0.901 | 0.981 | 1.062 | 1.144
| Hydrogen Evolution | industrial | biomass | Biomass CHP | Annual | TWh | 0 | 0 | 0 | 0 | 0 | 0 | 0 | 0 | 0 | 0 | 0 | 0 | 0 | 0 | 0 | 0 | 0.078 | 0.171 | 0.265 | 0.359 | 0.455 | 0.55 | 0.643 | 0.737 | 0.83 | 0.923 | 1.016 | 1.108 | 1.2 | 1.29 | 1.382
| Hydrogen Evolution | industrial | biomass | DH | Annual | TWh | 0 | 0 | 0 | 0 | 0 | 0 | 0 | 0 | 0 | 0 | 0 | 0 | 0 | 0 | 0 | 0 | 0 | 0 | 0 | 0 | 0 | 0 | 0 | 0 | 0 | 0 | 0 | 0 | 0 | 0 | 0
| Hydrogen Evolution | industrial | biomethane | DH | Annual | TWh | 0 | 0 | 0.001 | 0.001 | 0.002 | 0.004 | 0.005 | 0.006 | 0.007 | 0.007 | 0.008 | 0.009 | 0.009 | 0.01 | 0.011 | 0.016 | 0.022 | 0.028 | 0.034 | 0.04 | 0.052 | 0.059 | 0.066 | 0.073 | 0.081 | 0.095 | 0.103 | 0.112 | 0.12 | 0.126 | 0.132
| Hydrogen Evolution | industrial | dh_heat | DH | Annual | TWh | 0 | 0.006 | 0.017 | 0.032 | 0.052 | 0.076 | 0.102 | 0.121 | 0.136 | 0.149 | 0.162 | 0.173 | 0.183 | 0.196 | 0.216 | 0.253 | 0.343 | 0.441 | 0.535 | 0.624 | 0.711 | 0.804 | 0.906 | 1.009 | 1.111 | 1.206 | 1.314 | 1.42 | 1.518 | 1.604 | 1.678
| Hydrogen Evolution | industrial | electricity | ASHP | Annual | TWh | 0.023 | 0.023 | 0.041 | 0.063 | 0.081 | 0.1 | 0.122 | 0.157 | 0.19 | 0.222 | 0.251 | 0.277 | 0.306 | 0.34 | 0.382 | 0.429 | 0.477 | 0.517 | 0.558 | 0.602 | 0.646 | 0.69 | 0.722 | 0.757 | 0.796 | 0.836 | 0.881 | 0.923 | 0.955 | 0.983 | 1.007
| Hydrogen Evolution | industrial | electricity | DH | Annual | TWh | 0 | 0.002 | 0.005 | 0.009 | 0.016 | 0.022 | 0.028 | 0.032 | 0.036 | 0.039 | 0.043 | 0.045 | 0.048 | 0.052 | 0.057 | 0.066 | 0.089 | 0.115 | 0.14 | 0.163 | 0.185 | 0.209 | 0.235 | 0.262 | 0.289 | 0.312 | 0.34 | 0.367 | 0.393 | 0.415 | 0.434
| Hydrogen Evolution | industrial | electricity | Electric resistive | Annual | TWh | 6.624 | 6.607 | 6.341 | 6.433 | 6.414 | 6.345 | 6.248 | 6.168 | 6.106 | 6.059 | 6.028 | 6.016 | 5.963 | 5.834 | 5.55 | 5.167 | 4.8 | 4.486 | 4.173 | 3.836 | 3.444 | 3.169 | 2.885 | 2.598 | 2.308 | 1.993 | 1.547 | 1.2 | 1.002 | 0.907 | 0.862
| Hydrogen Evolution | industrial | electricity | GSHP | Annual | TWh | 0.01 | 0.015 | 0.023 | 0.036 | 0.038 | 0.044 | 0.05 | 0.058 | 0.066 | 0.074 | 0.082 | 0.089 | 0.097 | 0.105 | 0.114 | 0.124 | 0.143 | 0.164 | 0.185 | 0.206 | 0.227 | 0.241 | 0.253 | 0.267 | 0.282 | 0.297 | 0.313 | 0.326 | 0.338 | 0.351 | 0.364
| Hydrogen Evolution | industrial | electricity | Hybrid (ASHP + Biofuel boiler) | Annual | TWh | 0 | 0 | 0.002 | 0.004 | 0.005 | 0.007 | 0.009 | 0.011 | 0.013 | 0.014 | 0.015 | 0.016 | 0.017 | 0.02 | 0.025 | 0.032 | 0.04 | 0.045 | 0.05 | 0.056 | 0.061 | 0.066 | 0.072 | 0.078 | 0.084 | 0.091 | 0.098 | 0.104 | 0.107 | 0.108 | 0.111
| Hydrogen Evolution | industrial | electricity | Hybrid (ASHP + Electric resistive) | Annual | TWh | 0 | 0.006 | 0.022 | 0.04 | 0.048 | 0.062 | 0.081 | 0.097 | 0.111 | 0.123 | 0.137 | 0.147 | 0.16 | 0.18 | 0.212 | 0.244 | 0.282 | 0.313 | 0.349 | 0.386 | 0.426 | 0.466 | 0.515 | 0.563 | 0.604 | 0.635 | 0.676 | 0.708 | 0.727 | 0.747 | 0.773
| Hydrogen Evolution | industrial | electricity | Hybrid (ASHP + Hydrogen boiler) | Annual | TWh | 0 | 0 | 0 | 0 | 0 | 0 | 0 | 0 | 0 | 0 | 0 | 0.006 | 0.016 | 0.029 | 0.05 | 0.076 | 0.112 | 0.152 | 0.193 | 0.235 | 0.279 | 0.323 | 0.37 | 0.416 | 0.463 | 0.518 | 0.558 | 0.596 | 0.625 | 0.65 | 0.669
| Hydrogen Evolution | industrial | electricity off-peak | Electric storage | Annual | TWh | 0.034 | 0.032 | 0.028 | 0.027 | 0.025 | 0.022 | 0.02 | 0.018 | 0.016 | 0.014 | 0.011 | 0.009 | 0.007 | 0.004 | 0.002 | 0 | 0.038 | 0.083 | 0.128 | 0.174 | 0.22 | 0.266 | 0.311 | 0.356 | 0.401 | 0.446 | 0.491 | 0.536 | 0.58 | 0.624 | 0.668
| Hydrogen Evolution | industrial | gas | DH | Annual | TWh | 0 | 0 | 0 | 0 | 0 | 0 | 0 | 0 | 0 | 0 | 0 | 0 | 0 | 0 | 0 | 0 | 0 | 0 | 0 | 0 | 0 | 0 | 0 | 0 | 0 | 0 | 0 | 0 | 0 | 0 | 0
| Hydrogen Evolution | industrial | gas | Gas boiler | Annual | TWh | 10.218 | 10.27 | 9.99 | 10.325 | 10.34 | 10.349 | 10.354 | 10.293 | 10.232 | 10.166 | 10.092 | 9.938 | 9.78 | 9.619 | 9.452 | 9.27 | 8.54 | 7.834 | 7.132 | 6.435 | 5.725 | 4.98 | 4.334 | 3.695 | 3.067 | 2.426 | 1.906 | 1.388 | 0.876 | 0.381 | 0
| Hydrogen Evolution | industrial | gas | Gas CHP | Annual | TWh | 1.139 | 1.063 | 0.958 | 0.911 | 0.835 | 0.759 | 0.684 | 0.608 | 0.532 | 0.456 | 0.38 | 0.304 | 0.228 | 0.152 | 0.076 | 0 | 0 | 0 | 0 | 0 | 0 | 0 | 0 | 0 | 0 | 0 | 0 | 0 | 0 | 0 | 0
| Hydrogen Evolution | industrial | hydrogen | DH | Annual | TWh | 0 | 0 | 0 | 0 | 0 | 0 | 0 | 0 | 0 | 0 | 0 | 0 | 0 | 0 | 0 | 0 | 0 | 0 | 0 | 0 | 0 | 0 | 0 | 0 | 0 | 0 | 0 | 0 | 0 | 0 | 0
| Hydrogen Evolution | industrial | hydrogen | Hybrid (ASHP + Hydrogen boiler) | Annual | TWh | 0 | 0 | 0 | 0 | 0 | 0 | 0 | 0 | 0 | 0 | 0 | 0.002 | 0.004 | 0.007 | 0.013 | 0.019 | 0.029 | 0.039 | 0.049 | 0.059 | 0.07 | 0.081 | 0.092 | 0.104 | 0.116 | 0.13 | 0.14 | 0.149 | 0.157 | 0.163 | 0.168
| Hydrogen Evolution | industrial | hydrogen | Hydrogen boiler | Annual | TWh | 0 | 0 | 0 | 0 | 0 | 0 | 0 | 0 | 0 | 0 | 0 | 0.067 | 0.141 | 0.229 | 0.353 | 0.523 | 0.845 | 1.078 | 1.298 | 1.514 | 1.727 | 1.939 | 2.127 | 2.313 | 2.493 | 2.703 | 2.808 | 2.897 | 2.953 | 2.992 | 3.124
| Hydrogen Evolution | industrial | other | Community | Annual | TWh | 0.015 | 0.043 | 0.058 | 0.076 | 0.092 | 0.105 | 0.116 | 0.127 | 0.137 | 0.147 | 0.157 | 0.164 | 0.171 | 0.172 | 0.173 | 0.172 | 0.174 | 0.18 | 0.18 | 0.173 | 0.163 | 0.149 | 0.132 | 0.111 | 0.087 | 0.058 | 0.032 | 0.013 | 0.006 | 0.003 | 0
| Hydrogen Evolution | industrial | other | Oil boiler | Annual | TWh | 0.987 | 0.949 | 0.874 | 0.851 | 0.801 | 0.75 | 0.696 | 0.641 | 0.585 | 0.53 | 0.474 | 0.416 | 0.359 | 0.302 | 0.245 | 0.188 | 0.162 | 0.144 | 0.127 | 0.111 | 0.098 | 0.087 | 0.076 | 0.065 | 0.055 | 0.044 | 0.037 | 0.028 | 0.019 | 0.01 | 0
| Hydrogen Evolution | industrial | waste_heat | DH | Annual | TWh | 0 | 0 | 0.001 | 0.002 | 0.004 | 0.005 | 0.006 | 0.007 | 0.008 | 0.009 | 0.01 | 0.01 | 0.011 | 0.012 | 0.013 | 0.015 | 0.019 | 0.024 | 0.029 | 0.033 | 0.037 | 0.042 | 0.047 | 0.052 | 0.057 | 0.061 | 0.067 | 0.072 | 0.077 | 0.081 | 0.084
| Counterfactual | industrial | biofuel | Biofuel boiler | Annual | TWh | 0 | 0 | 0 | 0 | 0 | 0 | 0 | 0 | 0 | 0 | 0 | 0 | 0 | 0 | 0.001 | 0.001 | 0.003 | 0.006 | 0.008 | 0.01 | 0.013 | 0.015 | 0.016 | 0.016 | 0.016 | 0.016 | 0.016 | 0.017 | 0.017 | 0.017 | 0.018
| Counterfactual | industrial | biofuel | Hybrid (ASHP + Biofuel boiler) | Annual | TWh | 0 | 0 | 0 | 0.001 | 0.001 | 0.001 | 0.002 | 0.002 | 0.002 | 0.002 | 0.002 | 0.002 | 0.003 | 0.003 | 0.004 | 0.005 | 0.007 | 0.009 | 0.01 | 0.011 | 0.013 | 0.015 | 0.016 | 0.018 | 0.02 | 0.022 | 0.024 | 0.026 | 0.027 | 0.028 | 0.029
| Counterfactual | industrial | biomass | Biomass boiler | Annual | TWh | 0.402 | 0.375 | 0.338 | 0.322 | 0.295 | 0.268 | 0.241 | 0.214 | 0.188 | 0.161 | 0.134 | 0.107 | 0.08 | 0.054 | 0.027 | 0.001 | 0.011 | 0.014 | 0.014 | 0.015 | 0.015 | 0.015 | 0.015 | 0.015 | 0.015 | 0.016 | 0.019 | 0.019 | 0.02 | 0.019 | 0.038
| Counterfactual | industrial | biomass | Biomass CHP | Annual | TWh | 0 | 0 | 0 | 0 | 0 | 0.002 | 0.024 | 0.036 | 0.047 | 0.058 | 0.068 | 0.078 | 0.086 | 0.092 | 0.096 | 0.112 | 0.185 | 0.191 | 0.192 | 0.192 | 0.182 | 0.165 | 0.154 | 0.144 | 0.134 | 0.125 | 0.117 | 0.112 | 0.11 | 0.104 | 0.084
| Counterfactual | industrial | biomass | DH | Annual | TWh | 0 | 0 | 0 | 0 | 0 | 0 | 0 | 0 | 0 | 0 | 0 | 0 | 0 | 0 | 0 | 0 | 0 | 0 | 0 | 0 | 0 | 0 | 0 | 0 | 0 | 0 | 0 | 0 | 0 | 0 | 0
| Counterfactual | industrial | biomethane | DH | Annual | TWh | 0 | 0 | 0.001 | 0.001 | 0.002 | 0.003 | 0.004 | 0.005 | 0.006 | 0.007 | 0.007 | 0.007 | 0.008 | 0.009 | 0.01 | 0.015 | 0.019 | 0.024 | 0.029 | 0.034 | 0.04 | 0.046 | 0.052 | 0.058 | 0.065 | 0.077 | 0.084 | 0.092 | 0.099 | 0.104 | 0.109
| Counterfactual | industrial | dh_heat | DH | Annual | TWh | 0 | 0.006 | 0.017 | 0.023 | 0.038 | 0.058 | 0.079 | 0.096 | 0.109 | 0.119 | 0.128 | 0.136 | 0.144 | 0.155 | 0.176 | 0.218 | 0.287 | 0.362 | 0.434 | 0.502 | 0.568 | 0.646 | 0.732 | 0.823 | 0.917 | 1.013 | 1.114 | 1.212 | 1.302 | 1.376 | 1.437
| Counterfactual | industrial | electricity | ASHP | Annual | TWh | 0.023 | 0.023 | 0.041 | 0.063 | 0.079 | 0.097 | 0.116 | 0.141 | 0.165 | 0.188 | 0.209 | 0.229 | 0.26 | 0.297 | 0.34 | 0.395 | 0.434 | 0.474 | 0.514 | 0.556 | 0.599 | 0.644 | 0.684 | 0.728 | 0.774 | 0.823 | 0.873 | 0.914 | 0.949 | 0.971 | 0.998
| Counterfactual | industrial | electricity | DH | Annual | TWh | 0 | 0.002 | 0.005 | 0.009 | 0.011 | 0.017 | 0.022 | 0.026 | 0.029 | 0.031 | 0.033 | 0.035 | 0.037 | 0.04 | 0.045 | 0.056 | 0.074 | 0.093 | 0.112 | 0.13 | 0.147 | 0.167 | 0.189 | 0.213 | 0.237 | 0.261 | 0.287 | 0.312 | 0.336 | 0.355 | 0.371
| Counterfactual | industrial | electricity | Electric resistive | Annual | TWh | 6.624 | 6.607 | 6.341 | 6.433 | 6.367 | 6.293 | 6.204 | 6.144 | 6.101 | 6.067 | 6.052 | 6.056 | 6.024 | 5.947 | 5.78 | 5.475 | 5.167 | 4.888 | 4.602 | 4.325 | 4.013 | 3.824 | 3.574 | 3.287 | 2.987 | 2.653 | 2.296 | 1.921 | 1.664 | 1.507 | 1.389
| Counterfactual | industrial | electricity | GSHP | Annual | TWh | 0.01 | 0.015 | 0.023 | 0.036 | 0.043 | 0.049 | 0.055 | 0.061 | 0.065 | 0.07 | 0.075 | 0.08 | 0.088 | 0.095 | 0.105 | 0.116 | 0.127 | 0.139 | 0.151 | 0.163 | 0.175 | 0.178 | 0.182 | 0.188 | 0.194 | 0.201 | 0.209 | 0.217 | 0.225 | 0.234 | 0.242
| Counterfactual | industrial | electricity | Hybrid (ASHP + Biofuel boiler) | Annual | TWh | 0 | 0 | 0.002 | 0.004 | 0.005 | 0.007 | 0.008 | 0.01 | 0.011 | 0.011 | 0.012 | 0.013 | 0.013 | 0.016 | 0.02 | 0.028 | 0.035 | 0.042 | 0.049 | 0.056 | 0.063 | 0.071 | 0.079 | 0.088 | 0.098 | 0.107 | 0.117 | 0.125 | 0.132 | 0.136 | 0.14
| Counterfactual | industrial | electricity | Hybrid (ASHP + Electric resistive) | Annual | TWh | 0 | 0.006 | 0.022 | 0.04 | 0.047 | 0.059 | 0.073 | 0.084 | 0.096 | 0.109 | 0.117 | 0.121 | 0.133 | 0.152 | 0.185 | 0.231 | 0.269 | 0.303 | 0.344 | 0.385 | 0.432 | 0.47 | 0.518 | 0.569 | 0.618 | 0.672 | 0.72 | 0.769 | 0.799 | 0.817 | 0.855
| Counterfactual | industrial | electricity off-peak | Electric storage | Annual | TWh | 0.034 | 0.032 | 0.028 | 0.027 | 0.025 | 0.022 | 0.02 | 0.018 | 0.016 | 0.014 | 0.011 | 0.009 | 0.007 | 0.004 | 0.002 | 0 | 0 | 0 | 0 | 0 | 0 | 0 | 0 | 0 | 0 | 0 | 0 | 0 | 0 | 0 | 0
| Counterfactual | industrial | gas | DH | Annual | TWh | 0 | 0 | 0 | 0 | 0 | 0 | 0 | 0 | 0 | 0 | 0 | 0 | 0 | 0 | 0 | 0 | 0 | 0 | 0 | 0 | 0 | 0 | 0 | 0 | 0 | 0 | 0 | 0 | 0 | 0 | 0
| Counterfactual | industrial | gas | Gas boiler | Annual | TWh | 10.218 | 10.27 | 9.99 | 10.336 | 10.354 | 10.366 | 10.371 | 10.354 | 10.34 | 10.329 | 10.321 | 10.316 | 10.277 | 10.246 | 10.221 | 10.204 | 10.203 | 10.212 | 10.217 | 10.221 | 10.219 | 10.218 | 10.222 | 10.221 | 10.221 | 10.221 | 10.209 | 10.21 | 10.206 | 10.201 | 10.201
| Counterfactual | industrial | gas | Gas CHP | Annual | TWh | 1.139 | 1.063 | 0.958 | 0.911 | 0.835 | 0.759 | 0.684 | 0.608 | 0.532 | 0.456 | 0.38 | 0.304 | 0.228 | 0.152 | 0.076 | 0 | 0 | 0 | 0 | 0 | 0 | 0 | 0 | 0 | 0 | 0 | 0 | 0 | 0 | 0 | 0
| Counterfactual | industrial | hydrogen | DH | Annual | TWh | 0 | 0 | 0 | 0 | 0 | 0 | 0 | 0 | 0 | 0 | 0 | 0 | 0 | 0 | 0 | 0 | 0 | 0 | 0 | 0 | 0 | 0 | 0 | 0 | 0 | 0 | 0 | 0 | 0 | 0 | 0
| Counterfactual | industrial | other | Community | Annual | TWh | 0.015 | 0.043 | 0.058 | 0.096 | 0.13 | 0.165 | 0.196 | 0.221 | 0.235 | 0.247 | 0.258 | 0.269 | 0.275 | 0.275 | 0.275 | 0.274 | 0.245 | 0.214 | 0.181 | 0.147 | 0.115 | 0.087 | 0.07 | 0.056 | 0.042 | 0.028 | 0.003 | 0 | 0 | 0 | 0
| Counterfactual | industrial | other | Oil boiler | Annual | TWh | 0.987 | 0.949 | 0.874 | 0.854 | 0.81 | 0.764 | 0.712 | 0.661 | 0.609 | 0.555 | 0.501 | 0.447 | 0.395 | 0.345 | 0.296 | 0.246 | 0.227 | 0.211 | 0.194 | 0.177 | 0.166 | 0.153 | 0.14 | 0.129 | 0.118 | 0.108 | 0.099 | 0.084 | 0.069 | 0.055 | 0.046
| Counterfactual | industrial | waste_heat | DH | Annual | TWh | 0 | 0 | 0.001 | 0.002 | 0.003 | 0.005 | 0.006 | 0.007 | 0.008 | 0.009 | 0.01 | 0.01 | 0.01 | 0.011 | 0.012 | 0.015 | 0.019 | 0.023 | 0.027 | 0.03 | 0.034 | 0.038 | 0.042 | 0.047 | 0.052 | 0.057 | 0.062 | 0.067 | 0.072 | 0.076 | 0.079
| Five Year Forecast | industrial | biofuel | Biofuel boiler | Annual | TWh | 2020: 0; 2021: 0; 2022: 0; 2023: 0; 2024: 0; 2025: 0; 2026: 0; 2027: 0.001; 2028: 0.003; 2029: 0.006
| Five Year Forecast | industrial | biofuel | Hybrid (ASHP + Biofuel boiler) | Annual | TWh | 2020: 0; 2021: 0; 2022: 0; 2023: 0.001; 2024: 0.001; 2025: 0.002; 2026: 0.002; 2027: 0.003; 2028: 0.003; 2029: 0.003
| Five Year Forecast | industrial | biomass | Biomass boiler | Annual | TWh | 2020: 0.402; 2021: 0.375; 2022: 0.338; 2023: 0.322; 2024: 0.295; 2025: 0.268; 2026: 0.241; 2027: 0.214; 2028: 0.188; 2029: 0.161
| Five Year Forecast | industrial | biomass | Biomass CHP | Annual | TWh | 2020: 0; 2021: 0; 2022: 0; 2023: 0; 2024: 0; 2025: 0; 2026: 0; 2027: 0; 2028: 0; 2029: 0
| Five Year Forecast | industrial | biomass | DH | Annual | TWh | 2020: 0; 2021: 0; 2022: 0; 2023: 0; 2024: 0; 2025: 0; 2026: 0; 2027: 0; 2028: 0; 2029: 0
| Five Year Forecast | industrial | biomethane | DH | Annual | TWh | 2020: 0; 2021: 0; 2022: 0.001; 2023: 0.002; 2024: 0.003; 2025: 0.004; 2026: 0.006; 2027: 0.007; 2028: 0.007; 2029: 0.008
| Five Year Forecast | industrial | dh_heat | DH | Annual | TWh | 2020: 0; 2021: 0.006; 2022: 0.017; 2023: 0.032; 2024: 0.052; 2025: 0.075; 2026: 0.102; 2027: 0.12; 2028: 0.136; 2029: 0.151
| Five Year Forecast | industrial | electricity | ASHP | Annual | TWh | 2020: 0.023; 2021: 0.023; 2022: 0.041; 2023: 0.063; 2024: 0.082; 2025: 0.102; 2026: 0.124; 2027: 0.159; 2028: 0.192; 2029: 0.224
| Five Year Forecast | industrial | electricity | DH | Annual | TWh | 2020: 0; 2021: 0.002; 2022: 0.005; 2023: 0.009; 2024: 0.016; 2025: 0.021; 2026: 0.028; 2027: 0.032; 2028: 0.036; 2029: 0.039
| Five Year Forecast | industrial | electricity | Electric resistive | Annual | TWh | 2020: 6.624; 2021: 6.607; 2022: 6.341; 2023: 6.433; 2024: 6.361; 2025: 6.282; 2026: 6.188; 2027: 6.112; 2028: 6.06; 2029: 6.016
| Five Year Forecast | industrial | electricity | GSHP | Annual | TWh | 2020: 0.01; 2021: 0.015; 2022: 0.023; 2023: 0.036; 2024: 0.044; 2025: 0.051; 2026: 0.057; 2027: 0.065; 2028: 0.072; 2029: 0.08
| Five Year Forecast | industrial | electricity | Hybrid (ASHP + Biofuel boiler) | Annual | TWh | 2020: 0; 2021: 0; 2022: 0.002; 2023: 0.004; 2024: 0.006; 2025: 0.008; 2026: 0.011; 2027: 0.013; 2028: 0.014; 2029: 0.016
| Five Year Forecast | industrial | electricity | Hybrid (ASHP + Electric resistive) | Annual | TWh | 2020: 0; 2021: 0.006; 2022: 0.022; 2023: 0.04; 2024: 0.055; 2025: 0.071; 2026: 0.089; 2027: 0.105; 2028: 0.117; 2029: 0.129
| Five Year Forecast | industrial | electricity off-peak | Electric storage | Annual | TWh | 2020: 0.034; 2021: 0.032; 2022: 0.028; 2023: 0.027; 2024: 0.025; 2025: 0.022; 2026: 0.02; 2027: 0.018; 2028: 0.016; 2029: 0.014
| Five Year Forecast | industrial | gas | DH | Annual | TWh | 2020: 0; 2021: 0; 2022: 0; 2023: 0; 2024: 0; 2025: 0; 2026: 0; 2027: 0; 2028: 0; 2029: 0
| Five Year Forecast | industrial | gas | Gas boiler | Annual | TWh | 2020: 10.218; 2021: 10.27; 2022: 9.99; 2023: 10.333; 2024: 10.35; 2025: 10.361; 2026: 10.365; 2027: 10.307; 2028: 10.249; 2029: 10.188
| Five Year Forecast | industrial | gas | Gas CHP | Annual | TWh | 2020: 1.139; 2021: 1.063; 2022: 0.958; 2023: 0.911; 2024: 0.835; 2025: 0.759; 2026: 0.684; 2027: 0.608; 2028: 0.532; 2029: 0.456
| Five Year Forecast | industrial | hydrogen | DH | Annual | TWh | 2020: 0; 2021: 0; 2022: 0; 2023: 0; 2024: 0; 2025: 0; 2026: 0; 2027: 0; 2028: 0; 2029: 0
| Five Year Forecast | industrial | other | Community | Annual | TWh | 2020: 0.015; 2021: 0.043; 2022: 0.058; 2023: 0.071; 2024: 0.085; 2025: 0.099; 2026: 0.11; 2027: 0.121; 2028: 0.131; 2029: 0.141
| Five Year Forecast | industrial | other | Oil boiler | Annual | TWh | 2020: 0.987; 2021: 0.949; 2022: 0.874; 2023: 0.846; 2024: 0.796; 2025: 0.744; 2026: 0.69; 2027: 0.635; 2028: 0.58; 2029: 0.524
| Five Year Forecast | industrial | waste_heat | DH | Annual | TWh | 2020: 0; 2021: 0; 2022: 0.001; 2023: 0.002; 2024: 0.004; 2025: 0.005; 2026: 0.007; 2027: 0.008; 2028: 0.009; 2029: 0.009
| Holistic Transition | residential | electricity | ASHP | Peak_ACS | GW | 0.383 | 0.442 | 0.446 | 0.539 | 0.628 | 0.684 | 0.934 | 1.183 | 1.433 | 1.683 | 1.933 | 2.456 | 2.98 | 3.504 | 4.027 | 4.551 | 4.956 | 5.361 | 5.767 | 6.172 | 6.577 | 6.756 | 6.934 | 7.113 | 7.291 | 7.469 | 7.352 | 7.234 | 7.116 | 6.998 | 6.88
| Holistic Transition | residential | electricity | DH | Peak_ACS | GW | 0.368 | 0.387 | 0.396 | 0.413 | 0.452 | 0.471 | 0.482 | 0.494 | 0.506 | 0.518 | 0.53 | 0.534 | 0.539 | 0.543 | 0.548 | 0.552 | 0.747 | 0.942 | 1.137 | 1.332 | 1.526 | 1.697 | 1.867 | 2.037 | 2.207 | 2.378 | 2.557 | 2.737 | 2.916 | 3.095 | 3.275
| Holistic Transition | residential | electricity | Electric resistive | Peak_ACS | GW | 2.254 | 2.29 | 2.064 | 2.123 | 2.204 | 2.166 | 2.069 | 1.966 | 1.863 | 1.759 | 1.658 | 1.566 | 1.471 | 1.372 | 1.272 | 1.171 | 1.177 | 1.189 | 1.221 | 1.272 | 1.356 | 1.446 | 1.542 | 1.638 | 1.733 | 1.829 | 1.92 | 2.012 | 2.106 | 2.199 | 2.292
| Holistic Transition | residential | electricity | Electric storage | Peak_ACS | GW | 0.332 | 0.327 | 0.286 | 0.251 | 0.278 | 0.266 | 0.252 | 0.239 | 0.226 | 0.213 | 0.202 | 0.188 | 0.173 | 0.159 | 0.145 | 0.131 | 0.131 | 0.131 | 0.134 | 0.137 | 0.142 | 0.146 | 0.152 | 0.156 | 0.161 | 0.164 | 0.168 | 0.171 | 0.174 | 0.178 | 0.182
| Holistic Transition | residential | electricity | GSHP | Peak_ACS | GW | 0.029 | 0.037 | 0.041 | 0.051 | 0.068 | 0.078 | 0.101 | 0.124 | 0.147 | 0.17 | 0.193 | 0.212 | 0.23 | 0.249 | 0.267 | 0.285 | 0.526 | 0.767 | 1.008 | 1.249 | 1.489 | 1.707 | 1.924 | 2.141 | 2.358 | 2.575 | 2.763 | 2.952 | 3.14 | 3.328 | 3.516
| Holistic Transition | residential | electricity | Hybrid (ASHP + Biofuel boiler) | Peak_ACS | GW | 0 | 0.002 | 0.004 | 0.013 | 0.025 | 0.04 | 0.051 | 0.071 | 0.101 | 0.14 | 0.184 | 0.225 | 0.266 | 0.308 | 0.349 | 0.391 | 0.416 | 0.441 | 0.459 | 0.473 | 0.488 | 0.511 | 0.523 | 0.525 | 0.516 | 0.498 | 0.48 | 0.462 | 0.444 | 0.427 | 0.411
| Holistic Transition | residential | electricity | Hybrid (ASHP + Electric resistive) | Peak_ACS | GW | 0 | 0.014 | 0.025 | 0.056 | 0.102 | 0.15 | 0.189 | 0.263 | 0.365 | 0.537 | 0.745 | 1.032 | 1.481 | 2.21 | 3.029 | 3.803 | 4.403 | 5.192 | 5.991 | 6.805 | 7.351 | 7.826 | 8.568 | 9.292 | 9.944 | 10.161 | 10.17 | 10.444 | 10.458 | 10.417 | 10.293
| Holistic Transition | residential | electricity | Hybrid (ASHP + Hydrogen boiler) | Peak_ACS | GW | 0 | 0 | 0 | 0 | 0 | 0 | 0 | 0 | 0 | 0 | 0 | 0.006 | 0.015 | 0.031 | 0.051 | 0.079 | 0.121 | 0.162 | 0.202 | 0.241 | 0.281 | 0.32 | 0.352 | 0.381 | 0.408 | 0.434 | 0.453 | 0.469 | 0.478 | 0.484 | 0.481
| Electric Engagement | residential | electricity | ASHP | Peak_ACS | GW | 0.383 | 0.442 | 0.446 | 0.539 | 0.577 | 0.614 | 0.804 | 0.993 | 1.183 | 1.373 | 1.563 | 1.945 | 2.327 | 2.709 | 3.091 | 3.473 | 3.896 | 4.32 | 4.744 | 5.168 | 5.592 | 5.858 | 6.125 | 6.392 | 6.659 | 6.926 | 6.978 | 7.03 | 7.081 | 7.133 | 7.185
| Electric Engagement | residential | electricity | DH | Peak_ACS | GW | 0.368 | 0.387 | 0.396 | 0.413 | 0.439 | 0.455 | 0.466 | 0.477 | 0.488 | 0.499 | 0.51 | 0.516 | 0.521 | 0.527 | 0.532 | 0.538 | 0.757 | 0.977 | 1.196 | 1.416 | 1.635 | 1.826 | 2.018 | 2.209 | 2.4 | 2.591 | 2.779 | 2.966 | 3.154 | 3.341 | 3.529
| Electric Engagement | residential | electricity | Electric resistive | Peak_ACS | GW | 2.254 | 2.29 | 2.064 | 2.123 | 2.259 | 2.237 | 2.157 | 2.072 | 1.988 | 1.906 | 1.826 | 1.761 | 1.694 | 1.626 | 1.554 | 1.481 | 1.49 | 1.501 | 1.528 | 1.569 | 1.644 | 1.721 | 1.801 | 1.879 | 1.955 | 2.028 | 2.09 | 2.153 | 2.216 | 2.282 | 2.348
| Electric Engagement | residential | electricity | Electric storage | Peak_ACS | GW | 0.332 | 0.327 | 0.286 | 0.251 | 0.277 | 0.264 | 0.25 | 0.237 | 0.223 | 0.211 | 0.199 | 0.184 | 0.169 | 0.154 | 0.14 | 0.127 | 0.127 | 0.127 | 0.13 | 0.133 | 0.139 | 0.144 | 0.15 | 0.155 | 0.159 | 0.164 | 0.167 | 0.171 | 0.175 | 0.178 | 0.182
| Electric Engagement | residential | electricity | GSHP | Peak_ACS | GW | 0.029 | 0.037 | 0.041 | 0.051 | 0.061 | 0.069 | 0.093 | 0.116 | 0.14 | 0.163 | 0.187 | 0.206 | 0.225 | 0.244 | 0.263 | 0.282 | 0.532 | 0.781 | 1.03 | 1.28 | 1.529 | 1.768 | 2.007 | 2.246 | 2.485 | 2.724 | 2.949 | 3.173 | 3.398 | 3.622 | 3.847
| Electric Engagement | residential | electricity | Hybrid (ASHP + Biofuel boiler) | Peak_ACS | GW | 0 | 0.002 | 0.004 | 0.013 | 0.024 | 0.036 | 0.045 | 0.059 | 0.079 | 0.109 | 0.15 | 0.188 | 0.227 | 0.266 | 0.304 | 0.343 | 0.362 | 0.381 | 0.395 | 0.407 | 0.425 | 0.451 | 0.474 | 0.488 | 0.491 | 0.478 | 0.464 | 0.45 | 0.436 | 0.422 | 0.409
| Electric Engagement | residential | electricity | Hybrid (ASHP + Electric resistive) | Peak_ACS | GW | 0 | 0.014 | 0.025 | 0.056 | 0.14 | 0.239 | 0.296 | 0.438 | 0.688 | 1.067 | 1.588 | 2.261 | 3.147 | 4.163 | 5.312 | 6.246 | 6.849 | 7.757 | 8.668 | 9.574 | 10.058 | 10.495 | 11.287 | 11.987 | 12.56 | 12.446 | 12.016 | 11.957 | 11.808 | 11.566 | 11.308
| Hydrogen Evolution | residential | electricity | ASHP | Peak_ACS | GW | 0.383 | 0.442 | 0.446 | 0.539 | 0.618 | 0.677 | 0.938 | 1.199 | 1.46 | 1.72 | 1.981 | 2.717 | 3.453 | 4.189 | 4.925 | 5.661 | 6.053 | 6.445 | 6.837 | 7.23 | 7.622 | 7.784 | 7.947 | 8.109 | 8.272 | 8.434 | 8.042 | 7.649 | 7.256 | 6.863 | 6.471
| Hydrogen Evolution | residential | electricity | DH | Peak_ACS | GW | 0.368 | 0.387 | 0.396 | 0.413 | 0.458 | 0.479 | 0.501 | 0.523 | 0.546 | 0.568 | 0.59 | 0.603 | 0.616 | 0.629 | 0.642 | 0.655 | 0.816 | 0.976 | 1.137 | 1.297 | 1.458 | 1.605 | 1.752 | 1.898 | 2.045 | 2.192 | 2.322 | 2.452 | 2.582 | 2.712 | 2.842
| Hydrogen Evolution | residential | electricity | Electric resistive | Peak_ACS | GW | 2.254 | 2.29 | 2.064 | 2.123 | 2.186 | 2.286 | 2.184 | 2.076 | 1.971 | 1.865 | 1.764 | 1.665 | 1.56 | 1.451 | 1.338 | 1.222 | 1.202 | 1.191 | 1.206 | 1.24 | 1.302 | 1.388 | 1.478 | 1.564 | 1.648 | 1.727 | 1.812 | 1.902 | 1.993 | 2.086 | 2.177
| Hydrogen Evolution | residential | electricity | Electric storage | Peak_ACS | GW | 0.332 | 0.327 | 0.286 | 0.251 | 0.274 | 0.28 | 0.266 | 0.252 | 0.239 | 0.226 | 0.215 | 0.199 | 0.182 | 0.165 | 0.147 | 0.129 | 0.128 | 0.128 | 0.131 | 0.134 | 0.139 | 0.143 | 0.148 | 0.152 | 0.156 | 0.16 | 0.164 | 0.169 | 0.175 | 0.182 | 0.19
| Hydrogen Evolution | residential | electricity | GSHP | Peak_ACS | GW | 0.029 | 0.037 | 0.041 | 0.051 | 0.062 | 0.071 | 0.095 | 0.119 | 0.144 | 0.168 | 0.192 | 0.217 | 0.242 | 0.267 | 0.292 | 0.317 | 0.494 | 0.671 | 0.849 | 1.026 | 1.204 | 1.389 | 1.573 | 1.758 | 1.943 | 2.128 | 2.29 | 2.453 | 2.615 | 2.777 | 2.939
| Hydrogen Evolution | residential | electricity | Hybrid (ASHP + Biofuel boiler) | Peak_ACS | GW | 0 | 0.002 | 0.004 | 0.013 | 0.026 | 0.041 | 0.052 | 0.066 | 0.08 | 0.098 | 0.123 | 0.16 | 0.203 | 0.251 | 0.304 | 0.359 | 0.372 | 0.396 | 0.413 | 0.425 | 0.44 | 0.456 | 0.471 | 0.485 | 0.495 | 0.5 | 0.491 | 0.477 | 0.458 | 0.434 | 0.41
| Hydrogen Evolution | residential | electricity | Hybrid (ASHP + Electric resistive) | Peak_ACS | GW | 0 | 0.014 | 0.025 | 0.056 | 0.102 | 0.144 | 0.176 | 0.236 | 0.299 | 0.376 | 0.423 | 0.487 | 0.617 | 0.813 | 1.104 | 1.442 | 1.75 | 2.287 | 2.907 | 3.565 | 3.888 | 4.151 | 4.809 | 5.511 | 6.192 | 6.29 | 6.178 | 6.657 | 7.087 | 7.449 | 7.647
| Hydrogen Evolution | residential | electricity | Hybrid (ASHP + Hydrogen boiler) | Peak_ACS | GW | 0 | 0 | 0 | 0 | 0 | 0 | 0 | 0 | 0 | 0 | 0 | 0.008 | 0.017 | 0.028 | 0.049 | 0.091 | 0.312 | 0.556 | 0.835 | 1.117 | 1.397 | 1.68 | 1.96 | 2.242 | 2.495 | 2.742 | 2.978 | 3.209 | 3.435 | 3.648 | 3.829
| Counterfactual | residential | electricity | ASHP | Peak_ACS | GW | 0.383 | 0.442 | 0.446 | 0.539 | 0.567 | 0.604 | 0.735 | 0.867 | 0.999 | 1.13 | 1.262 | 1.393 | 1.524 | 1.655 | 1.786 | 1.917 | 2.522 | 3.126 | 3.731 | 4.335 | 4.939 | 5.991 | 7.042 | 8.093 | 9.145 | 10.196 | 11.444 | 12.693 | 13.941 | 15.19 | 16.438
| Counterfactual | residential | electricity | DH | Peak_ACS | GW | 0.368 | 0.387 | 0.396 | 0.413 | 0.452 | 0.471 | 0.487 | 0.502 | 0.517 | 0.533 | 0.548 | 0.571 | 0.594 | 0.617 | 0.64 | 0.662 | 0.663 | 0.664 | 0.664 | 0.665 | 0.665 | 0.67 | 0.675 | 0.679 | 0.684 | 0.689 | 0.69 | 0.692 | 0.693 | 0.695 | 0.696
| Counterfactual | residential | electricity | Electric resistive | Peak_ACS | GW | 2.254 | 2.29 | 2.064 | 2.123 | 2.312 | 2.425 | 2.332 | 2.217 | 2.104 | 1.994 | 1.885 | 1.81 | 1.749 | 1.699 | 1.658 | 1.625 | 1.568 | 1.529 | 1.528 | 1.557 | 1.619 | 1.696 | 1.798 | 1.901 | 2.002 | 2.104 | 2.172 | 2.228 | 2.271 | 2.304 | 2.328
| Counterfactual | residential | electricity | Electric storage | Peak_ACS | GW | 0.332 | 0.327 | 0.286 | 0.251 | 0.233 | 0.239 | 0.23 | 0.219 | 0.209 | 0.2 | 0.192 | 0.185 | 0.178 | 0.172 | 0.166 | 0.16 | 0.16 | 0.16 | 0.162 | 0.165 | 0.169 | 0.172 | 0.176 | 0.18 | 0.184 | 0.187 | 0.189 | 0.19 | 0.191 | 0.192 | 0.192
| Counterfactual | residential | electricity | GSHP | Peak_ACS | GW | 0.029 | 0.037 | 0.041 | 0.051 | 0.059 | 0.067 | 0.088 | 0.109 | 0.13 | 0.151 | 0.172 | 0.198 | 0.223 | 0.248 | 0.273 | 0.298 | 0.376 | 0.453 | 0.531 | 0.608 | 0.685 | 0.753 | 0.822 | 0.89 | 0.958 | 1.026 | 1.097 | 1.169 | 1.24 | 1.311 | 1.382
| Counterfactual | residential | electricity | Hybrid (ASHP + Biofuel boiler) | Peak_ACS | GW | 0 | 0.002 | 0.004 | 0.013 | 0.022 | 0.034 | 0.043 | 0.055 | 0.066 | 0.076 | 0.085 | 0.089 | 0.092 | 0.096 | 0.099 | 0.101 | 0.104 | 0.105 | 0.1 | 0.092 | 0.084 | 0.078 | 0.067 | 0.058 | 0.051 | 0.045 | 0.043 | 0.043 | 0.043 | 0.043 | 0.045
| Counterfactual | residential | electricity | Hybrid (ASHP + Electric resistive) | Peak_ACS | GW | 0 | 0.014 | 0.025 | 0.056 | 0.093 | 0.13 | 0.148 | 0.205 | 0.266 | 0.331 | 0.351 | 0.345 | 0.384 | 0.422 | 0.46 | 0.438 | 0.416 | 0.451 | 0.469 | 0.473 | 0.407 | 0.353 | 0.332 | 0.31 | 0.285 | 0.23 | 0.194 | 0.192 | 0.193 | 0.196 | 0.201
| Five Year Forecast | residential | electricity | ASHP | Peak_ACS | GW | 2020: 0.383; 2021: 0.442; 2022: 0.446; 2023: 0.539; 2024: 0.579; 2025: 0.618; 2026: 0.852; 2027: 1.085; 2028: 1.318; 2029: 1.552
| Five Year Forecast | residential | electricity | DH | Peak_ACS | GW | 2020: 0.368; 2021: 0.387; 2022: 0.396; 2023: 0.413; 2024: 0.465; 2025: 0.487; 2026: 0.513; 2027: 0.539; 2028: 0.565; 2029: 0.591
| Five Year Forecast | residential | electricity | Electric resistive | Peak_ACS | GW | 2020: 2.254; 2021: 2.29; 2022: 2.064; 2023: 2.123; 2024: 2.231; 2025: 2.339; 2026: 2.266; 2027: 2.173; 2028: 2.078; 2029: 1.983
| Five Year Forecast | residential | electricity | Electric storage | Peak_ACS | GW | 2020: 0.332; 2021: 0.327; 2022: 0.286; 2023: 0.251; 2024: 0.255; 2025: 0.261; 2026: 0.25; 2027: 0.236; 2028: 0.223; 2029: 0.21
| Five Year Forecast | residential | electricity | GSHP | Peak_ACS | GW | 2020: 0.029; 2021: 0.037; 2022: 0.041; 2023: 0.051; 2024: 0.06; 2025: 0.068; 2026: 0.091; 2027: 0.115; 2028: 0.138; 2029: 0.162
| Five Year Forecast | residential | electricity | Hybrid (ASHP + Biofuel boiler) | Peak_ACS | GW | 2020: 0; 2021: 0.002; 2022: 0.004; 2023: 0.013; 2024: 0.026; 2025: 0.039; 2026: 0.048; 2027: 0.062; 2028: 0.079; 2029: 0.102
| Five Year Forecast | residential | electricity | Hybrid (ASHP + Electric resistive) | Peak_ACS | GW | 2020: 0; 2021: 0.014; 2022: 0.025; 2023: 0.056; 2024: 0.102; 2025: 0.141; 2026: 0.164; 2027: 0.224; 2028: 0.296; 2029: 0.384
| Holistic Transition | commercial | electricity | ASHP | Peak_ACS | GW | 0.001 | 0.013 | 0.045 | 0.114 | 0.171 | 0.252 | 0.306 | 0.397 | 0.5 | 0.615 | 0.75 | 0.896 | 1.045 | 1.196 | 1.348 | 1.5 | 1.651 | 1.813 | 1.973 | 2.135 | 2.295 | 2.451 | 2.57 | 2.676 | 2.767 | 2.833 | 2.886 | 2.94 | 2.992 | 3.046 | 3.099
| Holistic Transition | commercial | electricity | DH | Peak_ACS | GW | 0 | 0.017 | 0.032 | 0.05 | 0.065 | 0.081 | 0.099 | 0.117 | 0.135 | 0.152 | 0.169 | 0.189 | 0.209 | 0.229 | 0.249 | 0.269 | 0.312 | 0.355 | 0.398 | 0.443 | 0.489 | 0.547 | 0.606 | 0.665 | 0.724 | 0.783 | 0.838 | 0.893 | 0.948 | 1.003 | 1.059
| Holistic Transition | commercial | electricity | Electric resistive | Peak_ACS | GW | 2.07 | 2.067 | 1.984 | 2.001 | 1.975 | 1.928 | 1.845 | 1.747 | 1.64 | 1.53 | 1.414 | 1.29 | 1.168 | 1.049 | 0.931 | 0.814 | 0.725 | 0.643 | 0.568 | 0.503 | 0.459 | 0.433 | 0.412 | 0.398 | 0.396 | 0.405 | 0.41 | 0.416 | 0.423 | 0.432 | 0.439
| Holistic Transition | commercial | electricity | Electric storage | Peak_ACS | GW | 0.001 | 0.001 | 0.001 | 0.001 | 0.001 | 0.001 | 0.001 | 0.001 | 0.001 | 0 | 0.001 | 0.001 | 0.002 | 0.002 | 0.002 | 0.002 | 0.005 | 0.008 | 0.01 | 0.011 | 0.013 | 0.014 | 0.015 | 0.016 | 0.017 | 0.018 | 0.018 | 0.018 | 0.018 | 0.018 | 0.019
| Holistic Transition | commercial | electricity | GSHP | Peak_ACS | GW | 0.002 | 0.011 | 0.02 | 0.03 | 0.039 | 0.054 | 0.063 | 0.077 | 0.092 | 0.108 | 0.125 | 0.142 | 0.16 | 0.177 | 0.195 | 0.213 | 0.241 | 0.27 | 0.298 | 0.326 | 0.353 | 0.368 | 0.377 | 0.387 | 0.398 | 0.409 | 0.421 | 0.429 | 0.438 | 0.447 | 0.454
| Holistic Transition | commercial | electricity | Hybrid (ASHP + Biofuel boiler) | Peak_ACS | GW | 0 | 0 | 0.011 | 0.031 | 0.04 | 0.049 | 0.059 | 0.071 | 0.082 | 0.093 | 0.103 | 0.114 | 0.125 | 0.136 | 0.147 | 0.159 | 0.165 | 0.171 | 0.178 | 0.186 | 0.194 | 0.202 | 0.209 | 0.216 | 0.224 | 0.231 | 0.238 | 0.244 | 0.251 | 0.257 | 0.264
| Holistic Transition | commercial | electricity | Hybrid (ASHP + Electric resistive) | Peak_ACS | GW | 0 | 0.001 | 0.026 | 0.04 | 0.068 | 0.087 | 0.139 | 0.192 | 0.241 | 0.287 | 0.334 | 0.385 | 0.435 | 0.486 | 0.536 | 0.585 | 0.661 | 0.736 | 0.811 | 0.885 | 0.955 | 1 | 1.05 | 1.102 | 1.153 | 1.2 | 1.248 | 1.296 | 1.345 | 1.394 | 1.44
| Holistic Transition | commercial | electricity | Hybrid (ASHP + Hydrogen boiler) | Peak_ACS | GW | 0 | 0 | 0 | 0 | 0 | 0 | 0 | 0 | 0 | 0 | 0 | 0.015 | 0.03 | 0.046 | 0.061 | 0.076 | 0.095 | 0.115 | 0.135 | 0.155 | 0.174 | 0.193 | 0.213 | 0.232 | 0.25 | 0.267 | 0.269 | 0.272 | 0.275 | 0.278 | 0.281
| Electric Engagement | commercial | electricity | ASHP | Peak_ACS | GW | 0.001 | 0.013 | 0.045 | 0.114 | 0.169 | 0.25 | 0.305 | 0.39 | 0.487 | 0.59 | 0.709 | 0.838 | 0.974 | 1.114 | 1.258 | 1.407 | 1.559 | 1.712 | 1.868 | 2.031 | 2.194 | 2.355 | 2.471 | 2.575 | 2.672 | 2.748 | 2.807 | 2.858 | 2.904 | 2.947 | 2.987
| Electric Engagement | commercial | electricity | DH | Peak_ACS | GW | 0 | 0.017 | 0.032 | 0.05 | 0.064 | 0.08 | 0.097 | 0.114 | 0.132 | 0.149 | 0.167 | 0.186 | 0.205 | 0.224 | 0.243 | 0.262 | 0.295 | 0.328 | 0.36 | 0.393 | 0.427 | 0.468 | 0.509 | 0.551 | 0.592 | 0.634 | 0.689 | 0.743 | 0.798 | 0.852 | 0.908
| Electric Engagement | commercial | electricity | Electric resistive | Peak_ACS | GW | 2.07 | 2.067 | 1.984 | 2.001 | 1.916 | 1.865 | 1.787 | 1.719 | 1.672 | 1.657 | 1.655 | 1.652 | 1.647 | 1.592 | 1.495 | 1.39 | 1.315 | 1.249 | 1.19 | 1.144 | 1.121 | 1.112 | 1.088 | 1.038 | 0.965 | 0.881 | 0.796 | 0.728 | 0.701 | 0.689 | 0.698
| Electric Engagement | commercial | electricity | Electric storage | Peak_ACS | GW | 0.001 | 0.001 | 0.001 | 0.001 | 0.001 | 0.001 | 0.001 | 0 | 0 | 0 | 0.001 | 0.001 | 0.002 | 0.002 | 0.003 | 0.003 | 0.007 | 0.01 | 0.013 | 0.015 | 0.017 | 0.019 | 0.021 | 0.023 | 0.025 | 0.026 | 0.027 | 0.028 | 0.028 | 0.029 | 0.029
| Electric Engagement | commercial | electricity | GSHP | Peak_ACS | GW | 0.002 | 0.011 | 0.02 | 0.03 | 0.041 | 0.056 | 0.065 | 0.079 | 0.093 | 0.106 | 0.122 | 0.137 | 0.152 | 0.167 | 0.182 | 0.197 | 0.234 | 0.27 | 0.305 | 0.34 | 0.375 | 0.398 | 0.418 | 0.439 | 0.461 | 0.481 | 0.502 | 0.518 | 0.536 | 0.553 | 0.57
| Electric Engagement | commercial | electricity | Hybrid (ASHP + Biofuel boiler) | Peak_ACS | GW | 0 | 0 | 0.011 | 0.031 | 0.04 | 0.051 | 0.063 | 0.074 | 0.085 | 0.093 | 0.102 | 0.112 | 0.123 | 0.135 | 0.148 | 0.162 | 0.17 | 0.177 | 0.184 | 0.192 | 0.199 | 0.205 | 0.213 | 0.22 | 0.231 | 0.24 | 0.249 | 0.257 | 0.264 | 0.27 | 0.275
| Electric Engagement | commercial | electricity | Hybrid (ASHP + Electric resistive) | Peak_ACS | GW | 0 | 0.001 | 0.026 | 0.04 | 0.071 | 0.092 | 0.142 | 0.196 | 0.249 | 0.301 | 0.353 | 0.412 | 0.471 | 0.528 | 0.584 | 0.634 | 0.718 | 0.802 | 0.885 | 0.968 | 1.048 | 1.103 | 1.159 | 1.217 | 1.274 | 1.332 | 1.386 | 1.441 | 1.497 | 1.559 | 1.613
| Hydrogen Evolution | commercial | electricity | ASHP | Peak_ACS | GW | 0.001 | 0.013 | 0.045 | 0.114 | 0.163 | 0.249 | 0.31 | 0.405 | 0.5 | 0.595 | 0.691 | 0.779 | 0.876 | 0.978 | 1.082 | 1.187 | 1.27 | 1.337 | 1.411 | 1.491 | 1.572 | 1.648 | 1.686 | 1.73 | 1.778 | 1.831 | 1.892 | 1.949 | 2.005 | 2.062 | 2.122
| Hydrogen Evolution | commercial | electricity | DH | Peak_ACS | GW | 0 | 0.017 | 0.032 | 0.05 | 0.069 | 0.086 | 0.105 | 0.125 | 0.145 | 0.165 | 0.185 | 0.201 | 0.217 | 0.234 | 0.25 | 0.265 | 0.295 | 0.325 | 0.355 | 0.386 | 0.416 | 0.441 | 0.465 | 0.489 | 0.513 | 0.537 | 0.559 | 0.582 | 0.604 | 0.627 | 0.651
| Hydrogen Evolution | commercial | electricity | Electric resistive | Peak_ACS | GW | 2.07 | 2.067 | 1.984 | 2.001 | 1.998 | 1.965 | 1.881 | 1.804 | 1.736 | 1.686 | 1.659 | 1.647 | 1.584 | 1.487 | 1.374 | 1.251 | 1.142 | 1.049 | 0.959 | 0.87 | 0.807 | 0.77 | 0.724 | 0.664 | 0.586 | 0.487 | 0.396 | 0.337 | 0.291 | 0.264 | 0.253
| Hydrogen Evolution | commercial | electricity | Electric storage | Peak_ACS | GW | 0.001 | 0.001 | 0.001 | 0.001 | 0.001 | 0.001 | 0.001 | 0.001 | 0.001 | 0 | 0 | 0 | 0 | 0 | 0 | 0 | 0.003 | 0.007 | 0.011 | 0.015 | 0.019 | 0.022 | 0.026 | 0.029 | 0.032 | 0.035 | 0.037 | 0.04 | 0.042 | 0.044 | 0.046
| Hydrogen Evolution | commercial | electricity | GSHP | Peak_ACS | GW | 0.002 | 0.011 | 0.02 | 0.03 | 0.043 | 0.055 | 0.066 | 0.081 | 0.097 | 0.112 | 0.128 | 0.143 | 0.158 | 0.175 | 0.192 | 0.209 | 0.238 | 0.271 | 0.306 | 0.341 | 0.375 | 0.399 | 0.421 | 0.441 | 0.462 | 0.483 | 0.503 | 0.517 | 0.531 | 0.544 | 0.557
| Hydrogen Evolution | commercial | electricity | Hybrid (ASHP + Biofuel boiler) | Peak_ACS | GW | 0 | 0 | 0.011 | 0.031 | 0.031 | 0.042 | 0.054 | 0.067 | 0.078 | 0.09 | 0.101 | 0.111 | 0.123 | 0.138 | 0.153 | 0.169 | 0.19 | 0.199 | 0.209 | 0.221 | 0.232 | 0.24 | 0.25 | 0.26 | 0.27 | 0.28 | 0.292 | 0.301 | 0.309 | 0.316 | 0.322
| Hydrogen Evolution | commercial | electricity | Hybrid (ASHP + Electric resistive) | Peak_ACS | GW | 0 | 0.001 | 0.026 | 0.04 | 0.042 | 0.052 | 0.092 | 0.135 | 0.18 | 0.226 | 0.272 | 0.309 | 0.347 | 0.382 | 0.414 | 0.446 | 0.497 | 0.549 | 0.6 | 0.652 | 0.703 | 0.733 | 0.76 | 0.786 | 0.811 | 0.839 | 0.868 | 0.899 | 0.935 | 0.97 | 1.004
| Hydrogen Evolution | commercial | electricity | Hybrid (ASHP + Hydrogen boiler) | Peak_ACS | GW | 0 | 0 | 0 | 0 | 0 | 0 | 0 | 0 | 0 | 0 | 0 | 0.037 | 0.08 | 0.129 | 0.18 | 0.233 | 0.293 | 0.365 | 0.444 | 0.526 | 0.612 | 0.703 | 0.804 | 0.91 | 1.023 | 1.137 | 1.223 | 1.306 | 1.386 | 1.465 | 1.544
| Counterfactual | commercial | electricity | ASHP | Peak_ACS | GW | 0.001 | 0.013 | 0.045 | 0.114 | 0.178 | 0.255 | 0.303 | 0.367 | 0.433 | 0.501 | 0.571 | 0.64 | 0.735 | 0.836 | 0.94 | 1.045 | 1.118 | 1.196 | 1.28 | 1.372 | 1.47 | 1.567 | 1.651 | 1.736 | 1.824 | 1.916 | 2.007 | 2.074 | 2.131 | 2.185 | 2.235
| Counterfactual | commercial | electricity | DH | Peak_ACS | GW | 0 | 0.017 | 0.032 | 0.05 | 0.045 | 0.055 | 0.066 | 0.077 | 0.088 | 0.1 | 0.112 | 0.131 | 0.15 | 0.169 | 0.187 | 0.205 | 0.233 | 0.261 | 0.289 | 0.317 | 0.346 | 0.374 | 0.402 | 0.43 | 0.458 | 0.485 | 0.508 | 0.53 | 0.553 | 0.576 | 0.6
| Counterfactual | commercial | electricity | Electric resistive | Peak_ACS | GW | 2.07 | 2.067 | 1.984 | 2.001 | 1.958 | 1.921 | 1.851 | 1.815 | 1.794 | 1.779 | 1.774 | 1.772 | 1.756 | 1.697 | 1.623 | 1.535 | 1.436 | 1.35 | 1.271 | 1.2 | 1.148 | 1.104 | 1.037 | 0.959 | 0.874 | 0.782 | 0.685 | 0.611 | 0.554 | 0.503 | 0.48
| Counterfactual | commercial | electricity | Electric storage | Peak_ACS | GW | 0.001 | 0.001 | 0.001 | 0.001 | 0.001 | 0.001 | 0 | 0 | 0 | 0 | 0 | 0 | 0 | 0 | 0 | 0 | 0 | 0 | 0 | 0 | 0 | 0 | 0 | 0 | 0 | 0 | 0 | 0 | 0 | 0 | 0
| Counterfactual | commercial | electricity | GSHP | Peak_ACS | GW | 0.002 | 0.011 | 0.02 | 0.03 | 0.045 | 0.061 | 0.071 | 0.082 | 0.093 | 0.103 | 0.113 | 0.124 | 0.139 | 0.155 | 0.171 | 0.188 | 0.211 | 0.235 | 0.259 | 0.283 | 0.307 | 0.317 | 0.329 | 0.341 | 0.354 | 0.367 | 0.381 | 0.396 | 0.412 | 0.428 | 0.443
| Counterfactual | commercial | electricity | Hybrid (ASHP + Biofuel boiler) | Peak_ACS | GW | 0 | 0 | 0.011 | 0.031 | 0.036 | 0.043 | 0.05 | 0.058 | 0.066 | 0.076 | 0.086 | 0.096 | 0.109 | 0.123 | 0.14 | 0.156 | 0.171 | 0.187 | 0.205 | 0.226 | 0.249 | 0.27 | 0.291 | 0.311 | 0.33 | 0.349 | 0.366 | 0.38 | 0.392 | 0.403 | 0.411
| Counterfactual | commercial | electricity | Hybrid (ASHP + Electric resistive) | Peak_ACS | GW | 0 | 0.001 | 0.026 | 0.04 | 0.048 | 0.061 | 0.076 | 0.091 | 0.106 | 0.121 | 0.136 | 0.155 | 0.173 | 0.191 | 0.205 | 0.216 | 0.25 | 0.283 | 0.316 | 0.349 | 0.38 | 0.423 | 0.468 | 0.512 | 0.555 | 0.596 | 0.635 | 0.674 | 0.717 | 0.764 | 0.804
| Five Year Forecast | commercial | electricity | ASHP | Peak_ACS | GW | 2020: 0.001; 2021: 0.013; 2022: 0.045; 2023: 0.114; 2024: 0.184; 2025: 0.272; 2026: 0.331; 2027: 0.423; 2028: 0.513; 2029: 0.607
| Five Year Forecast | commercial | electricity | DH | Peak_ACS | GW | 2020: 0; 2021: 0.017; 2022: 0.032; 2023: 0.05; 2024: 0.066; 2025: 0.082; 2026: 0.101; 2027: 0.12; 2028: 0.14; 2029: 0.159
| Five Year Forecast | commercial | electricity | Electric resistive | Peak_ACS | GW | 2020: 2.07; 2021: 2.067; 2022: 1.984; 2023: 2.001; 2024: 1.968; 2025: 1.928; 2026: 1.855; 2027: 1.79; 2028: 1.737; 2029: 1.687
| Five Year Forecast | commercial | electricity | Electric storage | Peak_ACS | GW | 2020: 0.001; 2021: 0.001; 2022: 0.001; 2023: 0.001; 2024: 0.001; 2025: 0.001; 2026: 0.001; 2027: 0.001
| Five Year Forecast | commercial | electricity | GSHP | Peak_ACS | GW | 2020: 0.002; 2021: 0.011; 2022: 0.02; 2023: 0.03; 2024: 0.044; 2025: 0.06; 2026: 0.07; 2027: 0.085; 2028: 0.1; 2029: 0.116
| Five Year Forecast | commercial | electricity | Hybrid (ASHP + Biofuel boiler) | Peak_ACS | GW | 2020: 0; 2021: 0; 2022: 0.011; 2023: 0.031; 2024: 0.041; 2025: 0.052; 2026: 0.064; 2027: 0.076; 2028: 0.087; 2029: 0.098
| Five Year Forecast | commercial | electricity | Hybrid (ASHP + Electric resistive) | Peak_ACS | GW | 2020: 0; 2021: 0.001; 2022: 0.026; 2023: 0.04; 2024: 0.053; 2025: 0.066; 2026: 0.101; 2027: 0.137; 2028: 0.175; 2029: 0.216
| Holistic Transition | industrial | electricity | ASHP | Peak_ACS | GW | 0.001 | 0.002 | 0.005 | 0.011 | 0.017 | 0.026 | 0.031 | 0.041 | 0.053 | 0.069 | 0.088 | 0.105 | 0.123 | 0.141 | 0.159 | 0.178 | 0.198 | 0.218 | 0.239 | 0.261 | 0.283 | 0.307 | 0.327 | 0.342 | 0.357 | 0.372 | 0.387 | 0.402 | 0.416 | 0.431 | 0.446
| Holistic Transition | industrial | electricity | DH | Peak_ACS | GW | 0 | 0.001 | 0.002 | 0.003 | 0.004 | 0.005 | 0.007 | 0.008 | 0.01 | 0.012 | 0.014 | 0.018 | 0.022 | 0.025 | 0.029 | 0.032 | 0.04 | 0.048 | 0.054 | 0.06 | 0.065 | 0.071 | 0.077 | 0.083 | 0.089 | 0.095 | 0.1 | 0.105 | 0.11 | 0.116 | 0.121
| Holistic Transition | industrial | electricity | Electric resistive | Peak_ACS | GW | 1.481 | 1.477 | 1.416 | 1.429 | 1.415 | 1.395 | 1.37 | 1.335 | 1.278 | 1.199 | 1.113 | 1.029 | 0.946 | 0.864 | 0.783 | 0.703 | 0.637 | 0.576 | 0.512 | 0.448 | 0.379 | 0.327 | 0.291 | 0.274 | 0.264 | 0.254 | 0.24 | 0.227 | 0.214 | 0.202 | 0.192
| Holistic Transition | industrial | electricity | Electric storage | Peak_ACS | GW | 0.001 | 0.001 | 0.001 | 0.001 | 0.001 | 0.001 | 0.001 | 0.001 | 0 | 0 | 0 | 0 | 0 | 0 | 0 | 0 | 0.001 | 0.001 | 0.002 | 0.002 | 0.002 | 0.003 | 0.003 | 0.003 | 0.004 | 0.004 | 0.004 | 0.004 | 0.004 | 0.004 | 0.004
| Holistic Transition | industrial | electricity | GSHP | Peak_ACS | GW | 0.001 | 0.002 | 0.004 | 0.005 | 0.006 | 0.008 | 0.009 | 0.011 | 0.012 | 0.014 | 0.016 | 0.018 | 0.02 | 0.022 | 0.023 | 0.025 | 0.029 | 0.033 | 0.037 | 0.041 | 0.045 | 0.047 | 0.048 | 0.05 | 0.051 | 0.052 | 0.054 | 0.055 | 0.055 | 0.056 | 0.056
| Holistic Transition | industrial | electricity | Hybrid (ASHP + Biofuel boiler) | Peak_ACS | GW | 0 | 0 | 0 | 0.001 | 0.002 | 0.002 | 0.003 | 0.004 | 0.005 | 0.007 | 0.009 | 0.011 | 0.012 | 0.014 | 0.016 | 0.018 | 0.02 | 0.021 | 0.023 | 0.024 | 0.026 | 0.028 | 0.029 | 0.03 | 0.03 | 0.031 | 0.032 | 0.033 | 0.034 | 0.035 | 0.036
| Holistic Transition | industrial | electricity | Hybrid (ASHP + Electric resistive) | Peak_ACS | GW | 0 | 0.003 | 0.009 | 0.011 | 0.02 | 0.023 | 0.031 | 0.039 | 0.05 | 0.064 | 0.078 | 0.09 | 0.102 | 0.114 | 0.127 | 0.14 | 0.155 | 0.169 | 0.184 | 0.2 | 0.22 | 0.234 | 0.244 | 0.253 | 0.262 | 0.275 | 0.289 | 0.302 | 0.315 | 0.327 | 0.343
| Holistic Transition | industrial | electricity | Hybrid (ASHP + Hydrogen boiler) | Peak_ACS | GW | 0 | 0 | 0 | 0 | 0 | 0 | 0 | 0 | 0 | 0 | 0 | 0.002 | 0.005 | 0.008 | 0.011 | 0.014 | 0.018 | 0.022 | 0.026 | 0.031 | 0.035 | 0.04 | 0.045 | 0.05 | 0.054 | 0.06 | 0.062 | 0.064 | 0.065 | 0.067 | 0.068
| Electric Engagement | industrial | electricity | ASHP | Peak_ACS | GW | 0.001 | 0.002 | 0.005 | 0.011 | 0.017 | 0.025 | 0.03 | 0.038 | 0.046 | 0.054 | 0.063 | 0.073 | 0.083 | 0.093 | 0.105 | 0.119 | 0.134 | 0.149 | 0.164 | 0.18 | 0.196 | 0.212 | 0.226 | 0.239 | 0.253 | 0.266 | 0.28 | 0.293 | 0.305 | 0.315 | 0.325
| Electric Engagement | industrial | electricity | DH | Peak_ACS | GW | 0 | 0.001 | 0.002 | 0.003 | 0.004 | 0.005 | 0.006 | 0.007 | 0.008 | 0.009 | 0.01 | 0.011 | 0.011 | 0.012 | 0.013 | 0.014 | 0.019 | 0.023 | 0.028 | 0.032 | 0.036 | 0.04 | 0.045 | 0.049 | 0.054 | 0.058 | 0.064 | 0.07 | 0.076 | 0.082 | 0.087
| Electric Engagement | industrial | electricity | Electric resistive | Peak_ACS | GW | 1.481 | 1.477 | 1.416 | 1.429 | 1.374 | 1.353 | 1.33 | 1.313 | 1.3 | 1.293 | 1.291 | 1.289 | 1.285 | 1.271 | 1.24 | 1.173 | 1.119 | 1.071 | 1.021 | 0.969 | 0.917 | 0.88 | 0.841 | 0.802 | 0.748 | 0.687 | 0.624 | 0.546 | 0.487 | 0.465 | 0.456
| Electric Engagement | industrial | electricity | Electric storage | Peak_ACS | GW | 0.001 | 0.001 | 0.001 | 0.001 | 0 | 0 | 0 | 0 | 0 | 0 | 0 | 0 | 0 | 0 | 0 | 0 | 0.001 | 0.001 | 0.002 | 0.003 | 0.003 | 0.004 | 0.004 | 0.005 | 0.006 | 0.006 | 0.007 | 0.007 | 0.007 | 0.008 | 0.008
| Electric Engagement | industrial | electricity | GSHP | Peak_ACS | GW | 0.001 | 0.002 | 0.004 | 0.005 | 0.007 | 0.009 | 0.01 | 0.011 | 0.012 | 0.014 | 0.015 | 0.016 | 0.018 | 0.019 | 0.02 | 0.022 | 0.027 | 0.032 | 0.037 | 0.042 | 0.047 | 0.05 | 0.054 | 0.057 | 0.061 | 0.065 | 0.069 | 0.072 | 0.075 | 0.078 | 0.081
| Electric Engagement | industrial | electricity | Hybrid (ASHP + Biofuel boiler) | Peak_ACS | GW | 0 | 0 | 0 | 0.001 | 0.002 | 0.002 | 0.003 | 0.004 | 0.004 | 0.004 | 0.004 | 0.004 | 0.005 | 0.005 | 0.006 | 0.008 | 0.01 | 0.011 | 0.013 | 0.015 | 0.016 | 0.018 | 0.02 | 0.022 | 0.025 | 0.027 | 0.03 | 0.032 | 0.034 | 0.035 | 0.036
| Electric Engagement | industrial | electricity | Hybrid (ASHP + Electric resistive) | Peak_ACS | GW | 0 | 0.003 | 0.009 | 0.011 | 0.02 | 0.023 | 0.03 | 0.035 | 0.04 | 0.046 | 0.052 | 0.061 | 0.069 | 0.078 | 0.089 | 0.107 | 0.125 | 0.143 | 0.161 | 0.18 | 0.202 | 0.223 | 0.243 | 0.262 | 0.281 | 0.3 | 0.317 | 0.333 | 0.348 | 0.357 | 0.373
| Hydrogen Evolution | industrial | electricity | ASHP | Peak_ACS | GW | 0.001 | 0.002 | 0.005 | 0.011 | 0.017 | 0.025 | 0.031 | 0.04 | 0.049 | 0.058 | 0.066 | 0.073 | 0.081 | 0.09 | 0.102 | 0.115 | 0.128 | 0.139 | 0.15 | 0.162 | 0.174 | 0.186 | 0.195 | 0.205 | 0.216 | 0.227 | 0.239 | 0.25 | 0.259 | 0.267 | 0.273
| Hydrogen Evolution | industrial | electricity | DH | Peak_ACS | GW | 0 | 0.001 | 0.002 | 0.003 | 0.004 | 0.006 | 0.007 | 0.008 | 0.009 | 0.01 | 0.011 | 0.012 | 0.013 | 0.013 | 0.015 | 0.017 | 0.023 | 0.029 | 0.035 | 0.041 | 0.046 | 0.052 | 0.058 | 0.065 | 0.071 | 0.077 | 0.083 | 0.089 | 0.095 | 0.101 | 0.106
| Hydrogen Evolution | industrial | electricity | Electric resistive | Peak_ACS | GW | 1.481 | 1.477 | 1.416 | 1.429 | 1.431 | 1.415 | 1.391 | 1.37 | 1.354 | 1.341 | 1.331 | 1.324 | 1.307 | 1.273 | 1.206 | 1.119 | 1.038 | 0.969 | 0.901 | 0.828 | 0.742 | 0.683 | 0.622 | 0.559 | 0.497 | 0.429 | 0.333 | 0.258 | 0.215 | 0.194 | 0.184
| Hydrogen Evolution | industrial | electricity | Electric storage | Peak_ACS | GW | 0.001 | 0.001 | 0.001 | 0.001 | 0.001 | 0 | 0 | 0 | 0 | 0 | 0 | 0 | 0 | 0 | 0 | 0 | 0.001 | 0.001 | 0.002 | 0.002 | 0.003 | 0.004 | 0.004 | 0.005 | 0.005 | 0.006 | 0.007 | 0.007 | 0.008 | 0.008 | 0.009
| Hydrogen Evolution | industrial | electricity | GSHP | Peak_ACS | GW | 0.001 | 0.002 | 0.004 | 0.005 | 0.007 | 0.008 | 0.01 | 0.011 | 0.013 | 0.014 | 0.016 | 0.017 | 0.019 | 0.021 | 0.022 | 0.025 | 0.028 | 0.033 | 0.037 | 0.042 | 0.046 | 0.049 | 0.052 | 0.054 | 0.058 | 0.061 | 0.064 | 0.067 | 0.07 | 0.072 | 0.075
| Hydrogen Evolution | industrial | electricity | Hybrid (ASHP + Biofuel boiler) | Peak_ACS | GW | 0 | 0 | 0 | 0.001 | 0.001 | 0.002 | 0.002 | 0.003 | 0.004 | 0.004 | 0.004 | 0.004 | 0.005 | 0.006 | 0.007 | 0.009 | 0.011 | 0.013 | 0.014 | 0.016 | 0.017 | 0.019 | 0.02 | 0.022 | 0.024 | 0.026 | 0.028 | 0.03 | 0.031 | 0.031 | 0.032
| Hydrogen Evolution | industrial | electricity | Hybrid (ASHP + Electric resistive) | Peak_ACS | GW | 0 | 0.003 | 0.009 | 0.011 | 0.014 | 0.017 | 0.025 | 0.03 | 0.033 | 0.035 | 0.038 | 0.041 | 0.045 | 0.05 | 0.059 | 0.068 | 0.079 | 0.089 | 0.099 | 0.109 | 0.121 | 0.131 | 0.144 | 0.158 | 0.172 | 0.184 | 0.197 | 0.208 | 0.214 | 0.221 | 0.228
| Hydrogen Evolution | industrial | electricity | Hybrid (ASHP + Hydrogen boiler) | Peak_ACS | GW | 0 | 0 | 0 | 0 | 0 | 0 | 0 | 0 | 0 | 0 | 0 | 0.002 | 0.004 | 0.008 | 0.014 | 0.022 | 0.032 | 0.043 | 0.055 | 0.067 | 0.079 | 0.092 | 0.105 | 0.118 | 0.131 | 0.147 | 0.158 | 0.169 | 0.177 | 0.184 | 0.189
| Counterfactual | industrial | electricity | ASHP | Peak_ACS | GW | 0.001 | 0.002 | 0.005 | 0.011 | 0.018 | 0.026 | 0.031 | 0.037 | 0.044 | 0.05 | 0.056 | 0.061 | 0.07 | 0.079 | 0.091 | 0.106 | 0.117 | 0.129 | 0.141 | 0.153 | 0.166 | 0.179 | 0.191 | 0.204 | 0.218 | 0.232 | 0.247 | 0.258 | 0.268 | 0.275 | 0.282
| Counterfactual | industrial | electricity | DH | Peak_ACS | GW | 0 | 0.001 | 0.002 | 0.003 | 0.003 | 0.004 | 0.006 | 0.007 | 0.008 | 0.008 | 0.009 | 0.009 | 0.01 | 0.011 | 0.012 | 0.014 | 0.019 | 0.024 | 0.028 | 0.033 | 0.037 | 0.042 | 0.047 | 0.053 | 0.059 | 0.065 | 0.071 | 0.077 | 0.082 | 0.087 | 0.091
| Counterfactual | industrial | electricity | Electric resistive | Peak_ACS | GW | 1.481 | 1.477 | 1.416 | 1.429 | 1.404 | 1.387 | 1.366 | 1.351 | 1.34 | 1.331 | 1.326 | 1.325 | 1.315 | 1.296 | 1.257 | 1.189 | 1.122 | 1.061 | 0.999 | 0.938 | 0.87 | 0.829 | 0.775 | 0.713 | 0.647 | 0.575 | 0.497 | 0.416 | 0.36 | 0.326 | 0.3
| Counterfactual | industrial | electricity | Electric storage | Peak_ACS | GW | 0.001 | 0.001 | 0.001 | 0.001 | 0 | 0 | 0 | 0 | 0 | 0 | 0 | 0 | 0 | 0 | 0 | 0 | 0 | 0 | 0 | 0 | 0 | 0 | 0 | 0 | 0 | 0 | 0 | 0 | 0 | 0 | 0
| Counterfactual | industrial | electricity | GSHP | Peak_ACS | GW | 0.001 | 0.002 | 0.004 | 0.005 | 0.007 | 0.009 | 0.011 | 0.012 | 0.013 | 0.014 | 0.015 | 0.016 | 0.017 | 0.019 | 0.021 | 0.023 | 0.026 | 0.029 | 0.031 | 0.034 | 0.037 | 0.038 | 0.039 | 0.04 | 0.041 | 0.043 | 0.045 | 0.047 | 0.048 | 0.05 | 0.052
| Counterfactual | industrial | electricity | Hybrid (ASHP + Biofuel boiler) | Peak_ACS | GW | 0 | 0 | 0 | 0.001 | 0.002 | 0.002 | 0.002 | 0.003 | 0.003 | 0.003 | 0.003 | 0.004 | 0.004 | 0.004 | 0.006 | 0.008 | 0.01 | 0.012 | 0.014 | 0.017 | 0.019 | 0.022 | 0.024 | 0.027 | 0.03 | 0.034 | 0.037 | 0.039 | 0.042 | 0.043 | 0.044
| Counterfactual | industrial | electricity | Hybrid (ASHP + Electric resistive) | Peak_ACS | GW | 0 | 0.003 | 0.009 | 0.011 | 0.013 | 0.016 | 0.018 | 0.022 | 0.025 | 0.029 | 0.032 | 0.035 | 0.039 | 0.044 | 0.052 | 0.063 | 0.074 | 0.085 | 0.097 | 0.109 | 0.122 | 0.137 | 0.15 | 0.164 | 0.179 | 0.195 | 0.21 | 0.224 | 0.234 | 0.241 | 0.255
| Five Year Forecast | industrial | electricity | ASHP | Peak_ACS | GW | 2020: 0.001; 2021: 0.002; 2022: 0.005; 2023: 0.011; 2024: 0.018; 2025: 0.026; 2026: 0.032; 2027: 0.041; 2028: 0.05; 2029: 0.059
| Five Year Forecast | industrial | electricity | DH | Peak_ACS | GW | 0 | 0.001 | 0.002 | 0.003 | 0.004 | 0.006 | 0.007 | 0.008 | 0.009 | 0.01
| Five Year Forecast | industrial | electricity | Electric resistive | Peak_ACS | GW | 1.481 | 1.477 | 1.416 | 1.429 | 1.412 | 1.394 | 1.37 | 1.351 | 1.338 | 1.325
| Five Year Forecast | industrial | electricity | Electric storage | Peak_ACS | GW | 0.001 | 0.001 | 0.001 | 0.001 | 0 | 0 | 0 | 0 | 0 | 0
| Five Year Forecast | industrial | electricity | GSHP | Peak_ACS | GW | 0.001 | 0.002 | 0.004 | 0.005 | 0.007 | 0.009 | 0.011 | 0.012 | 0.014 | 0.015
| Five Year Forecast | industrial | electricity | Hybrid (ASHP + Biofuel boiler) | Peak_ACS | GW | 0 | 0 | 0 | 0.001 | 0.002 | 0.002 | 0.003 | 0.003 | 0.004 | 0.004
| Five Year Forecast | industrial | electricity | Hybrid (ASHP + Electric resistive) | Peak_ACS | GW | 0 | 0.003 | 0.009 | 0.011 | 0.015 | 0.019 | 0.026 | 0.033 | 0.037 | 0.039
| Holistic Transition | residential | biofuel | Biofuel boiler | Peak 1in20 | GW | 0 | 0.008 | 0.021 | 0.041 | 0.083 | 0.136 | 0.242 | 0.4 | 0.647 | 0.87 | 1.106 | 1.327 | 1.547 | 1.765 | 1.982 | 2.195 | 2.71 | 3.244 | 3.749 | 4.185 | 4.551 | 4.791 | 4.987 | 5.1 | 5.244 | 5.384 | 5.57 | 5.747 | 5.924 | 6.093 | 6.261
| Holistic Transition | residential | biofuel | Hybrid (ASHP + Biofuel boiler) | Peak 1in20 | GW | 0 | 0.002 | 0.004 | 0.014 | 0.031 | 0.056 | 0.076 | 0.105 | 0.144 | 0.199 | 0.263 | 0.322 | 0.383 | 0.445 | 0.505 | 0.566 | 0.603 | 0.638 | 0.667 | 0.694 | 0.714 | 0.743 | 0.762 | 0.77 | 0.76 | 0.735 | 0.719 | 0.698 | 0.67 | 0.642 | 0.61
| Holistic Transition | residential | biomass | Biomass boiler | Peak 1in20 | GW | 0 | 0.006 | 0.01 | 0.058 | 0.108 | 0.125 | 0.136 | 0.147 | 0.157 | 0.17 | 0.214 | 0.264 | 0.306 | 0.352 | 0.401 | 0.454 | 0.487 | 0.52 | 0.532 | 0.547 | 0.605 | 0.683 | 0.765 | 0.851 | 0.937 | 0.999 | 1.065 | 1.139 | 1.214 | 1.289 | 1.366
| Holistic Transition | residential | biomethane | DH | Peak 1in20 | GW | 0.442 | 0.458 | 0.438 | 0.433 | 0.449 | 0.444 | 0.48 | 0.516 | 0.552 | 0.589 | 0.625 | 0.654 | 0.682 | 0.711 | 0.74 | 0.769 | 1.316 | 1.863 | 2.41 | 2.957 | 3.504 | 3.984 | 4.465 | 4.945 | 5.426 | 5.906 | 6.259 | 6.613 | 6.966 | 7.319 | 7.672
| Holistic Transition | residential | electricity | ASHP | Peak 1in20 | GW | 0.533 | 0.614 | 0.619 | 0.749 | 0.873 | 0.95 | 1.297 | 1.644 | 1.991 | 2.337 | 2.684 | 3.412 | 4.139 | 4.866 | 5.593 | 6.321 | 6.884 | 7.447 | 8.009 | 8.572 | 9.135 | 9.383 | 9.631 | 9.879 | 10.126 | 10.374 | 10.211 | 10.047 | 9.883 | 9.72 | 9.556
| Holistic Transition | residential | electricity | DH | Peak 1in20 | GW | 0.511 | 0.538 | 0.55 | 0.574 | 0.628 | 0.653 | 0.67 | 0.687 | 0.703 | 0.72 | 0.736 | 0.742 | 0.748 | 0.755 | 0.761 | 0.767 | 1.038 | 1.308 | 1.579 | 1.849 | 2.12 | 2.357 | 2.593 | 2.829 | 3.066 | 3.302 | 3.552 | 3.801 | 4.05 | 4.299 | 4.548
| Holistic Transition | residential | electricity | Electric resistive | Peak 1in20 | GW | 2.783 | 2.827 | 2.548 | 2.622 | 2.721 | 2.674 | 2.555 | 2.427 | 2.3 | 2.172 | 2.047 | 1.933 | 1.816 | 1.694 | 1.571 | 1.446 | 1.453 | 1.467 | 1.508 | 1.571 | 1.674 | 1.785 | 1.903 | 2.022 | 2.14 | 2.258 | 2.37 | 2.484 | 2.6 | 2.715 | 2.83
| Holistic Transition | residential | electricity | Electric storage | Peak 1in20 | GW | 0.41 | 0.404 | 0.353 | 0.31 | 0.343 | 0.328 | 0.312 | 0.295 | 0.279 | 0.263 | 0.25 | 0.232 | 0.214 | 0.196 | 0.179 | 0.162 | 0.162 | 0.162 | 0.165 | 0.169 | 0.175 | 0.181 | 0.187 | 0.193 | 0.199 | 0.203 | 0.207 | 0.211 | 0.215 | 0.22 | 0.225
| Holistic Transition | residential | electricity | GSHP | Peak 1in20 | GW | 0.041 | 0.052 | 0.057 | 0.072 | 0.094 | 0.108 | 0.14 | 0.172 | 0.204 | 0.236 | 0.268 | 0.294 | 0.32 | 0.345 | 0.371 | 0.396 | 0.731 | 1.065 | 1.4 | 1.734 | 2.069 | 2.37 | 2.672 | 2.974 | 3.275 | 3.577 | 3.838 | 4.099 | 4.361 | 4.622 | 4.883
| Holistic Transition | residential | electricity | Hybrid (ASHP + Biofuel boiler) | Peak 1in20 | GW | 0 | 0.003 | 0.005 | 0.018 | 0.035 | 0.055 | 0.071 | 0.099 | 0.14 | 0.195 | 0.256 | 0.313 | 0.37 | 0.428 | 0.485 | 0.543 | 0.578 | 0.612 | 0.637 | 0.657 | 0.678 | 0.71 | 0.727 | 0.73 | 0.716 | 0.691 | 0.667 | 0.642 | 0.617 | 0.593 | 0.571
| Holistic Transition | residential | electricity | Hybrid (ASHP + Electric resistive) | Peak 1in20 | GW | 0 | 0.019 | 0.035 | 0.078 | 0.142 | 0.209 | 0.262 | 0.365 | 0.507 | 0.746 | 1.035 | 1.434 | 2.057 | 3.07 | 4.206 | 5.282 | 6.115 | 7.211 | 8.321 | 9.451 | 10.21 | 10.87 | 11.9 | 12.905 | 13.811 | 14.113 | 14.125 | 14.506 | 14.525 | 14.468 | 14.296
| Holistic Transition | residential | electricity | Hybrid (ASHP + Hydrogen boiler) | Peak 1in20 | GW | 0 | 0 | 0 | 0 | 0 | 0 | 0 | 0 | 0 | 0 | 0 | 0.009 | 0.021 | 0.043 | 0.07 | 0.109 | 0.168 | 0.225 | 0.28 | 0.335 | 0.39 | 0.444 | 0.489 | 0.529 | 0.567 | 0.603 | 0.629 | 0.652 | 0.665 | 0.672 | 0.668
| Holistic Transition | residential | gas | Gas boiler | Peak 1in20 | GW | 150.858 | 150.236 | 133.013 | 134.814 | 140.787 | 139.9 | 139.027 | 137.75 | 136.05 | 133.412 | 130.114 | 126.501 | 122.265 | 116.855 | 110.946 | 104.459 | 95.065 | 85.799 | 76.577 | 67.399 | 58.274 | 49.566 | 41.276 | 33.418 | 26.527 | 20.294 | 14.919 | 10.082 | 6.329 | 2.946 | 0
| Holistic Transition | residential | hydrogen | Hybrid (ASHP + Hydrogen boiler) | Peak 1in20 | GW | 0 | 0 | 0 | 0 | 0 | 0 | 0 | 0 | 0 | 0 | 0 | 0.008 | 0.02 | 0.044 | 0.076 | 0.124 | 0.198 | 0.266 | 0.33 | 0.391 | 0.448 | 0.509 | 0.562 | 0.609 | 0.652 | 0.693 | 0.725 | 0.751 | 0.766 | 0.775 | 0.77
| Holistic Transition | residential | hydrogen | Hydrogen boiler | Peak 1in20 | GW | 0 | 0 | 0 | 0 | 0 | 0 | 0 | 0 | 0 | 0 | 0 | 0.012 | 0.024 | 0.037 | 0.049 | 0.062 | 0.428 | 0.835 | 1.252 | 1.656 | 2.052 | 2.439 | 2.991 | 3.635 | 4.279 | 4.943 | 5.582 | 6.212 | 6.837 | 7.448 | 8.038
| Holistic Transition | residential | other | Community | Peak 1in20 | GW | 0.876 | 0.88 | 0.785 | 0.796 | 0.838 | 0.832 | 0.819 | 0.794 | 0.763 | 0.724 | 0.67 | 0.619 | 0.566 | 0.513 | 0.459 | 0.403 | 0.344 | 0.284 | 0.225 | 0.165 | 0.114 | 0.071 | 0.04 | 0.017 | 0 | 0 | 0 | 0 | 0 | 0 | 0
| Holistic Transition | residential | other | Oil boiler | Peak 1in20 | GW | 19.378 | 19.274 | 17.038 | 17.065 | 17.662 | 17.327 | 16.93 | 16.26 | 15.337 | 14.346 | 13.13 | 12.038 | 10.912 | 9.751 | 8.556 | 7.327 | 6.153 | 5.004 | 3.905 | 2.899 | 1.969 | 1.106 | 0.537 | 0.235 | 0 | 0 | 0 | 0 | 0 | 0 | 0
| Electric Engagement | residential | biofuel | Biofuel boiler | Peak 1in20 | GW | 0 | 0.008 | 0.021 | 0.024 | 0.056 | 0.097 | 0.191 | 0.333 | 0.566 | 0.792 | 1.029 | 1.251 | 1.473 | 1.693 | 1.911 | 2.13 | 2.715 | 3.347 | 3.934 | 4.468 | 4.823 | 5.042 | 5.207 | 5.317 | 5.44 | 5.596 | 5.818 | 6.028 | 6.232 | 6.428 | 6.624
| Electric Engagement | residential | biofuel | Hybrid (ASHP + Biofuel boiler) | Peak 1in20 | GW | 0 | 0.002 | 0.004 | 0.014 | 0.03 | 0.051 | 0.067 | 0.087 | 0.114 | 0.154 | 0.214 | 0.271 | 0.329 | 0.386 | 0.442 | 0.497 | 0.526 | 0.554 | 0.578 | 0.599 | 0.621 | 0.656 | 0.689 | 0.712 | 0.722 | 0.706 | 0.694 | 0.677 | 0.656 | 0.632 | 0.607
| Electric Engagement | residential | biomass | Biomass boiler | Peak 1in20 | GW | 0 | 0.006 | 0.01 | 0.053 | 0.101 | 0.115 | 0.125 | 0.134 | 0.141 | 0.148 | 0.185 | 0.225 | 0.261 | 0.297 | 0.335 | 0.374 | 0.393 | 0.403 | 0.394 | 0.384 | 0.425 | 0.487 | 0.55 | 0.615 | 0.678 | 0.712 | 0.75 | 0.796 | 0.847 | 0.903 | 0.965
| Electric Engagement | residential | biomethane | DH | Peak 1in20 | GW | 0.442 | 0.458 | 0.438 | 0.433 | 0.497 | 0.506 | 0.56 | 0.614 | 0.667 | 0.721 | 0.775 | 0.797 | 0.82 | 0.842 | 0.864 | 0.887 | 1.397 | 1.908 | 2.419 | 2.929 | 3.44 | 4.09 | 4.741 | 5.391 | 6.041 | 6.692 | 7.058 | 7.424 | 7.791 | 8.157 | 8.524
| Electric Engagement | residential | electricity | ASHP | Peak 1in20 | GW | 0.533 | 0.614 | 0.619 | 0.749 | 0.801 | 0.852 | 1.116 | 1.38 | 1.643 | 1.907 | 2.17 | 2.701 | 3.231 | 3.762 | 4.293 | 4.823 | 5.412 | 6 | 6.589 | 7.177 | 7.766 | 8.137 | 8.507 | 8.878 | 9.249 | 9.619 | 9.691 | 9.763 | 9.835 | 9.907 | 9.979
| Electric Engagement | residential | electricity | DH | Peak 1in20 | GW | 0.511 | 0.538 | 0.55 | 0.574 | 0.609 | 0.631 | 0.647 | 0.662 | 0.678 | 0.693 | 0.709 | 0.717 | 0.724 | 0.732 | 0.739 | 0.747 | 1.052 | 1.357 | 1.661 | 1.966 | 2.271 | 2.537 | 2.802 | 3.068 | 3.333 | 3.599 | 3.859 | 4.12 | 4.38 | 4.64 | 4.901
| Electric Engagement | residential | electricity | Electric resistive | Peak 1in20 | GW | 2.783 | 2.827 | 2.548 | 2.622 | 2.789 | 2.761 | 2.663 | 2.558 | 2.455 | 2.353 | 2.254 | 2.174 | 2.092 | 2.007 | 1.918 | 1.829 | 1.84 | 1.853 | 1.886 | 1.937 | 2.029 | 2.124 | 2.223 | 2.32 | 2.414 | 2.503 | 2.58 | 2.658 | 2.736 | 2.818 | 2.898
| Electric Engagement | residential | electricity | Electric storage | Peak 1in20 | GW | 0.41 | 0.404 | 0.353 | 0.31 | 0.342 | 0.326 | 0.309 | 0.292 | 0.276 | 0.26 | 0.246 | 0.227 | 0.208 | 0.191 | 0.173 | 0.157 | 0.157 | 0.157 | 0.16 | 0.165 | 0.172 | 0.178 | 0.185 | 0.191 | 0.197 | 0.202 | 0.206 | 0.211 | 0.215 | 0.22 | 0.225
| Electric Engagement | residential | electricity | GSHP | Peak 1in20 | GW | 0.041 | 0.052 | 0.057 | 0.072 | 0.085 | 0.096 | 0.129 | 0.161 | 0.194 | 0.227 | 0.259 | 0.286 | 0.312 | 0.339 | 0.365 | 0.392 | 0.738 | 1.085 | 1.431 | 1.777 | 2.124 | 2.456 | 2.788 | 3.12 | 3.451 | 3.783 | 4.095 | 4.407 | 4.719 | 5.031 | 5.343
| Electric Engagement | residential | electricity | Hybrid (ASHP + Biofuel boiler) | Peak 1in20 | GW | 0 | 0.003 | 0.005 | 0.018 | 0.033 | 0.05 | 0.063 | 0.082 | 0.11 | 0.152 | 0.208 | 0.261 | 0.315 | 0.369 | 0.423 | 0.476 | 0.503 | 0.529 | 0.549 | 0.565 | 0.59 | 0.627 | 0.658 | 0.678 | 0.683 | 0.664 | 0.645 | 0.625 | 0.605 | 0.586 | 0.569
| Electric Engagement | residential | electricity | Hybrid (ASHP + Electric resistive) | Peak 1in20 | GW | 0 | 0.019 | 0.035 | 0.078 | 0.195 | 0.331 | 0.411 | 0.608 | 0.955 | 1.482 | 2.206 | 3.14 | 4.371 | 5.782 | 7.378 | 8.674 | 9.513 | 10.773 | 12.039 | 13.297 | 13.969 | 14.577 | 15.677 | 16.648 | 17.445 | 17.286 | 16.689 | 16.607 | 16.4 | 16.064 | 15.706
| Electric Engagement | residential | gas | Gas boiler | Peak 1in20 | GW | 150.858 | 150.236 | 133.013 | 134.808 | 140.769 | 139.866 | 138.987 | 137.825 | 136.118 | 133.432 | 129.86 | 125.815 | 121.154 | 115.916 | 110.065 | 103.854 | 94.461 | 85.195 | 75.977 | 66.81 | 57.701 | 49.002 | 40.59 | 32.736 | 25.894 | 19.943 | 15.019 | 10.615 | 6.677 | 3.229 | 0
| Electric Engagement | residential | other | Community | Peak 1in20 | GW | 0.876 | 0.88 | 0.785 | 0.795 | 0.837 | 0.828 | 0.815 | 0.786 | 0.754 | 0.715 | 0.661 | 0.609 | 0.557 | 0.504 | 0.449 | 0.394 | 0.334 | 0.275 | 0.216 | 0.157 | 0.109 | 0.066 | 0.039 | 0.016 | 0 | 0 | 0 | 0 | 0 | 0 | 0
| Electric Engagement | residential | other | Oil boiler | Peak 1in20 | GW | 19.378 | 19.274 | 17.038 | 17.05 | 17.614 | 17.216 | 16.812 | 16.114 | 15.18 | 14.196 | 12.98 | 11.888 | 10.762 | 9.602 | 8.406 | 7.177 | 6.003 | 4.854 | 3.766 | 2.793 | 1.93 | 1.075 | 0.534 | 0.242 | 0 | 0 | 0 | 0 | 0 | 0 | 0
| Hydrogen Evolution | residential | biofuel | Biofuel boiler | Peak 1in20 | GW | 0 | 0.008 | 0.021 | 0.036 | 0.064 | 0.104 | 0.162 | 0.202 | 0.234 | 0.261 | 0.286 | 0.304 | 0.318 | 0.33 | 0.341 | 0.352 | 0.442 | 0.59 | 0.733 | 0.866 | 0.986 | 1.143 | 1.32 | 1.504 | 1.694 | 1.888 | 2.137 | 2.378 | 2.627 | 2.887 | 3.161
| Hydrogen Evolution | residential | biofuel | Hybrid (ASHP + Biofuel boiler) | Peak 1in20 | GW | 0 | 0.002 | 0.004 | 0.014 | 0.03 | 0.052 | 0.07 | 0.092 | 0.111 | 0.134 | 0.159 | 0.201 | 0.254 | 0.317 | 0.392 | 0.471 | 0.491 | 0.523 | 0.546 | 0.565 | 0.579 | 0.599 | 0.615 | 0.633 | 0.647 | 0.659 | 0.66 | 0.648 | 0.624 | 0.584 | 0.54
| Hydrogen Evolution | residential | biomass | Biomass boiler | Peak 1in20 | GW | 0 | 0.006 | 0.01 | 0.038 | 0.07 | 0.089 | 0.1 | 0.109 | 0.116 | 0.121 | 0.124 | 0.125 | 0.127 | 0.128 | 0.129 | 0.13 | 0.159 | 0.228 | 0.272 | 0.312 | 0.369 | 0.426 | 0.483 | 0.538 | 0.592 | 0.643 | 0.685 | 0.724 | 0.759 | 0.792 | 0.822
| Hydrogen Evolution | residential | biomethane | DH | Peak 1in20 | GW | 0.442 | 0.458 | 0.438 | 0.433 | 0.419 | 0.402 | 0.444 | 0.487 | 0.529 | 0.571 | 0.613 | 0.685 | 0.758 | 0.83 | 0.903 | 0.975 | 1.402 | 1.829 | 2.256 | 2.683 | 3.11 | 3.472 | 3.833 | 4.194 | 4.555 | 4.917 | 5.117 | 5.318 | 5.518 | 5.719 | 5.92
| Hydrogen Evolution | residential | electricity | ASHP | Peak 1in20 | GW | 0.533 | 0.614 | 0.619 | 0.749 | 0.859 | 0.941 | 1.303 | 1.665 | 2.027 | 2.389 | 2.752 | 3.774 | 4.796 | 5.818 | 6.84 | 7.862 | 8.407 | 8.952 | 9.496 | 10.041 | 10.586 | 10.812 | 11.037 | 11.263 | 11.489 | 11.714 | 11.169 | 10.623 | 10.078 | 9.533 | 8.987
| Hydrogen Evolution | residential | electricity | DH | Peak 1in20 | GW | 0.511 | 0.538 | 0.55 | 0.574 | 0.636 | 0.665 | 0.696 | 0.727 | 0.758 | 0.789 | 0.82 | 0.838 | 0.856 | 0.874 | 0.892 | 0.91 | 1.133 | 1.356 | 1.579 | 1.802 | 2.025 | 2.229 | 2.433 | 2.637 | 2.841 | 3.045 | 3.225 | 3.406 | 3.586 | 3.767 | 3.947
| Hydrogen Evolution | residential | electricity | Electric resistive | Peak 1in20 | GW | 2.783 | 2.827 | 2.548 | 2.622 | 2.699 | 2.823 | 2.697 | 2.562 | 2.433 | 2.303 | 2.178 | 2.055 | 1.926 | 1.791 | 1.652 | 1.509 | 1.484 | 1.471 | 1.489 | 1.531 | 1.608 | 1.714 | 1.825 | 1.931 | 2.034 | 2.133 | 2.237 | 2.348 | 2.461 | 2.575 | 2.688
| Hydrogen Evolution | residential | electricity | Electric storage | Peak 1in20 | GW | 0.41 | 0.404 | 0.353 | 0.31 | 0.338 | 0.345 | 0.328 | 0.311 | 0.295 | 0.279 | 0.266 | 0.246 | 0.225 | 0.204 | 0.181 | 0.159 | 0.159 | 0.158 | 0.161 | 0.165 | 0.171 | 0.177 | 0.183 | 0.188 | 0.193 | 0.197 | 0.202 | 0.208 | 0.216 | 0.225 | 0.235
| Hydrogen Evolution | residential | electricity | GSHP | Peak 1in20 | GW | 0.041 | 0.052 | 0.057 | 0.072 | 0.086 | 0.098 | 0.132 | 0.166 | 0.199 | 0.233 | 0.267 | 0.301 | 0.336 | 0.371 | 0.405 | 0.44 | 0.686 | 0.932 | 1.179 | 1.425 | 1.672 | 1.929 | 2.185 | 2.442 | 2.699 | 2.956 | 3.181 | 3.406 | 3.632 | 3.857 | 4.082
| Hydrogen Evolution | residential | electricity | Hybrid (ASHP + Biofuel boiler) | Peak 1in20 | GW | 0 | 0.003 | 0.005 | 0.018 | 0.036 | 0.057 | 0.073 | 0.092 | 0.111 | 0.137 | 0.171 | 0.222 | 0.282 | 0.348 | 0.422 | 0.499 | 0.517 | 0.55 | 0.573 | 0.591 | 0.611 | 0.634 | 0.654 | 0.674 | 0.688 | 0.694 | 0.682 | 0.662 | 0.636 | 0.603 | 0.57
| Hydrogen Evolution | residential | electricity | Hybrid (ASHP + Electric resistive) | Peak 1in20 | GW | 0 | 0.019 | 0.035 | 0.078 | 0.141 | 0.201 | 0.245 | 0.328 | 0.416 | 0.522 | 0.587 | 0.676 | 0.856 | 1.129 | 1.533 | 2.003 | 2.431 | 3.176 | 4.037 | 4.951 | 5.4 | 5.766 | 6.68 | 7.655 | 8.6 | 8.737 | 8.58 | 9.246 | 9.843 | 10.345 | 10.621
| Hydrogen Evolution | residential | electricity | Hybrid (ASHP + Hydrogen boiler) | Peak 1in20 | GW | 0 | 0 | 0 | 0 | 0 | 0 | 0 | 0 | 0 | 0 | 0 | 0.011 | 0.024 | 0.039 | 0.068 | 0.126 | 0.434 | 0.773 | 1.159 | 1.551 | 1.94 | 2.334 | 2.723 | 3.114 | 3.465 | 3.808 | 4.136 | 4.458 | 4.77 | 5.066 | 5.318
| Hydrogen Evolution | residential | gas | Gas boiler | Peak 1in20 | GW | 150.858 | 150.236 | 133.013 | 134.575 | 141.297 | 149.42 | 148.516 | 147.341 | 145.795 | 143.539 | 140.441 | 136.193 | 131.105 | 125.252 | 118.876 | 112.055 | 102.039 | 92.189 | 82.391 | 72.631 | 62.862 | 53.518 | 44.462 | 35.791 | 27.856 | 20.78 | 15.414 | 10.799 | 6.837 | 3.267 | 0
| Hydrogen Evolution | residential | hydrogen | Hybrid (ASHP + Hydrogen boiler) | Peak 1in20 | GW | 0 | 0 | 0 | 0 | 0 | 0 | 0 | 0 | 0 | 0 | 0 | 0.008 | 0.018 | 0.028 | 0.056 | 0.13 | 0.51 | 0.892 | 1.288 | 1.66 | 2.005 | 2.401 | 2.796 | 3.191 | 3.565 | 3.935 | 4.278 | 4.615 | 4.942 | 5.246 | 5.495
| Hydrogen Evolution | residential | hydrogen | Hydrogen boiler | Peak 1in20 | GW | 0 | 0 | 0 | 0 | 0 | 0 | 0 | 0 | 0 | 0 | 0 | 1.334 | 2.719 | 4.031 | 5.367 | 6.752 | 11.139 | 14.948 | 17.602 | 20.099 | 22.542 | 24.589 | 26.616 | 28.539 | 31.065 | 33.653 | 34.988 | 36.337 | 37.894 | 39.497 | 41.287
| Hydrogen Evolution | residential | other | Community | Peak 1in20 | GW | 0.876 | 0.88 | 0.785 | 0.792 | 0.838 | 0.891 | 0.881 | 0.859 | 0.836 | 0.809 | 0.781 | 0.745 | 0.705 | 0.662 | 0.616 | 0.569 | 0.506 | 0.443 | 0.38 | 0.318 | 0.258 | 0.209 | 0.172 | 0.136 | 0.104 | 0.074 | 0.055 | 0.038 | 0.024 | 0.012 | 0
| Hydrogen Evolution | residential | other | Oil boiler | Peak 1in20 | GW | 19.378 | 19.274 | 17.038 | 17.103 | 17.822 | 18.691 | 18.357 | 17.74 | 16.994 | 16.176 | 15.302 | 14.392 | 13.427 | 12.423 | 11.385 | 10.319 | 9.064 | 7.838 | 6.661 | 5.567 | 4.486 | 3.478 | 2.769 | 2.196 | 1.695 | 1.247 | 0.96 | 0.706 | 0.465 | 0.232 | 0
| Counterfactual | residential | biofuel | Biofuel boiler | Peak 1in20 | GW | 0 | 0.008 | 0.021 | 0.032 | 0.051 | 0.081 | 0.125 | 0.147 | 0.16 | 0.171 | 0.178 | 0.185 | 0.192 | 0.199 | 0.206 | 0.212 | 0.223 | 0.231 | 0.24 | 0.25 | 0.259 | 0.292 | 0.344 | 0.403 | 0.464 | 0.526 | 0.614 | 0.727 | 0.84 | 0.953 | 1.067
| Counterfactual | residential | biofuel | Hybrid (ASHP + Biofuel boiler) | Peak 1in20 | GW | 0 | 0.002 | 0.004 | 0.013 | 0.025 | 0.041 | 0.051 | 0.068 | 0.082 | 0.094 | 0.103 | 0.108 | 0.112 | 0.116 | 0.12 | 0.123 | 0.128 | 0.129 | 0.123 | 0.114 | 0.103 | 0.095 | 0.081 | 0.07 | 0.062 | 0.055 | 0.054 | 0.054 | 0.054 | 0.055 | 0.055
| Counterfactual | residential | biomass | Biomass boiler | Peak 1in20 | GW | 0 | 0.006 | 0.01 | 0.036 | 0.063 | 0.081 | 0.093 | 0.1 | 0.105 | 0.109 | 0.112 | 0.115 | 0.118 | 0.121 | 0.123 | 0.126 | 0.123 | 0.121 | 0.096 | 0.074 | 0.063 | 0.054 | 0.049 | 0.047 | 0.046 | 0.045 | 0.045 | 0.045 | 0.045 | 0.045 | 0.045
| Counterfactual | residential | biomethane | DH | Peak 1in20 | GW | 0.442 | 0.458 | 0.438 | 0.433 | 0.46 | 0.454 | 0.49 | 0.526 | 0.563 | 0.599 | 0.635 | 0.708 | 0.781 | 0.855 | 0.928 | 1.001 | 1.067 | 1.134 | 1.201 | 1.268 | 1.334 | 1.364 | 1.394 | 1.424 | 1.454 | 1.484 | 1.474 | 1.464 | 1.453 | 1.443 | 1.433
| Counterfactual | residential | electricity | ASHP | Peak 1in20 | GW | 0.533 | 0.614 | 0.619 | 0.749 | 0.788 | 0.839 | 1.021 | 1.204 | 1.387 | 1.57 | 1.753 | 1.935 | 2.117 | 2.299 | 2.481 | 2.663 | 3.502 | 4.342 | 5.181 | 6.021 | 6.86 | 8.321 | 9.781 | 11.241 | 12.701 | 14.161 | 15.895 | 17.629 | 19.363 | 21.097 | 22.831
| Counterfactual | residential | electricity | DH | Peak 1in20 | GW | 0.511 | 0.538 | 0.55 | 0.574 | 0.628 | 0.655 | 0.676 | 0.697 | 0.719 | 0.74 | 0.761 | 0.793 | 0.825 | 0.857 | 0.888 | 0.92 | 0.921 | 0.922 | 0.922 | 0.923 | 0.924 | 0.93 | 0.937 | 0.944 | 0.95 | 0.957 | 0.959 | 0.961 | 0.963 | 0.965 | 0.967
| Counterfactual | residential | electricity | Electric resistive | Peak 1in20 | GW | 2.783 | 2.827 | 2.548 | 2.622 | 2.854 | 2.994 | 2.88 | 2.737 | 2.598 | 2.461 | 2.327 | 2.235 | 2.159 | 2.097 | 2.047 | 2.006 | 1.936 | 1.887 | 1.887 | 1.923 | 1.998 | 2.094 | 2.22 | 2.346 | 2.472 | 2.598 | 2.682 | 2.751 | 2.804 | 2.844 | 2.875
| Counterfactual | residential | electricity | Electric storage | Peak 1in20 | GW | 0.41 | 0.404 | 0.353 | 0.31 | 0.288 | 0.295 | 0.284 | 0.271 | 0.259 | 0.247 | 0.237 | 0.228 | 0.22 | 0.212 | 0.205 | 0.198 | 0.197 | 0.197 | 0.2 | 0.204 | 0.209 | 0.212 | 0.218 | 0.223 | 0.227 | 0.231 | 0.233 | 0.235 | 0.236 | 0.237 | 0.237
| Counterfactual | residential | electricity | GSHP | Peak 1in20 | GW | 0.041 | 0.052 | 0.057 | 0.072 | 0.082 | 0.093 | 0.122 | 0.152 | 0.181 | 0.21 | 0.24 | 0.275 | 0.31 | 0.345 | 0.38 | 0.415 | 0.522 | 0.629 | 0.737 | 0.844 | 0.952 | 1.047 | 1.141 | 1.236 | 1.331 | 1.425 | 1.524 | 1.623 | 1.722 | 1.821 | 1.92
| Counterfactual | residential | electricity | Hybrid (ASHP + Biofuel boiler) | Peak 1in20 | GW | 0 | 0.003 | 0.005 | 0.018 | 0.03 | 0.048 | 0.059 | 0.076 | 0.092 | 0.106 | 0.117 | 0.123 | 0.128 | 0.133 | 0.137 | 0.141 | 0.144 | 0.146 | 0.138 | 0.128 | 0.117 | 0.108 | 0.093 | 0.081 | 0.07 | 0.062 | 0.06 | 0.059 | 0.059 | 0.06 | 0.062
| Counterfactual | residential | electricity | Hybrid (ASHP + Electric resistive) | Peak 1in20 | GW | 0 | 0.019 | 0.035 | 0.078 | 0.13 | 0.18 | 0.206 | 0.285 | 0.369 | 0.46 | 0.488 | 0.479 | 0.533 | 0.586 | 0.639 | 0.609 | 0.577 | 0.626 | 0.651 | 0.657 | 0.566 | 0.49 | 0.462 | 0.43 | 0.395 | 0.319 | 0.27 | 0.267 | 0.268 | 0.272 | 0.279
| Counterfactual | residential | gas | Gas boiler | Peak 1in20 | GW | 150.858 | 150.236 | 133.013 | 146.756 | 154.346 | 163.568 | 162.556 | 161.575 | 160.623 | 159.694 | 158.783 | 157.889 | 156.785 | 155.683 | 154.583 | 153.482 | 153.18 | 152.212 | 150.877 | 148.67 | 145.719 | 142.516 | 139.243 | 135.876 | 132.301 | 128.492 | 124.358 | 120.161 | 115.708 | 111.027 | 106.21
| Counterfactual | residential | other | Community | Peak 1in20 | GW | 0.876 | 0.88 | 0.785 | 0.828 | 0.877 | 0.937 | 0.932 | 0.927 | 0.913 | 0.897 | 0.879 | 0.871 | 0.86 | 0.847 | 0.829 | 0.809 | 0.772 | 0.726 | 0.675 | 0.621 | 0.563 | 0.512 | 0.459 | 0.415 | 0.373 | 0.333 | 0.284 | 0.236 | 0.189 | 0.147 | 0.105
| Counterfactual | residential | other | Oil boiler | Peak 1in20 | GW | 19.378 | 19.274 | 17.038 | 18.258 | 19.166 | 20.272 | 20.151 | 19.975 | 19.78 | 19.55 | 19.279 | 19.014 | 18.738 | 18.458 | 18.162 | 17.836 | 17.422 | 16.752 | 15.834 | 14.755 | 13.62 | 12.487 | 11.411 | 10.352 | 9.337 | 8.362 | 7.4 | 6.433 | 5.451 | 4.472 | 3.509
| Five Year Forecast | residential | biofuel | Biofuel boiler | Peak 1in20 | GW | 0 | 0.008 | 0.021 | 0.036 | 0.064 | 0.108 | 0.18 | 0.253 | 0.359 | 0.586
| Five Year Forecast | residential | biofuel | Hybrid (ASHP + Biofuel boiler) | Peak 1in20 | GW | 0 | 0.002 | 0.004 | 0.015 | 0.031 | 0.051 | 0.063 | 0.084 | 0.107 | 0.137
| Five Year Forecast | residential | biomass | Biomass boiler | Peak 1in20 | GW | 0 | 0.006 | 0.01 | 0.037 | 0.069 | 0.089 | 0.101 | 0.108 | 0.112 | 0.115
| Five Year Forecast | residential | biomethane | DH | Peak 1in20 | GW | 0.442 | 0.458 | 0.438 | 0.433 | 0.47 | 0.467 | 0.519 | 0.571 | 0.623 | 0.675
| Five Year Forecast | residential | electricity | ASHP | Peak 1in20 | GW | 0.533 | 0.614 | 0.619 | 0.749 | 0.804 | 0.859 | 1.183 | 1.507 | 1.831 | 2.155
| Five Year Forecast | residential | electricity | DH | Peak 1in20 | GW | 0.511 | 0.538 | 0.55 | 0.574 | 0.646 | 0.676 | 0.712 | 0.748 | 0.784 | 0.82
| Five Year Forecast | residential | electricity | Electric resistive | Peak 1in20 | GW | 2.783 | 2.827 | 2.548 | 2.622 | 2.754 | 2.887 | 2.798 | 2.682 | 2.565 | 2.448
| Five Year Forecast | residential | electricity | Electric storage | Peak 1in20 | GW | 0.41 | 0.404 | 0.353 | 0.31 | 0.315 | 0.322 | 0.308 | 0.292 | 0.276 | 0.26
| Five Year Forecast | residential | electricity | GSHP | Peak 1in20 | GW | 0.041 | 0.052 | 0.057 | 0.072 | 0.083 | 0.094 | 0.127 | 0.159 | 0.192 | 0.225
| Five Year Forecast | residential | electricity | Hybrid (ASHP + Biofuel boiler) | Peak 1in20 | GW | 0 | 0.003 | 0.005 | 0.018 | 0.036 | 0.055 | 0.067 | 0.086 | 0.109 | 0.142
| Five Year Forecast | residential | electricity | Hybrid (ASHP + Electric resistive) | Peak 1in20 | GW | 0 | 0.019 | 0.035 | 0.078 | 0.142 | 0.196 | 0.228 | 0.31 | 0.411 | 0.533
| Five Year Forecast | residential | gas | Gas boiler | Peak 1in20 | GW | 150.858 | 150.236 | 133.013 | 138.349 | 145.281 | 153.657 | 152.517 | 151.315 | 149.921 | 148.199
| Five Year Forecast | residential | other | Community | Peak 1in20 | GW | 0.876 | 0.88 | 0.785 | 0.805 | 0.852 | 0.908 | 0.9 | 0.878 | 0.852 | 0.82
| Five Year Forecast | residential | other | Oil boiler | Peak 1in20 | GW | 19.378 | 19.274 | 17.038 | 17.583 | 18.339 | 19.289 | 18.997 | 18.511 | 17.792 | 16.879
| Holistic Transition | commercial | biofuel | Biofuel boiler | Peak 1in20 | GW | 0 | 0 | 0 | 0 | 0 | 0 | 0 | 0.001 | 0.003 | 0.036 | 0.082 | 0.13 | 0.182 | 0.234 | 0.286 | 0.335 | 0.397 | 0.468 | 0.537 | 0.606 | 0.674 | 0.743 | 0.809 | 0.872 | 0.903 | 0.926 | 0.944 | 0.959 | 0.972 | 0.986 | 1.003
| Holistic Transition | commercial | biofuel | Hybrid (ASHP + Biofuel boiler) | Peak 1in20 | GW | 0 | 0 | 0.007 | 0.021 | 0.028 | 0.036 | 0.042 | 0.049 | 0.056 | 0.062 | 0.068 | 0.074 | 0.081 | 0.088 | 0.094 | 0.101 | 0.105 | 0.11 | 0.115 | 0.12 | 0.125 | 0.131 | 0.138 | 0.144 | 0.15 | 0.156 | 0.162 | 0.168 | 0.173 | 0.178 | 0.184
| Holistic Transition | commercial | biomass | Biomass boiler | Peak 1in20 | GW | 0.82 | 0.766 | 0.69 | 0.642 | 0.589 | 0.539 | 0.502 | 0.473 | 0.453 | 0.437 | 0.438 | 0.442 | 0.462 | 0.494 | 0.531 | 0.572 | 0.778 | 0.81 | 0.874 | 0.932 | 0.98 | 1.02 | 1.044 | 1.063 | 1.08 | 1.087 | 1.085 | 1.075 | 1.057 | 1.037 | 1.014
| Holistic Transition | commercial | biomass | Biomass CHP | Peak 1in20 | GW | 0 | 0 | 0 | 0.008 | 0.042 | 0.133 | 0.263 | 0.349 | 0.378 | 0.39 | 0.421 | 0.45 | 0.482 | 0.517 | 0.555 | 0.595 | 0.751 | 0.894 | 1.016 | 1.094 | 1.1 | 1.072 | 1.104 | 1.179 | 1.261 | 1.315 | 1.37 | 1.417 | 1.457 | 1.493 | 1.53
| Holistic Transition | commercial | biomethane | DH | Peak 1in20 | GW | 0 | 0.02 | 0.039 | 0.051 | 0.067 | 0.084 | 0.11 | 0.136 | 0.161 | 0.186 | 0.21 | 0.244 | 0.278 | 0.311 | 0.345 | 0.379 | 0.526 | 0.674 | 0.822 | 0.972 | 1.124 | 1.302 | 1.48 | 1.658 | 1.836 | 2.015 | 2.126 | 2.237 | 2.348 | 2.458 | 2.57
| Holistic Transition | commercial | electricity | ASHP | Peak 1in20 | GW | 0.001 | 0.018 | 0.063 | 0.158 | 0.237 | 0.35 | 0.425 | 0.551 | 0.694 | 0.855 | 1.042 | 1.244 | 1.451 | 1.661 | 1.872 | 2.084 | 2.293 | 2.518 | 2.741 | 2.965 | 3.188 | 3.405 | 3.569 | 3.717 | 3.843 | 3.935 | 4.009 | 4.084 | 4.156 | 4.23 | 4.305
| Holistic Transition | commercial | electricity | DH | Peak 1in20 | GW | 0 | 0.023 | 0.045 | 0.069 | 0.091 | 0.113 | 0.138 | 0.163 | 0.187 | 0.211 | 0.235 | 0.262 | 0.29 | 0.318 | 0.345 | 0.374 | 0.433 | 0.493 | 0.553 | 0.615 | 0.679 | 0.76 | 0.842 | 0.924 | 1.005 | 1.087 | 1.164 | 1.241 | 1.317 | 1.393 | 1.47
| Holistic Transition | commercial | electricity | Electric resistive | Peak 1in20 | GW | 2.555 | 2.552 | 2.449 | 2.47 | 2.439 | 2.38 | 2.277 | 2.157 | 2.025 | 1.889 | 1.745 | 1.593 | 1.442 | 1.295 | 1.149 | 1.005 | 0.895 | 0.794 | 0.701 | 0.62 | 0.566 | 0.535 | 0.508 | 0.492 | 0.489 | 0.5 | 0.507 | 0.514 | 0.523 | 0.533 | 0.542
| Holistic Transition | commercial | electricity | Electric storage | Peak 1in20 | GW | 0.001 | 0.001 | 0.001 | 0.001 | 0.001 | 0.001 | 0.001 | 0.001 | 0.001 | 0.001 | 0.001 | 0.002 | 0.002 | 0.003 | 0.003 | 0.003 | 0.006 | 0.009 | 0.012 | 0.014 | 0.016 | 0.017 | 0.019 | 0.02 | 0.021 | 0.022 | 0.022 | 0.022 | 0.023 | 0.023 | 0.023
| Holistic Transition | commercial | electricity | GSHP | Peak 1in20 | GW | 0.003 | 0.015 | 0.028 | 0.042 | 0.054 | 0.075 | 0.088 | 0.108 | 0.128 | 0.149 | 0.173 | 0.198 | 0.222 | 0.246 | 0.271 | 0.296 | 0.335 | 0.376 | 0.414 | 0.452 | 0.49 | 0.51 | 0.524 | 0.538 | 0.553 | 0.568 | 0.585 | 0.596 | 0.608 | 0.62 | 0.631
| Holistic Transition | commercial | electricity | Hybrid (ASHP + Biofuel boiler) | Peak 1in20 | GW | 0 | 0 | 0.015 | 0.043 | 0.055 | 0.068 | 0.083 | 0.098 | 0.114 | 0.129 | 0.144 | 0.158 | 0.173 | 0.189 | 0.205 | 0.22 | 0.229 | 0.238 | 0.247 | 0.258 | 0.269 | 0.28 | 0.29 | 0.3 | 0.311 | 0.32 | 0.33 | 0.339 | 0.348 | 0.357 | 0.367
| Holistic Transition | commercial | electricity | Hybrid (ASHP + Electric resistive) | Peak 1in20 | GW | 0 | 0.001 | 0.036 | 0.055 | 0.094 | 0.121 | 0.194 | 0.267 | 0.334 | 0.399 | 0.464 | 0.534 | 0.605 | 0.675 | 0.745 | 0.813 | 0.918 | 1.023 | 1.127 | 1.229 | 1.326 | 1.39 | 1.459 | 1.531 | 1.601 | 1.666 | 1.733 | 1.8 | 1.868 | 1.937 | 2
| Holistic Transition | commercial | electricity | Hybrid (ASHP + Hydrogen boiler) | Peak 1in20 | GW | 0 | 0 | 0 | 0 | 0 | 0 | 0 | 0 | 0 | 0 | 0 | 0.021 | 0.042 | 0.063 | 0.084 | 0.105 | 0.132 | 0.16 | 0.187 | 0.215 | 0.242 | 0.268 | 0.296 | 0.322 | 0.347 | 0.37 | 0.374 | 0.378 | 0.382 | 0.386 | 0.39
| Holistic Transition | commercial | gas | Gas boiler | Peak 1in20 | GW | 20.83 | 20.888 | 20.287 | 20.414 | 20.424 | 20.383 | 20.258 | 19.9 | 19.478 | 18.977 | 18.392 | 17.677 | 16.93 | 16.161 | 15.375 | 14.569 | 13.171 | 11.816 | 10.463 | 9.117 | 7.829 | 6.615 | 5.617 | 4.685 | 3.832 | 3.064 | 2.401 | 1.771 | 1.165 | 0.577 | 0
| Holistic Transition | commercial | gas | Gas CHP | Peak 1in20 | GW | 2.211 | 2.065 | 1.862 | 2.449 | 2.246 | 2.043 | 1.84 | 1.636 | 1.432 | 1.228 | 1.023 | 0.819 | 0.614 | 0.409 | 0.205 | 0 | 0 | 0 | 0 | 0 | 0 | 0 | 0 | 0 | 0 | 0 | 0 | 0 | 0 | 0 | 0
| Holistic Transition | commercial | hydrogen | Hybrid (ASHP + Hydrogen boiler) | Peak 1in20 | GW | 0 | 0 | 0 | 0 | 0 | 0 | 0 | 0 | 0 | 0 | 0 | 0.009 | 0.018 | 0.027 | 0.036 | 0.045 | 0.056 | 0.068 | 0.08 | 0.091 | 0.103 | 0.114 | 0.126 | 0.137 | 0.148 | 0.157 | 0.159 | 0.161 | 0.163 | 0.165 | 0.166
| Holistic Transition | commercial | hydrogen | Hydrogen boiler | Peak 1in20 | GW | 0 | 0 | 0 | 0 | 0 | 0 | 0 | 0 | 0 | 0 | 0 | 0.005 | 0.011 | 0.018 | 0.026 | 0.036 | 0.058 | 0.081 | 0.103 | 0.124 | 0.144 | 0.165 | 0.183 | 0.216 | 0.261 | 0.309 | 0.356 | 0.402 | 0.447 | 0.491 | 0.536
| Holistic Transition | commercial | other | Community | Peak 1in20 | GW | 0.106 | 0.22 | 0.324 | 0.435 | 0.545 | 0.656 | 0.726 | 0.797 | 0.868 | 0.938 | 1.009 | 1.034 | 1.059 | 1.083 | 1.108 | 1.133 | 1.004 | 0.875 | 0.749 | 0.624 | 0.502 | 0.433 | 0.364 | 0.297 | 0.231 | 0.166 | 0.132 | 0.099 | 0.066 | 0.033 | 0
| Holistic Transition | commercial | other | Oil boiler | Peak 1in20 | GW | 9.427 | 9.112 | 8.43 | 7.998 | 7.553 | 7.084 | 6.595 | 6.103 | 5.612 | 5.109 | 4.494 | 3.856 | 3.227 | 2.608 | 1.999 | 1.399 | 1.17 | 0.974 | 0.792 | 0.626 | 0.483 | 0.356 | 0.232 | 0.11 | 0 | 0 | 0 | 0 | 0 | 0 | 0
| Electric Engagement | commercial | biofuel | Biofuel boiler | Peak 1in20 | GW | 0 | 0 | 0 | 0 | 0 | 0 | 0 | 0.001 | 0.003 | 0.038 | 0.088 | 0.135 | 0.192 | 0.249 | 0.306 | 0.362 | 0.434 | 0.505 | 0.576 | 0.647 | 0.717 | 0.788 | 0.856 | 0.921 | 0.952 | 0.969 | 0.989 | 0.998 | 1.007 | 1.017 | 1.029
| Electric Engagement | commercial | biofuel | Hybrid (ASHP + Biofuel boiler) | Peak 1in20 | GW | 0 | 0 | 0.007 | 0.021 | 0.028 | 0.037 | 0.045 | 0.053 | 0.061 | 0.067 | 0.073 | 0.079 | 0.086 | 0.094 | 0.104 | 0.113 | 0.12 | 0.124 | 0.129 | 0.134 | 0.137 | 0.141 | 0.146 | 0.151 | 0.158 | 0.163 | 0.169 | 0.174 | 0.178 | 0.181 | 0.183
| Electric Engagement | commercial | biomass | Biomass boiler | Peak 1in20 | GW | 0.82 | 0.766 | 0.69 | 0.642 | 0.589 | 0.536 | 0.483 | 0.445 | 0.406 | 0.366 | 0.334 | 0.303 | 0.275 | 0.248 | 0.255 | 0.275 | 0.308 | 0.384 | 0.453 | 0.513 | 0.572 | 0.644 | 0.707 | 0.77 | 0.817 | 0.861 | 0.917 | 0.971 | 1.026 | 1.078 | 1.12
| Electric Engagement | commercial | biomass | Biomass CHP | Peak 1in20 | GW | 0 | 0 | 0 | 0 | 0 | 0 | 0 | 0 | 0 | 0 | 0.022 | 0.045 | 0.073 | 0.101 | 0.129 | 0.157 | 0.342 | 0.519 | 0.69 | 0.853 | 1.008 | 1.14 | 1.262 | 1.374 | 1.474 | 1.545 | 1.608 | 1.659 | 1.705 | 1.746 | 1.776
| Electric Engagement | commercial | biomethane | DH | Peak 1in20 | GW | 0 | 0.02 | 0.039 | 0.055 | 0.073 | 0.091 | 0.121 | 0.152 | 0.183 | 0.214 | 0.244 | 0.274 | 0.304 | 0.334 | 0.364 | 0.393 | 0.491 | 0.589 | 0.687 | 0.784 | 0.882 | 1.043 | 1.204 | 1.366 | 1.527 | 1.688 | 1.806 | 1.923 | 2.039 | 2.155 | 2.276
| Electric Engagement | commercial | electricity | ASHP | Peak 1in20 | GW | 0.001 | 0.018 | 0.063 | 0.158 | 0.235 | 0.348 | 0.424 | 0.542 | 0.676 | 0.819 | 0.984 | 1.164 | 1.352 | 1.548 | 1.747 | 1.954 | 2.166 | 2.378 | 2.595 | 2.821 | 3.048 | 3.27 | 3.433 | 3.576 | 3.711 | 3.817 | 3.898 | 3.969 | 4.034 | 4.093 | 4.149
| Electric Engagement | commercial | electricity | DH | Peak 1in20 | GW | 0 | 0.023 | 0.045 | 0.069 | 0.089 | 0.111 | 0.135 | 0.159 | 0.183 | 0.207 | 0.231 | 0.258 | 0.285 | 0.311 | 0.338 | 0.364 | 0.409 | 0.455 | 0.501 | 0.547 | 0.593 | 0.65 | 0.707 | 0.765 | 0.823 | 0.88 | 0.956 | 1.032 | 1.108 | 1.183 | 1.261
| Electric Engagement | commercial | electricity | Electric resistive | Peak 1in20 | GW | 2.555 | 2.552 | 2.449 | 2.47 | 2.366 | 2.303 | 2.206 | 2.122 | 2.064 | 2.046 | 2.043 | 2.04 | 2.034 | 1.965 | 1.845 | 1.715 | 1.623 | 1.542 | 1.47 | 1.412 | 1.384 | 1.373 | 1.343 | 1.281 | 1.191 | 1.088 | 0.982 | 0.899 | 0.865 | 0.851 | 0.861
| Electric Engagement | commercial | electricity | Electric storage | Peak 1in20 | GW | 0.001 | 0.001 | 0.001 | 0.001 | 0.001 | 0.001 | 0.001 | 0.001 | 0 | 0 | 0.001 | 0.002 | 0.002 | 0.003 | 0.003 | 0.004 | 0.008 | 0.012 | 0.016 | 0.019 | 0.021 | 0.024 | 0.026 | 0.029 | 0.031 | 0.032 | 0.033 | 0.034 | 0.035 | 0.036 | 0.036
| Electric Engagement | commercial | electricity | GSHP | Peak 1in20 | GW | 0.003 | 0.015 | 0.028 | 0.042 | 0.057 | 0.077 | 0.09 | 0.109 | 0.128 | 0.148 | 0.169 | 0.19 | 0.211 | 0.232 | 0.253 | 0.274 | 0.325 | 0.375 | 0.424 | 0.473 | 0.521 | 0.552 | 0.581 | 0.61 | 0.64 | 0.668 | 0.697 | 0.72 | 0.744 | 0.769 | 0.792
| Electric Engagement | commercial | electricity | Hybrid (ASHP + Biofuel boiler) | Peak 1in20 | GW | 0 | 0 | 0.015 | 0.043 | 0.056 | 0.07 | 0.087 | 0.102 | 0.118 | 0.13 | 0.142 | 0.155 | 0.17 | 0.187 | 0.206 | 0.225 | 0.237 | 0.246 | 0.256 | 0.267 | 0.276 | 0.285 | 0.295 | 0.306 | 0.32 | 0.334 | 0.346 | 0.357 | 0.366 | 0.375 | 0.382
| Electric Engagement | commercial | electricity | Hybrid (ASHP + Electric resistive) | Peak 1in20 | GW | 0 | 0.001 | 0.036 | 0.055 | 0.099 | 0.127 | 0.198 | 0.272 | 0.346 | 0.418 | 0.49 | 0.572 | 0.654 | 0.734 | 0.812 | 0.88 | 0.997 | 1.113 | 1.23 | 1.344 | 1.455 | 1.532 | 1.61 | 1.69 | 1.77 | 1.851 | 1.926 | 2.002 | 2.079 | 2.165 | 2.24
| Electric Engagement | commercial | gas | Gas boiler | Peak 1in20 | GW | 20.83 | 20.888 | 20.287 | 20.418 | 20.427 | 20.377 | 20.262 | 19.892 | 19.433 | 18.917 | 18.327 | 17.668 | 16.978 | 16.274 | 15.565 | 14.845 | 13.449 | 12.093 | 10.738 | 9.393 | 8.11 | 6.889 | 5.903 | 5.001 | 4.159 | 3.392 | 2.679 | 1.998 | 1.332 | 0.67 | 0
| Electric Engagement | commercial | gas | Gas CHP | Peak 1in20 | GW | 2.211 | 2.065 | 1.862 | 2.449 | 2.246 | 2.043 | 1.839 | 1.635 | 1.431 | 1.227 | 1.023 | 0.818 | 0.614 | 0.409 | 0.205 | 0 | 0 | 0 | 0 | 0 | 0 | 0 | 0 | 0 | 0 | 0 | 0 | 0 | 0 | 0 | 0
| Electric Engagement | commercial | other | Community | Peak 1in20 | GW | 0.106 | 0.22 | 0.324 | 0.401 | 0.499 | 0.598 | 0.669 | 0.741 | 0.812 | 0.882 | 0.953 | 0.992 | 1.03 | 1.068 | 1.107 | 1.145 | 1.017 | 0.891 | 0.767 | 0.644 | 0.524 | 0.451 | 0.38 | 0.31 | 0.242 | 0.176 | 0.14 | 0.104 | 0.069 | 0.034 | 0
| Electric Engagement | commercial | other | Oil boiler | Peak 1in20 | GW | 9.427 | 9.112 | 8.43 | 8.025 | 7.588 | 7.133 | 6.666 | 6.194 | 5.715 | 5.224 | 4.608 | 3.968 | 3.337 | 2.716 | 2.104 | 1.501 | 1.266 | 1.065 | 0.878 | 0.705 | 0.548 | 0.399 | 0.256 | 0.121 | 0 | 0 | 0 | 0 | 0 | 0 | 0
| Hydrogen Evolution | commercial | biofuel | Biofuel boiler | Peak 1in20 | GW | 0 | 0 | 0 | 0 | 0 | 0 | 0 | 0 | 0 | 0.001 | 0.001 | 0.001 | 0.001 | 0.002 | 0.002 | 0.002 | 0.007 | 0.013 | 0.018 | 0.023 | 0.028 | 0.033 | 0.034 | 0.035 | 0.036 | 0.037 | 0.039 | 0.041 | 0.042 | 0.044 | 0.046
| Hydrogen Evolution | commercial | biofuel | Hybrid (ASHP + Biofuel boiler) | Peak 1in20 | GW | 0 | 0 | 0.007 | 0.014 | 0.021 | 0.028 | 0.037 | 0.045 | 0.053 | 0.06 | 0.067 | 0.073 | 0.081 | 0.091 | 0.101 | 0.111 | 0.124 | 0.131 | 0.138 | 0.146 | 0.153 | 0.159 | 0.166 | 0.173 | 0.18 | 0.187 | 0.195 | 0.202 | 0.207 | 0.212 | 0.216
| Hydrogen Evolution | commercial | biomass | Biomass boiler | Peak 1in20 | GW | 0.82 | 0.766 | 0.69 | 0.658 | 0.603 | 0.549 | 0.494 | 0.44 | 0.385 | 0.33 | 0.275 | 0.217 | 0.161 | 0.106 | 0.052 | 0 | 0.117 | 0.25 | 0.384 | 0.511 | 0.633 | 0.758 | 0.877 | 0.992 | 1.104 | 1.212 | 1.314 | 1.414 | 1.509 | 1.604 | 1.695
| Hydrogen Evolution | commercial | biomass | Biomass CHP | Peak 1in20 | GW | 0 | 0 | 0 | 0 | 0 | 0 | 0 | 0 | 0 | 0 | 0 | 0 | 0 | 0 | 0 | 0 | 0.11 | 0.265 | 0.44 | 0.615 | 0.789 | 0.946 | 1.089 | 1.224 | 1.351 | 1.466 | 1.574 | 1.676 | 1.771 | 1.859 | 1.943
| Hydrogen Evolution | commercial | biomethane | DH | Peak 1in20 | GW | 0 | 0.02 | 0.039 | 0.046 | 0.061 | 0.076 | 0.1 | 0.125 | 0.151 | 0.176 | 0.202 | 0.243 | 0.285 | 0.326 | 0.367 | 0.406 | 0.509 | 0.612 | 0.713 | 0.814 | 0.915 | 0.988 | 1.059 | 1.131 | 1.201 | 1.273 | 1.303 | 1.334 | 1.365 | 1.398 | 1.431
| Hydrogen Evolution | commercial | electricity | ASHP | Peak 1in20 | GW | 0.001 | 0.018 | 0.063 | 0.158 | 0.226 | 0.345 | 0.43 | 0.562 | 0.694 | 0.826 | 0.96 | 1.082 | 1.216 | 1.358 | 1.502 | 1.648 | 1.764 | 1.857 | 1.959 | 2.072 | 2.183 | 2.288 | 2.342 | 2.403 | 2.47 | 2.543 | 2.628 | 2.707 | 2.785 | 2.865 | 2.947
| Hydrogen Evolution | commercial | electricity | DH | Peak 1in20 | GW | 0 | 0.023 | 0.045 | 0.069 | 0.096 | 0.12 | 0.147 | 0.174 | 0.201 | 0.229 | 0.256 | 0.279 | 0.302 | 0.325 | 0.347 | 0.368 | 0.41 | 0.452 | 0.494 | 0.536 | 0.578 | 0.612 | 0.645 | 0.679 | 0.712 | 0.746 | 0.777 | 0.808 | 0.839 | 0.871 | 0.904
| Hydrogen Evolution | commercial | electricity | Electric resistive | Peak 1in20 | GW | 2.555 | 2.552 | 2.449 | 2.47 | 2.467 | 2.425 | 2.322 | 2.227 | 2.144 | 2.081 | 2.048 | 2.034 | 1.956 | 1.835 | 1.696 | 1.545 | 1.41 | 1.295 | 1.185 | 1.075 | 0.996 | 0.95 | 0.894 | 0.82 | 0.723 | 0.602 | 0.489 | 0.416 | 0.36 | 0.326 | 0.313
| Hydrogen Evolution | commercial | electricity | Electric storage | Peak 1in20 | GW | 0.001 | 0.001 | 0.001 | 0.001 | 0.001 | 0.001 | 0.001 | 0.001 | 0.001 | 0.001 | 0 | 0 | 0 | 0 | 0 | 0 | 0.004 | 0.009 | 0.014 | 0.019 | 0.023 | 0.028 | 0.032 | 0.036 | 0.04 | 0.043 | 0.046 | 0.049 | 0.052 | 0.055 | 0.057
| Hydrogen Evolution | commercial | electricity | GSHP | Peak 1in20 | GW | 0.003 | 0.015 | 0.028 | 0.042 | 0.06 | 0.077 | 0.092 | 0.113 | 0.134 | 0.156 | 0.177 | 0.198 | 0.22 | 0.242 | 0.266 | 0.291 | 0.331 | 0.377 | 0.425 | 0.473 | 0.521 | 0.555 | 0.584 | 0.613 | 0.642 | 0.671 | 0.698 | 0.718 | 0.737 | 0.755 | 0.773
| Hydrogen Evolution | commercial | electricity | Hybrid (ASHP + Biofuel boiler) | Peak 1in20 | GW | 0 | 0 | 0.015 | 0.043 | 0.043 | 0.058 | 0.075 | 0.092 | 0.109 | 0.124 | 0.14 | 0.154 | 0.171 | 0.192 | 0.213 | 0.234 | 0.263 | 0.276 | 0.29 | 0.307 | 0.322 | 0.334 | 0.347 | 0.361 | 0.375 | 0.389 | 0.405 | 0.419 | 0.429 | 0.439 | 0.447
| Hydrogen Evolution | commercial | electricity | Hybrid (ASHP + Electric resistive) | Peak 1in20 | GW | 0 | 0.001 | 0.036 | 0.055 | 0.058 | 0.073 | 0.128 | 0.187 | 0.25 | 0.314 | 0.377 | 0.429 | 0.481 | 0.531 | 0.575 | 0.619 | 0.69 | 0.762 | 0.834 | 0.906 | 0.976 | 1.018 | 1.055 | 1.091 | 1.127 | 1.166 | 1.206 | 1.249 | 1.298 | 1.347 | 1.395
| Hydrogen Evolution | commercial | electricity | Hybrid (ASHP + Hydrogen boiler) | Peak 1in20 | GW | 0 | 0 | 0 | 0 | 0 | 0 | 0 | 0 | 0 | 0 | 0 | 0.051 | 0.111 | 0.179 | 0.25 | 0.323 | 0.407 | 0.507 | 0.617 | 0.731 | 0.849 | 0.977 | 1.117 | 1.265 | 1.421 | 1.579 | 1.698 | 1.813 | 1.925 | 2.035 | 2.145
| Hydrogen Evolution | commercial | gas | Gas boiler | Peak 1in20 | GW | 20.83 | 20.888 | 20.287 | 20.942 | 20.962 | 20.97 | 20.916 | 20.637 | 20.31 | 19.942 | 19.539 | 18.917 | 18.3 | 17.679 | 17.044 | 16.351 | 14.915 | 13.51 | 12.105 | 10.712 | 9.337 | 8.017 | 6.908 | 5.847 | 4.828 | 3.853 | 3.065 | 2.278 | 1.498 | 0.733 | 0
| Hydrogen Evolution | commercial | gas | Gas CHP | Peak 1in20 | GW | 2.211 | 2.065 | 1.862 | 1.774 | 1.628 | 1.481 | 1.334 | 1.186 | 1.039 | 0.891 | 0.743 | 0.594 | 0.446 | 0.297 | 0.149 | 0 | 0 | 0 | 0 | 0 | 0 | 0 | 0 | 0 | 0 | 0 | 0 | 0 | 0 | 0 | 0
| Hydrogen Evolution | commercial | hydrogen | Hybrid (ASHP + Hydrogen boiler) | Peak 1in20 | GW | 0 | 0 | 0 | 0 | 0 | 0 | 0 | 0 | 0 | 0 | 0 | 0.025 | 0.055 | 0.089 | 0.124 | 0.161 | 0.201 | 0.249 | 0.3 | 0.354 | 0.41 | 0.467 | 0.528 | 0.593 | 0.66 | 0.728 | 0.771 | 0.811 | 0.847 | 0.881 | 0.913
| Hydrogen Evolution | commercial | hydrogen | Hydrogen boiler | Peak 1in20 | GW | 0 | 0 | 0 | 0 | 0 | 0 | 0 | 0 | 0 | 0 | 0 | 0.19 | 0.389 | 0.598 | 0.831 | 1.138 | 1.919 | 2.417 | 2.787 | 3.143 | 3.483 | 3.816 | 4.107 | 4.39 | 4.662 | 4.93 | 5.009 | 5.099 | 5.185 | 5.244 | 5.177
| Hydrogen Evolution | commercial | other | Community | Peak 1in20 | GW | 0.106 | 0.22 | 0.324 | 0.499 | 0.631 | 0.763 | 0.875 | 0.987 | 1.099 | 1.21 | 1.322 | 1.344 | 1.365 | 1.386 | 1.407 | 1.428 | 1.259 | 1.09 | 0.924 | 0.76 | 0.598 | 0.499 | 0.402 | 0.306 | 0.212 | 0.121 | 0.096 | 0.072 | 0.048 | 0.024 | 0
| Hydrogen Evolution | commercial | other | Oil boiler | Peak 1in20 | GW | 9.427 | 9.112 | 8.43 | 8.288 | 7.855 | 7.4 | 6.923 | 6.442 | 5.956 | 5.467 | 4.974 | 4.43 | 3.904 | 3.391 | 2.884 | 2.381 | 2.061 | 1.848 | 1.65 | 1.457 | 1.286 | 1.131 | 0.982 | 0.838 | 0.699 | 0.565 | 0.467 | 0.356 | 0.238 | 0.118 | 0
| Counterfactual | commercial | biofuel | Biofuel boiler | Peak 1in20 | GW | 0 | 0 | 0 | 0 | 0 | 0 | 0 | 0 | 0 | 0 | 0 | 0 | 0 | 0 | 0 | 0 | 0.007 | 0.014 | 0.021 | 0.028 | 0.036 | 0.044 | 0.044 | 0.044 | 0.044 | 0.045 | 0.045 | 0.045 | 0.045 | 0.045 | 0.045
| Counterfactual | commercial | biofuel | Hybrid (ASHP + Biofuel boiler) | Peak 1in20 | GW | 0 | 0 | 0.007 | 0.02 | 0.025 | 0.03 | 0.035 | 0.04 | 0.046 | 0.053 | 0.059 | 0.066 | 0.074 | 0.083 | 0.093 | 0.103 | 0.112 | 0.122 | 0.132 | 0.144 | 0.156 | 0.168 | 0.18 | 0.191 | 0.202 | 0.212 | 0.222 | 0.229 | 0.236 | 0.241 | 0.245
| Counterfactual | commercial | biomass | Biomass boiler | Peak 1in20 | GW | 0.82 | 0.766 | 0.69 | 0.651 | 0.596 | 0.542 | 0.488 | 0.433 | 0.379 | 0.325 | 0.27 | 0.214 | 0.159 | 0.105 | 0.052 | 0.003 | 0.035 | 0.039 | 0.041 | 0.043 | 0.045 | 0.045 | 0.046 | 0.046 | 0.046 | 0.047 | 0.047 | 0.049 | 0.05 | 0.05 | 0.041
| Counterfactual | commercial | biomass | Biomass CHP | Peak 1in20 | GW | 0 | 0 | 0 | 0 | 0 | 0.001 | 0.005 | 0.007 | 0.009 | 0.011 | 0.013 | 0.015 | 0.017 | 0.019 | 0.022 | 0.033 | 0.095 | 0.106 | 0.107 | 0.109 | 0.113 | 0.109 | 0.108 | 0.107 | 0.106 | 0.105 | 0.104 | 0.102 | 0.099 | 0.097 | 0.088
| Counterfactual | commercial | biomethane | DH | Peak 1in20 | GW | 0 | 0.02 | 0.039 | 0.036 | 0.047 | 0.058 | 0.074 | 0.09 | 0.107 | 0.123 | 0.14 | 0.18 | 0.22 | 0.26 | 0.299 | 0.337 | 0.412 | 0.486 | 0.56 | 0.635 | 0.709 | 0.787 | 0.865 | 0.941 | 1.017 | 1.092 | 1.13 | 1.168 | 1.207 | 1.248 | 1.289
| Counterfactual | commercial | electricity | ASHP | Peak 1in20 | GW | 0.001 | 0.018 | 0.063 | 0.158 | 0.247 | 0.355 | 0.421 | 0.51 | 0.602 | 0.696 | 0.793 | 0.889 | 1.021 | 1.161 | 1.306 | 1.452 | 1.553 | 1.661 | 1.778 | 1.905 | 2.041 | 2.176 | 2.292 | 2.411 | 2.534 | 2.662 | 2.787 | 2.88 | 2.959 | 3.035 | 3.104
| Counterfactual | commercial | electricity | DH | Peak 1in20 | GW | 0 | 0.023 | 0.045 | 0.069 | 0.062 | 0.077 | 0.091 | 0.107 | 0.123 | 0.139 | 0.155 | 0.182 | 0.208 | 0.235 | 0.26 | 0.284 | 0.323 | 0.362 | 0.401 | 0.441 | 0.48 | 0.52 | 0.559 | 0.598 | 0.636 | 0.674 | 0.705 | 0.736 | 0.767 | 0.8 | 0.833
| Counterfactual | commercial | electricity | Electric resistive | Peak 1in20 | GW | 2.555 | 2.552 | 2.449 | 2.47 | 2.417 | 2.371 | 2.285 | 2.241 | 2.215 | 2.196 | 2.19 | 2.187 | 2.167 | 2.095 | 2.004 | 1.895 | 1.773 | 1.666 | 1.569 | 1.482 | 1.418 | 1.363 | 1.28 | 1.183 | 1.079 | 0.965 | 0.846 | 0.755 | 0.684 | 0.621 | 0.592
| Counterfactual | commercial | electricity | Electric storage | Peak 1in20 | GW | 0.001 | 0.001 | 0.001 | 0.001 | 0.001 | 0.001 | 0.001 | 0.001 | 0 | 0 | 0 | 0 | 0 | 0 | 0 | 0 | 0 | 0 | 0 | 0 | 0 | 0 | 0 | 0 | 0 | 0 | 0 | 0 | 0 | 0 | 0
| Counterfactual | commercial | electricity | GSHP | Peak 1in20 | GW | 0.003 | 0.015 | 0.028 | 0.042 | 0.062 | 0.085 | 0.099 | 0.114 | 0.129 | 0.143 | 0.158 | 0.172 | 0.193 | 0.215 | 0.237 | 0.261 | 0.293 | 0.326 | 0.359 | 0.392 | 0.426 | 0.441 | 0.457 | 0.474 | 0.491 | 0.51 | 0.53 | 0.55 | 0.572 | 0.594 | 0.616
| Counterfactual | commercial | electricity | Hybrid (ASHP + Biofuel boiler) | Peak 1in20 | GW | 0 | 0 | 0.015 | 0.043 | 0.05 | 0.059 | 0.069 | 0.08 | 0.092 | 0.105 | 0.119 | 0.134 | 0.152 | 0.171 | 0.194 | 0.217 | 0.238 | 0.26 | 0.285 | 0.314 | 0.346 | 0.375 | 0.404 | 0.432 | 0.459 | 0.485 | 0.508 | 0.528 | 0.545 | 0.56 | 0.571
| Counterfactual | commercial | electricity | Hybrid (ASHP + Electric resistive) | Peak 1in20 | GW | 0 | 0.001 | 0.036 | 0.055 | 0.067 | 0.084 | 0.106 | 0.127 | 0.147 | 0.168 | 0.189 | 0.216 | 0.241 | 0.265 | 0.285 | 0.301 | 0.347 | 0.394 | 0.439 | 0.485 | 0.528 | 0.587 | 0.65 | 0.711 | 0.771 | 0.828 | 0.882 | 0.937 | 0.996 | 1.061 | 1.116
| Counterfactual | commercial | gas | Gas boiler | Peak 1in20 | GW | 20.83 | 20.888 | 20.287 | 20.78 | 20.806 | 20.82 | 20.805 | 20.735 | 20.669 | 20.597 | 20.527 | 20.471 | 20.324 | 20.195 | 20.071 | 19.954 | 19.907 | 19.875 | 19.834 | 19.793 | 19.745 | 19.712 | 19.681 | 19.65 | 19.623 | 19.594 | 19.564 | 19.544 | 19.533 | 19.52 | 19.5
| Counterfactual | commercial | gas | Gas CHP | Peak 1in20 | GW | 2.211 | 2.065 | 1.862 | 1.754 | 1.608 | 1.462 | 1.315 | 1.168 | 1.022 | 0.875 | 0.729 | 0.583 | 0.437 | 0.291 | 0.146 | 0 | 0 | 0 | 0 | 0 | 0 | 0 | 0 | 0 | 0 | 0 | 0 | 0 | 0 | 0 | 0
| Counterfactual | commercial | other | Community | Peak 1in20 | GW | 0.106 | 0.22 | 0.324 | 0.547 | 0.693 | 0.839 | 0.985 | 1.13 | 1.278 | 1.426 | 1.574 | 1.598 | 1.619 | 1.641 | 1.662 | 1.684 | 1.53 | 1.378 | 1.225 | 1.071 | 0.917 | 0.764 | 0.608 | 0.453 | 0.297 | 0.142 | 0.114 | 0.086 | 0.057 | 0.029 | 0
| Counterfactual | commercial | other | Oil boiler | Peak 1in20 | GW | 9.427 | 9.112 | 8.43 | 8.192 | 7.815 | 7.44 | 7.053 | 6.655 | 6.243 | 5.819 | 5.384 | 4.934 | 4.55 | 4.165 | 3.778 | 3.385 | 3.256 | 3.134 | 2.993 | 2.827 | 2.651 | 2.48 | 2.317 | 2.165 | 2.025 | 1.893 | 1.776 | 1.604 | 1.435 | 1.27 | 1.121
| Five Year Forecast | commercial | biofuel | Biofuel boiler | Peak 1in20 | GW | 0 | 0 | 0 | 0 | 0 | 0 | 0 | 0 | 0.002 | 0.013
| Five Year Forecast | commercial | biofuel | Hybrid (ASHP + Biofuel boiler) | Peak 1in20 | GW | 0 | 0 | 0.007 | 0.02 | 0.028 | 0.036 | 0.044 | 0.052 | 0.059 | 0.067
| Five Year Forecast | commercial | biomass | Biomass boiler | Peak 1in20 | GW | 0.82 | 0.766 | 0.69 | 0.652 | 0.597 | 0.543 | 0.489 | 0.434 | 0.38 | 0.325
| Five Year Forecast | commercial | biomass | Biomass CHP | Peak 1in20 | GW | 0 | 0 | 0 | 0 | 0 | 0 | 0 | 0 | 0 | 0
| Five Year Forecast | commercial | biomethane | DH | Peak 1in20 | GW | 0 | 0.02 | 0.039 | 0.053 | 0.07 | 0.087 | 0.115 | 0.143 | 0.171 | 0.2
| Five Year Forecast | commercial | electricity | ASHP | Peak 1in20 | GW | 0.001 | 0.018 | 0.063 | 0.158 | 0.256 | 0.377 | 0.459 | 0.587 | 0.713 | 0.843
| Five Year Forecast | commercial | electricity | DH | Peak 1in20 | GW | 0 | 0.023 | 0.045 | 0.069 | 0.092 | 0.114 | 0.14 | 0.167 | 0.194 | 0.221
| Five Year Forecast | commercial | electricity | Electric resistive | Peak 1in20 | GW | 2.555 | 2.552 | 2.449 | 2.47 | 2.429 | 2.38 | 2.29 | 2.21 | 2.144 | 2.083
| Five Year Forecast | commercial | electricity | Electric storage | Peak 1in20 | GW | 0.001 | 0.001 | 0.001 | 0.001 | 0.001 | 0.001 | 0.001 | 0.001 | 0.001 | 0
| Five Year Forecast | commercial | electricity | GSHP | Peak 1in20 | GW | 0.003 | 0.015 | 0.028 | 0.042 | 0.061 | 0.084 | 0.098 | 0.119 | 0.139 | 0.16
| Five Year Forecast | commercial | electricity | Hybrid (ASHP + Biofuel boiler) | Peak 1in20 | GW | 0 | 0 | 0.015 | 0.043 | 0.057 | 0.072 | 0.089 | 0.105 | 0.121 | 0.137
| Five Year Forecast | commercial | electricity | Hybrid (ASHP + Electric resistive) | Peak 1in20 | GW | 0 | 0.001 | 0.036 | 0.055 | 0.073 | 0.092 | 0.14 | 0.19 | 0.243 | 0.3
| Five Year Forecast | commercial | gas | Gas boiler | Peak 1in20 | GW | 20.83 | 20.888 | 20.287 | 20.796 | 20.82 | 20.832 | 20.803 | 20.589 | 20.363 | 20.052
| Five Year Forecast | commercial | gas | Gas CHP | Peak 1in20 | GW | 2.211 | 2.065 | 1.862 | 1.757 | 1.611 | 1.465 | 1.318 | 1.171 | 1.024 | 0.877
| Five Year Forecast | commercial | other | Community | Peak 1in20 | GW | 0.106 | 0.22 | 0.324 | 0.478 | 0.603 | 0.727 | 0.841 | 0.954 | 1.067 | 1.181
| Five Year Forecast | commercial | other | Oil boiler | Peak 1in20 | GW | 9.427 | 9.112 | 8.43 | 8.148 | 7.699 | 7.237 | 6.76 | 6.278 | 5.794 | 5.303
| Holistic Transition | industrial | biofuel | Biofuel boiler | Peak 1in20 | GW | 0 | 0 | 0 | 0 | 0 | 0 | 0 | 0 | 0.001 | 0.002 | 0.003 | 0.006 | 0.01 | 0.013 | 0.015 | 0.018 | 0.02 | 0.021 | 0.023 | 0.024 | 0.025 | 0.026 | 0.027 | 0.028 | 0.029 | 0.027 | 0.024 | 0.022 | 0.021 | 0.02 | 0.019
| Holistic Transition | industrial | biofuel | Hybrid (ASHP + Biofuel boiler) | Peak 1in20 | GW | 0 | 0 | 0 | 0.001 | 0.001 | 0.002 | 0.002 | 0.003 | 0.003 | 0.004 | 0.006 | 0.007 | 0.008 | 0.009 | 0.01 | 0.011 | 0.012 | 0.014 | 0.015 | 0.016 | 0.017 | 0.018 | 0.019 | 0.02 | 0.02 | 0.021 | 0.022 | 0.023 | 0.023 | 0.024 | 0.025
| Holistic Transition | industrial | biomass | Biomass boiler | Peak 1in20 | GW | 0.122 | 0.114 | 0.103 | 0.096 | 0.088 | 0.08 | 0.072 | 0.064 | 0.056 | 0.049 | 0.041 | 0.033 | 0.026 | 0.018 | 0.011 | 0.003 | 0.024 | 0.04 | 0.056 | 0.07 | 0.083 | 0.096 | 0.107 | 0.118 | 0.128 | 0.138 | 0.147 | 0.156 | 0.164 | 0.172 | 0.18
| Holistic Transition | industrial | biomass | Biomass CHP | Peak 1in20 | GW | 0 | 0 | 0 | 0.003 | 0.007 | 0.013 | 0.018 | 0.023 | 0.028 | 0.032 | 0.037 | 0.042 | 0.047 | 0.052 | 0.058 | 0.064 | 0.097 | 0.126 | 0.154 | 0.183 | 0.21 | 0.221 | 0.227 | 0.239 | 0.254 | 0.263 | 0.27 | 0.281 | 0.289 | 0.297 | 0.299
| Holistic Transition | industrial | biomethane | DH | Peak 1in20 | GW | 0 | 0.001 | 0.002 | 0.003 | 0.004 | 0.005 | 0.007 | 0.009 | 0.012 | 0.015 | 0.018 | 0.023 | 0.029 | 0.035 | 0.04 | 0.046 | 0.068 | 0.09 | 0.112 | 0.132 | 0.15 | 0.169 | 0.188 | 0.207 | 0.226 | 0.244 | 0.253 | 0.263 | 0.273 | 0.285 | 0.293
| Holistic Transition | industrial | electricity | ASHP | Peak 1in20 | GW | 0.001 | 0.003 | 0.007 | 0.016 | 0.024 | 0.036 | 0.043 | 0.057 | 0.074 | 0.096 | 0.122 | 0.146 | 0.171 | 0.195 | 0.221 | 0.247 | 0.274 | 0.303 | 0.332 | 0.362 | 0.394 | 0.427 | 0.453 | 0.476 | 0.496 | 0.517 | 0.537 | 0.558 | 0.578 | 0.598 | 0.619
| Holistic Transition | industrial | electricity | DH | Peak 1in20 | GW | 0 | 0.001 | 0.003 | 0.004 | 0.006 | 0.007 | 0.009 | 0.011 | 0.014 | 0.017 | 0.02 | 0.025 | 0.03 | 0.035 | 0.04 | 0.045 | 0.056 | 0.066 | 0.075 | 0.084 | 0.09 | 0.099 | 0.107 | 0.115 | 0.124 | 0.132 | 0.139 | 0.146 | 0.153 | 0.161 | 0.168
| Holistic Transition | industrial | electricity | Electric resistive | Peak 1in20 | GW | 1.829 | 1.823 | 1.749 | 1.765 | 1.747 | 1.722 | 1.691 | 1.648 | 1.577 | 1.481 | 1.374 | 1.27 | 1.168 | 1.067 | 0.967 | 0.868 | 0.787 | 0.711 | 0.632 | 0.553 | 0.468 | 0.404 | 0.36 | 0.338 | 0.326 | 0.313 | 0.297 | 0.28 | 0.265 | 0.249 | 0.238
| Holistic Transition | industrial | electricity | Electric storage | Peak 1in20 | GW | 0.001 | 0.001 | 0.001 | 0.001 | 0.001 | 0.001 | 0.001 | 0.001 | 0.001 | 0 | 0 | 0 | 0 | 0 | 0 | 0 | 0.001 | 0.001 | 0.002 | 0.003 | 0.003 | 0.003 | 0.004 | 0.004 | 0.005 | 0.005 | 0.005 | 0.005 | 0.005 | 0.005 | 0.005
| Holistic Transition | industrial | electricity | GSHP | Peak 1in20 | GW | 0.002 | 0.003 | 0.005 | 0.007 | 0.009 | 0.011 | 0.013 | 0.015 | 0.017 | 0.02 | 0.022 | 0.025 | 0.028 | 0.03 | 0.032 | 0.035 | 0.04 | 0.046 | 0.051 | 0.057 | 0.062 | 0.065 | 0.067 | 0.069 | 0.071 | 0.073 | 0.075 | 0.076 | 0.077 | 0.078 | 0.078
| Holistic Transition | industrial | electricity | Hybrid (ASHP + Biofuel boiler) | Peak 1in20 | GW | 0 | 0 | 0.001 | 0.002 | 0.002 | 0.003 | 0.004 | 0.005 | 0.007 | 0.009 | 0.012 | 0.015 | 0.017 | 0.02 | 0.022 | 0.025 | 0.027 | 0.029 | 0.032 | 0.034 | 0.036 | 0.039 | 0.041 | 0.041 | 0.042 | 0.043 | 0.044 | 0.046 | 0.047 | 0.048 | 0.05
| Holistic Transition | industrial | electricity | Hybrid (ASHP + Electric resistive) | Peak 1in20 | GW | 0 | 0.004 | 0.013 | 0.016 | 0.027 | 0.032 | 0.043 | 0.054 | 0.07 | 0.09 | 0.109 | 0.125 | 0.142 | 0.158 | 0.176 | 0.194 | 0.215 | 0.235 | 0.255 | 0.278 | 0.306 | 0.326 | 0.34 | 0.351 | 0.364 | 0.382 | 0.401 | 0.419 | 0.437 | 0.454 | 0.476
| Holistic Transition | industrial | electricity | Hybrid (ASHP + Hydrogen boiler) | Peak 1in20 | GW | 0 | 0 | 0 | 0 | 0 | 0 | 0 | 0 | 0 | 0 | 0 | 0.003 | 0.007 | 0.011 | 0.015 | 0.019 | 0.025 | 0.031 | 0.036 | 0.043 | 0.049 | 0.056 | 0.062 | 0.069 | 0.075 | 0.083 | 0.086 | 0.088 | 0.091 | 0.093 | 0.095
| Holistic Transition | industrial | gas | Gas boiler | Peak 1in20 | GW | 3.108 | 3.119 | 3.029 | 3.045 | 3.044 | 3.037 | 3.028 | 2.996 | 2.959 | 2.915 | 2.863 | 2.798 | 2.727 | 2.65 | 2.567 | 2.477 | 2.268 | 2.068 | 1.868 | 1.666 | 1.462 | 1.252 | 1.074 | 0.902 | 0.736 | 0.578 | 0.441 | 0.313 | 0.194 | 0.087 | 0
| Holistic Transition | industrial | gas | Gas CHP | Peak 1in20 | GW | 0.33 | 0.308 | 0.278 | 0.366 | 0.335 | 0.305 | 0.275 | 0.244 | 0.214 | 0.183 | 0.153 | 0.122 | 0.092 | 0.061 | 0.031 | 0 | 0 | 0 | 0 | 0 | 0 | 0 | 0 | 0 | 0 | 0 | 0 | 0 | 0 | 0 | 0
| Holistic Transition | industrial | hydrogen | Hybrid (ASHP + Hydrogen boiler) | Peak 1in20 | GW | 0 | 0 | 0 | 0 | 0 | 0 | 0 | 0 | 0 | 0 | 0 | 0.001 | 0.003 | 0.005 | 0.006 | 0.008 | 0.011 | 0.013 | 0.016 | 0.018 | 0.021 | 0.024 | 0.026 | 0.029 | 0.032 | 0.035 | 0.037 | 0.038 | 0.039 | 0.04 | 0.04
| Holistic Transition | industrial | hydrogen | Hydrogen boiler | Peak 1in20 | GW | 0 | 0 | 0 | 0 | 0 | 0 | 0 | 0 | 0 | 0 | 0 | 0.001 | 0.001 | 0.002 | 0.002 | 0.003 | 0.006 | 0.009 | 0.012 | 0.014 | 0.016 | 0.018 | 0.02 | 0.023 | 0.028 | 0.034 | 0.04 | 0.046 | 0.053 | 0.059 | 0.065
| Holistic Transition | industrial | other | Community | Peak 1in20 | GW | 0.004 | 0.009 | 0.013 | 0.018 | 0.021 | 0.025 | 0.026 | 0.028 | 0.03 | 0.031 | 0.033 | 0.034 | 0.035 | 0.036 | 0.037 | 0.038 | 0.042 | 0.044 | 0.045 | 0.044 | 0.04 | 0.039 | 0.037 | 0.034 | 0.03 | 0.024 | 0.02 | 0.015 | 0.01 | 0.005 | 0
| Holistic Transition | industrial | other | Oil boiler | Peak 1in20 | GW | 0.318 | 0.306 | 0.281 | 0.266 | 0.249 | 0.232 | 0.213 | 0.195 | 0.177 | 0.159 | 0.138 | 0.117 | 0.096 | 0.075 | 0.054 | 0.034 | 0.028 | 0.023 | 0.019 | 0.015 | 0.012 | 0.009 | 0.006 | 0.003 | 0 | 0 | 0 | 0 | 0 | 0 | 0
| Electric Engagement | industrial | biofuel | Biofuel boiler | Peak 1in20 | GW | 0 | 0 | 0 | 0 | 0 | 0 | 0 | 0.001 | 0.001 | 0.002 | 0.003 | 0.004 | 0.004 | 0.005 | 0.006 | 0.007 | 0.009 | 0.01 | 0.012 | 0.014 | 0.015 | 0.016 | 0.017 | 0.018 | 0.019 | 0.019 | 0.02 | 0.02 | 0.021 | 0.021 | 0.022
| Electric Engagement | industrial | biofuel | Hybrid (ASHP + Biofuel boiler) | Peak 1in20 | GW | 0 | 0 | 0 | 0.001 | 0.001 | 0.002 | 0.002 | 0.003 | 0.003 | 0.003 | 0.003 | 0.003 | 0.003 | 0.004 | 0.004 | 0.006 | 0.007 | 0.008 | 0.009 | 0.01 | 0.011 | 0.012 | 0.014 | 0.015 | 0.017 | 0.018 | 0.02 | 0.022 | 0.023 | 0.023 | 0.024
| Electric Engagement | industrial | biomass | Biomass boiler | Peak 1in20 | GW | 0.122 | 0.114 | 0.103 | 0.096 | 0.088 | 0.08 | 0.072 | 0.066 | 0.061 | 0.055 | 0.048 | 0.042 | 0.035 | 0.028 | 0.022 | 0.008 | 0.039 | 0.057 | 0.072 | 0.086 | 0.099 | 0.115 | 0.129 | 0.143 | 0.156 | 0.168 | 0.182 | 0.195 | 0.209 | 0.221 | 0.232
| Electric Engagement | industrial | biomass | Biomass CHP | Peak 1in20 | GW | 0 | 0 | 0 | 0 | 0 | 0 | 0 | 0 | 0 | 0 | 0.001 | 0.001 | 0.002 | 0.003 | 0.004 | 0.005 | 0.041 | 0.078 | 0.115 | 0.154 | 0.192 | 0.227 | 0.262 | 0.295 | 0.332 | 0.361 | 0.39 | 0.416 | 0.439 | 0.461 | 0.486
| Electric Engagement | industrial | biomethane | DH | Peak 1in20 | GW | 0 | 0.001 | 0.002 | 0.003 | 0.004 | 0.006 | 0.008 | 0.01 | 0.011 | 0.013 | 0.014 | 0.016 | 0.017 | 0.018 | 0.02 | 0.021 | 0.031 | 0.042 | 0.053 | 0.063 | 0.074 | 0.09 | 0.106 | 0.122 | 0.138 | 0.155 | 0.167 | 0.18 | 0.194 | 0.207 | 0.217
| Electric Engagement | industrial | electricity | ASHP | Peak 1in20 | GW | 0.001 | 0.003 | 0.007 | 0.016 | 0.024 | 0.035 | 0.042 | 0.053 | 0.064 | 0.075 | 0.088 | 0.101 | 0.115 | 0.129 | 0.145 | 0.165 | 0.186 | 0.207 | 0.228 | 0.25 | 0.273 | 0.295 | 0.314 | 0.332 | 0.351 | 0.37 | 0.389 | 0.407 | 0.423 | 0.437 | 0.451
| Electric Engagement | industrial | electricity | DH | Peak 1in20 | GW | 0 | 0.001 | 0.003 | 0.004 | 0.005 | 0.007 | 0.009 | 0.01 | 0.011 | 0.013 | 0.014 | 0.015 | 0.016 | 0.017 | 0.018 | 0.019 | 0.026 | 0.032 | 0.038 | 0.044 | 0.049 | 0.056 | 0.062 | 0.068 | 0.075 | 0.081 | 0.089 | 0.097 | 0.105 | 0.114 | 0.12
| Electric Engagement | industrial | electricity | Electric resistive | Peak 1in20 | GW | 1.829 | 1.823 | 1.749 | 1.765 | 1.696 | 1.67 | 1.642 | 1.621 | 1.605 | 1.596 | 1.594 | 1.591 | 1.587 | 1.569 | 1.531 | 1.448 | 1.382 | 1.322 | 1.26 | 1.196 | 1.132 | 1.087 | 1.038 | 0.99 | 0.924 | 0.848 | 0.77 | 0.674 | 0.601 | 0.574 | 0.562
| Electric Engagement | industrial | electricity | Electric storage | Peak 1in20 | GW | 0.001 | 0.001 | 0.001 | 0.001 | 0.001 | 0.001 | 0 | 0 | 0 | 0 | 0 | 0 | 0 | 0 | 0 | 0 | 0.001 | 0.002 | 0.003 | 0.003 | 0.004 | 0.005 | 0.006 | 0.006 | 0.007 | 0.008 | 0.008 | 0.009 | 0.009 | 0.01 | 0.01
| Electric Engagement | industrial | electricity | GSHP | Peak 1in20 | GW | 0.002 | 0.003 | 0.005 | 0.007 | 0.009 | 0.012 | 0.013 | 0.015 | 0.017 | 0.019 | 0.021 | 0.023 | 0.025 | 0.026 | 0.028 | 0.03 | 0.037 | 0.044 | 0.051 | 0.058 | 0.065 | 0.07 | 0.075 | 0.08 | 0.085 | 0.09 | 0.095 | 0.1 | 0.104 | 0.109 | 0.113
| Electric Engagement | industrial | electricity | Hybrid (ASHP + Biofuel boiler) | Peak 1in20 | GW | 0 | 0 | 0.001 | 0.002 | 0.002 | 0.003 | 0.004 | 0.005 | 0.006 | 0.006 | 0.006 | 0.006 | 0.007 | 0.007 | 0.008 | 0.011 | 0.014 | 0.016 | 0.018 | 0.021 | 0.023 | 0.025 | 0.028 | 0.031 | 0.034 | 0.037 | 0.041 | 0.044 | 0.047 | 0.049 | 0.05
| Electric Engagement | industrial | electricity | Hybrid (ASHP + Electric resistive) | Peak 1in20 | GW | 0 | 0.004 | 0.013 | 0.016 | 0.028 | 0.032 | 0.042 | 0.048 | 0.055 | 0.064 | 0.073 | 0.084 | 0.096 | 0.109 | 0.124 | 0.148 | 0.173 | 0.198 | 0.223 | 0.25 | 0.28 | 0.309 | 0.338 | 0.364 | 0.391 | 0.416 | 0.44 | 0.462 | 0.483 | 0.495 | 0.519
| Electric Engagement | industrial | gas | Gas boiler | Peak 1in20 | GW | 3.108 | 3.119 | 3.029 | 3.048 | 3.047 | 3.041 | 3.033 | 3.002 | 2.963 | 2.914 | 2.855 | 2.787 | 2.717 | 2.647 | 2.577 | 2.507 | 2.297 | 2.095 | 1.896 | 1.692 | 1.49 | 1.276 | 1.096 | 0.931 | 0.775 | 0.629 | 0.49 | 0.356 | 0.225 | 0.101 | 0
| Electric Engagement | industrial | gas | Gas CHP | Peak 1in20 | GW | 0.33 | 0.308 | 0.278 | 0.365 | 0.335 | 0.305 | 0.274 | 0.244 | 0.214 | 0.183 | 0.153 | 0.122 | 0.092 | 0.061 | 0.031 | 0 | 0 | 0 | 0 | 0 | 0 | 0 | 0 | 0 | 0 | 0 | 0 | 0 | 0 | 0 | 0
| Electric Engagement | industrial | other | Community | Peak 1in20 | GW | 0.004 | 0.009 | 0.013 | 0.017 | 0.021 | 0.024 | 0.025 | 0.027 | 0.029 | 0.031 | 0.032 | 0.033 | 0.035 | 0.036 | 0.037 | 0.038 | 0.043 | 0.047 | 0.048 | 0.049 | 0.047 | 0.047 | 0.045 | 0.042 | 0.038 | 0.032 | 0.026 | 0.02 | 0.014 | 0.007 | 0
| Electric Engagement | industrial | other | Oil boiler | Peak 1in20 | GW | 0.318 | 0.306 | 0.281 | 0.267 | 0.251 | 0.234 | 0.216 | 0.199 | 0.181 | 0.163 | 0.143 | 0.121 | 0.1 | 0.079 | 0.058 | 0.038 | 0.032 | 0.027 | 0.022 | 0.018 | 0.014 | 0.011 | 0.007 | 0.004 | 0 | 0 | 0 | 0 | 0 | 0 | 0
| Hydrogen Evolution | industrial | biofuel | Biofuel boiler | Peak 1in20 | GW | 0 | 0 | 0 | 0 | 0 | 0 | 0 | 0 | 0 | 0 | 0 | 0.001 | 0.001 | 0.001 | 0.001 | 0.001 | 0.001 | 0.002 | 0.002 | 0.003 | 0.003 | 0.003 | 0.003 | 0.004 | 0.004 | 0.004 | 0.004 | 0.005 | 0.005 | 0.006 | 0.007
| Hydrogen Evolution | industrial | biofuel | Hybrid (ASHP + Biofuel boiler) | Peak 1in20 | GW | 0 | 0 | 0 | 0.001 | 0.001 | 0.001 | 0.002 | 0.002 | 0.002 | 0.003 | 0.003 | 0.003 | 0.003 | 0.004 | 0.005 | 0.006 | 0.007 | 0.008 | 0.009 | 0.01 | 0.012 | 0.012 | 0.014 | 0.015 | 0.016 | 0.017 | 0.019 | 0.02 | 0.02 | 0.021 | 0.021
| Hydrogen Evolution | industrial | biomass | Biomass boiler | Peak 1in20 | GW | 0.122 | 0.114 | 0.103 | 0.098 | 0.09 | 0.082 | 0.074 | 0.066 | 0.057 | 0.049 | 0.041 | 0.032 | 0.024 | 0.016 | 0.008 | 0 | 0.02 | 0.041 | 0.06 | 0.079 | 0.098 | 0.118 | 0.138 | 0.158 | 0.179 | 0.199 | 0.219 | 0.239 | 0.26 | 0.28 | 0.301
| Hydrogen Evolution | industrial | biomass | Biomass CHP | Peak 1in20 | GW | 0 | 0 | 0 | 0 | 0 | 0 | 0 | 0 | 0 | 0 | 0 | 0 | 0 | 0 | 0 | 0 | 0.02 | 0.045 | 0.071 | 0.097 | 0.125 | 0.151 | 0.176 | 0.202 | 0.227 | 0.252 | 0.278 | 0.303 | 0.328 | 0.352 | 0.377
| Hydrogen Evolution | industrial | biomethane | DH | Peak 1in20 | GW | 0 | 0.001 | 0.002 | 0.003 | 0.004 | 0.005 | 0.007 | 0.008 | 0.01 | 0.011 | 0.012 | 0.014 | 0.016 | 0.019 | 0.021 | 0.026 | 0.039 | 0.054 | 0.07 | 0.086 | 0.102 | 0.117 | 0.133 | 0.149 | 0.166 | 0.183 | 0.194 | 0.205 | 0.216 | 0.225 | 0.233
| Hydrogen Evolution | industrial | electricity | ASHP | Peak 1in20 | GW | 0.001 | 0.003 | 0.007 | 0.016 | 0.024 | 0.035 | 0.043 | 0.056 | 0.069 | 0.081 | 0.092 | 0.102 | 0.113 | 0.125 | 0.141 | 0.16 | 0.177 | 0.193 | 0.208 | 0.225 | 0.242 | 0.259 | 0.271 | 0.285 | 0.299 | 0.315 | 0.332 | 0.347 | 0.36 | 0.37 | 0.379
| Hydrogen Evolution | industrial | electricity | DH | Peak 1in20 | GW | 0 | 0.001 | 0.003 | 0.004 | 0.006 | 0.008 | 0.01 | 0.012 | 0.013 | 0.014 | 0.015 | 0.016 | 0.017 | 0.019 | 0.02 | 0.023 | 0.032 | 0.04 | 0.048 | 0.056 | 0.065 | 0.073 | 0.081 | 0.09 | 0.099 | 0.107 | 0.116 | 0.124 | 0.133 | 0.14 | 0.147
| Hydrogen Evolution | industrial | electricity | Electric resistive | Peak 1in20 | GW | 1.829 | 1.823 | 1.749 | 1.765 | 1.767 | 1.747 | 1.717 | 1.692 | 1.672 | 1.656 | 1.644 | 1.634 | 1.613 | 1.572 | 1.489 | 1.381 | 1.282 | 1.197 | 1.113 | 1.022 | 0.917 | 0.843 | 0.767 | 0.691 | 0.613 | 0.53 | 0.411 | 0.318 | 0.265 | 0.24 | 0.228
| Hydrogen Evolution | industrial | electricity | Electric storage | Peak 1in20 | GW | 0.001 | 0.001 | 0.001 | 0.001 | 0.001 | 0.001 | 0.001 | 0.001 | 0 | 0 | 0 | 0 | 0 | 0 | 0 | 0 | 0.001 | 0.002 | 0.002 | 0.003 | 0.004 | 0.004 | 0.005 | 0.006 | 0.007 | 0.007 | 0.008 | 0.009 | 0.01 | 0.01 | 0.011
| Hydrogen Evolution | industrial | electricity | GSHP | Peak 1in20 | GW | 0.002 | 0.003 | 0.005 | 0.007 | 0.01 | 0.012 | 0.013 | 0.015 | 0.018 | 0.02 | 0.022 | 0.024 | 0.026 | 0.029 | 0.031 | 0.034 | 0.04 | 0.045 | 0.052 | 0.058 | 0.064 | 0.068 | 0.072 | 0.076 | 0.08 | 0.085 | 0.089 | 0.093 | 0.097 | 0.101 | 0.104
| Hydrogen Evolution | industrial | electricity | Hybrid (ASHP + Biofuel boiler) | Peak 1in20 | GW | 0 | 0 | 0.001 | 0.002 | 0.002 | 0.002 | 0.003 | 0.004 | 0.005 | 0.006 | 0.006 | 0.006 | 0.007 | 0.008 | 0.01 | 0.012 | 0.015 | 0.018 | 0.02 | 0.022 | 0.024 | 0.026 | 0.028 | 0.031 | 0.034 | 0.036 | 0.039 | 0.041 | 0.043 | 0.043 | 0.044
| Hydrogen Evolution | industrial | electricity | Hybrid (ASHP + Electric resistive) | Peak 1in20 | GW | 0 | 0.004 | 0.013 | 0.016 | 0.019 | 0.023 | 0.034 | 0.042 | 0.046 | 0.048 | 0.052 | 0.057 | 0.062 | 0.069 | 0.082 | 0.094 | 0.109 | 0.123 | 0.138 | 0.152 | 0.168 | 0.182 | 0.2 | 0.22 | 0.239 | 0.256 | 0.274 | 0.288 | 0.298 | 0.307 | 0.317
| Hydrogen Evolution | industrial | electricity | Hybrid (ASHP + Hydrogen boiler) | Peak 1in20 | GW | 0 | 0 | 0 | 0 | 0 | 0 | 0 | 0 | 0 | 0 | 0 | 0.002 | 0.006 | 0.012 | 0.02 | 0.03 | 0.044 | 0.06 | 0.076 | 0.093 | 0.11 | 0.128 | 0.146 | 0.164 | 0.183 | 0.204 | 0.22 | 0.235 | 0.246 | 0.256 | 0.263
| Hydrogen Evolution | industrial | gas | Gas boiler | Peak 1in20 | GW | 3.108 | 3.119 | 3.029 | 3.125 | 3.124 | 3.122 | 3.115 | 3.089 | 3.063 | 3.036 | 3.006 | 2.949 | 2.891 | 2.833 | 2.774 | 2.71 | 2.495 | 2.287 | 2.08 | 1.875 | 1.667 | 1.448 | 1.259 | 1.072 | 0.889 | 0.702 | 0.552 | 0.402 | 0.254 | 0.11 | 0
| Hydrogen Evolution | industrial | gas | Gas CHP | Peak 1in20 | GW | 0.33 | 0.308 | 0.278 | 0.265 | 0.243 | 0.221 | 0.199 | 0.177 | 0.155 | 0.133 | 0.111 | 0.089 | 0.066 | 0.044 | 0.022 | 0 | 0 | 0 | 0 | 0 | 0 | 0 | 0 | 0 | 0 | 0 | 0 | 0 | 0 | 0 | 0
| Hydrogen Evolution | industrial | hydrogen | Hybrid (ASHP + Hydrogen boiler) | Peak 1in20 | GW | 0 | 0 | 0 | 0 | 0 | 0 | 0 | 0 | 0 | 0 | 0 | 0.001 | 0.003 | 0.006 | 0.01 | 0.015 | 0.022 | 0.029 | 0.037 | 0.045 | 0.053 | 0.061 | 0.069 | 0.077 | 0.085 | 0.094 | 0.1 | 0.105 | 0.108 | 0.111 | 0.112
| Hydrogen Evolution | industrial | hydrogen | Hydrogen boiler | Peak 1in20 | GW | 0 | 0 | 0 | 0 | 0 | 0 | 0 | 0 | 0 | 0 | 0 | 0.02 | 0.041 | 0.067 | 0.103 | 0.153 | 0.246 | 0.314 | 0.378 | 0.44 | 0.502 | 0.563 | 0.617 | 0.671 | 0.724 | 0.784 | 0.815 | 0.84 | 0.856 | 0.867 | 0.905
| Hydrogen Evolution | industrial | other | Community | Peak 1in20 | GW | 0.004 | 0.009 | 0.013 | 0.021 | 0.026 | 0.031 | 0.034 | 0.037 | 0.04 | 0.043 | 0.046 | 0.046 | 0.047 | 0.048 | 0.049 | 0.05 | 0.053 | 0.055 | 0.055 | 0.052 | 0.047 | 0.045 | 0.041 | 0.035 | 0.027 | 0.017 | 0.014 | 0.011 | 0.007 | 0.004 | 0
| Hydrogen Evolution | industrial | other | Oil boiler | Peak 1in20 | GW | 0.318 | 0.306 | 0.281 | 0.274 | 0.258 | 0.241 | 0.223 | 0.205 | 0.187 | 0.169 | 0.151 | 0.132 | 0.113 | 0.095 | 0.076 | 0.058 | 0.05 | 0.045 | 0.04 | 0.035 | 0.031 | 0.027 | 0.024 | 0.021 | 0.017 | 0.014 | 0.012 | 0.009 | 0.006 | 0.003 | 0
| Counterfactual | industrial | biofuel | Biofuel boiler | Peak 1in20 | GW | 0 | 0 | 0 | 0 | 0 | 0 | 0 | 0 | 0 | 0 | 0 | 0 | 0 | 0 | 0 | 0 | 0.001 | 0.001 | 0.002 | 0.003 | 0.004 | 0.004 | 0.004 | 0.005 | 0.005 | 0.005 | 0.005 | 0.005 | 0.005 | 0.005 | 0.005
| Counterfactual | industrial | biofuel | Hybrid (ASHP + Biofuel boiler) | Peak 1in20 | GW | 0 | 0 | 0 | 0.001 | 0.001 | 0.001 | 0.002 | 0.002 | 0.002 | 0.002 | 0.002 | 0.002 | 0.003 | 0.003 | 0.004 | 0.005 | 0.007 | 0.008 | 0.009 | 0.011 | 0.012 | 0.014 | 0.015 | 0.017 | 0.019 | 0.02 | 0.022 | 0.024 | 0.025 | 0.026 | 0.026
| Counterfactual | industrial | biomass | Biomass boiler | Peak 1in20 | GW | 0.122 | 0.114 | 0.103 | 0.097 | 0.089 | 0.081 | 0.073 | 0.065 | 0.057 | 0.048 | 0.04 | 0.032 | 0.024 | 0.016 | 0.008 | 0 | 0.003 | 0.004 | 0.005 | 0.005 | 0.005 | 0.005 | 0.005 | 0.005 | 0.005 | 0.005 | 0.007 | 0.007 | 0.007 | 0.007 | 0.013
| Counterfactual | industrial | biomass | Biomass CHP | Peak 1in20 | GW | 0 | 0 | 0 | 0 | 0 | 0 | 0.007 | 0.01 | 0.013 | 0.015 | 0.018 | 0.021 | 0.023 | 0.024 | 0.026 | 0.03 | 0.05 | 0.052 | 0.053 | 0.053 | 0.051 | 0.046 | 0.043 | 0.041 | 0.038 | 0.035 | 0.033 | 0.032 | 0.031 | 0.03 | 0.024
| Counterfactual | industrial | biomethane | DH | Peak 1in20 | GW | 0 | 0.001 | 0.002 | 0.002 | 0.003 | 0.005 | 0.007 | 0.008 | 0.009 | 0.01 | 0.011 | 0.013 | 0.015 | 0.016 | 0.019 | 0.024 | 0.034 | 0.044 | 0.055 | 0.066 | 0.076 | 0.088 | 0.101 | 0.116 | 0.13 | 0.146 | 0.157 | 0.169 | 0.179 | 0.188 | 0.196
| Counterfactual | industrial | electricity | ASHP | Peak 1in20 | GW | 0.001 | 0.003 | 0.007 | 0.016 | 0.025 | 0.036 | 0.043 | 0.052 | 0.061 | 0.07 | 0.078 | 0.085 | 0.097 | 0.11 | 0.126 | 0.147 | 0.163 | 0.179 | 0.195 | 0.213 | 0.231 | 0.249 | 0.265 | 0.283 | 0.303 | 0.323 | 0.343 | 0.359 | 0.373 | 0.382 | 0.392
| Counterfactual | industrial | electricity | DH | Peak 1in20 | GW | 0 | 0.001 | 0.003 | 0.004 | 0.004 | 0.006 | 0.008 | 0.009 | 0.011 | 0.011 | 0.012 | 0.013 | 0.014 | 0.015 | 0.017 | 0.02 | 0.026 | 0.033 | 0.04 | 0.046 | 0.051 | 0.058 | 0.066 | 0.073 | 0.082 | 0.09 | 0.098 | 0.106 | 0.114 | 0.12 | 0.127
| Counterfactual | industrial | electricity | Electric resistive | Peak 1in20 | GW | 1.829 | 1.823 | 1.749 | 1.765 | 1.734 | 1.712 | 1.686 | 1.668 | 1.654 | 1.643 | 1.638 | 1.636 | 1.624 | 1.6 | 1.552 | 1.467 | 1.385 | 1.309 | 1.233 | 1.158 | 1.074 | 1.024 | 0.957 | 0.88 | 0.799 | 0.71 | 0.614 | 0.514 | 0.445 | 0.403 | 0.371
| Counterfactual | industrial | electricity | Electric storage | Peak 1in20 | GW | 0.001 | 0.001 | 0.001 | 0.001 | 0 | 0 | 0 | 0 | 0 | 0 | 0 | 0 | 0 | 0 | 0 | 0 | 0 | 0 | 0 | 0 | 0 | 0 | 0 | 0 | 0 | 0 | 0 | 0 | 0 | 0 | 0
| Counterfactual | industrial | electricity | GSHP | Peak 1in20 | GW | 0.002 | 0.003 | 0.005 | 0.007 | 0.01 | 0.013 | 0.015 | 0.016 | 0.018 | 0.019 | 0.021 | 0.022 | 0.024 | 0.027 | 0.029 | 0.032 | 0.036 | 0.04 | 0.044 | 0.048 | 0.052 | 0.053 | 0.054 | 0.056 | 0.058 | 0.06 | 0.062 | 0.065 | 0.067 | 0.07 | 0.072
| Counterfactual | industrial | electricity | Hybrid (ASHP + Biofuel boiler) | Peak 1in20 | GW | 0 | 0 | 0.001 | 0.002 | 0.002 | 0.003 | 0.003 | 0.004 | 0.004 | 0.004 | 0.005 | 0.005 | 0.005 | 0.006 | 0.008 | 0.011 | 0.014 | 0.017 | 0.02 | 0.023 | 0.027 | 0.03 | 0.034 | 0.038 | 0.042 | 0.047 | 0.051 | 0.055 | 0.058 | 0.059 | 0.061
| Counterfactual | industrial | electricity | Hybrid (ASHP + Electric resistive) | Peak 1in20 | GW | 0 | 0.004 | 0.013 | 0.016 | 0.018 | 0.022 | 0.026 | 0.03 | 0.035 | 0.04 | 0.045 | 0.048 | 0.054 | 0.061 | 0.072 | 0.087 | 0.102 | 0.118 | 0.134 | 0.151 | 0.17 | 0.19 | 0.208 | 0.227 | 0.248 | 0.271 | 0.292 | 0.311 | 0.325 | 0.335 | 0.354
| Counterfactual | industrial | gas | Gas boiler | Peak 1in20 | GW | 3.108 | 3.119 | 3.029 | 3.103 | 3.103 | 3.102 | 3.097 | 3.085 | 3.074 | 3.065 | 3.056 | 3.049 | 3.033 | 3.019 | 3.006 | 2.996 | 2.996 | 2.998 | 2.999 | 3 | 3 | 2.999 | 3 | 2.999 | 2.999 | 2.998 | 2.995 | 2.995 | 2.993 | 2.992 | 2.992
| Counterfactual | industrial | gas | Gas CHP | Peak 1in20 | GW | 0.33 | 0.308 | 0.278 | 0.262 | 0.24 | 0.218 | 0.196 | 0.174 | 0.152 | 0.131 | 0.109 | 0.087 | 0.065 | 0.043 | 0.022 | 0 | 0 | 0 | 0 | 0 | 0 | 0 | 0 | 0 | 0 | 0 | 0 | 0 | 0 | 0 | 0
| Counterfactual | industrial | other | Community | Peak 1in20 | GW | 0.004 | 0.009 | 0.013 | 0.03 | 0.039 | 0.048 | 0.055 | 0.062 | 0.067 | 0.071 | 0.075 | 0.074 | 0.076 | 0.078 | 0.079 | 0.08 | 0.071 | 0.061 | 0.052 | 0.042 | 0.034 | 0.026 | 0.022 | 0.018 | 0.013 | 0.008 | 0.006 | 0.004 | 0.003 | 0.001 | 0
| Counterfactual | industrial | other | Oil boiler | Peak 1in20 | GW | 0.318 | 0.306 | 0.281 | 0.273 | 0.258 | 0.243 | 0.226 | 0.209 | 0.192 | 0.175 | 0.157 | 0.14 | 0.123 | 0.107 | 0.091 | 0.076 | 0.071 | 0.066 | 0.061 | 0.056 | 0.053 | 0.049 | 0.045 | 0.042 | 0.039 | 0.036 | 0.033 | 0.029 | 0.024 | 0.019 | 0.016
| Five Year Forecast | industrial | biofuel | Biofuel boiler | Peak 1in20 | GW | 0 | 0 | 0 | 0 | 0 | 0 | 0 | 0 | 0.001 | 0.002
| Five Year Forecast | industrial | biofuel | Hybrid (ASHP + Biofuel boiler) | Peak 1in20 | GW | 0 | 0 | 0 | 0.001 | 0.001 | 0.002 | 0.002 | 0.002 | 0.003 | 0.003
| Five Year Forecast | industrial | biomass | Biomass boiler | Peak 1in20 | GW | 0.122 | 0.114 | 0.103 | 0.097 | 0.089 | 0.081 | 0.073 | 0.065 | 0.057 | 0.049
| Five Year Forecast | industrial | biomass | Biomass CHP | Peak 1in20 | GW | 0 | 0 | 0 | 0 | 0 | 0 | 0 | 0 | 0 | 0
| Five Year Forecast | industrial | biomethane | DH | Peak 1in20 | GW | 0 | 0.001 | 0.002 | 0.003 | 0.004 | 0.006 | 0.008 | 0.01 | 0.011 | 0.013
| Five Year Forecast | industrial | electricity | ASHP | Peak 1in20 | GW | 0.001 | 0.003 | 0.007 | 0.016 | 0.025 | 0.037 | 0.045 | 0.058 | 0.07 | 0.082
| Five Year Forecast | industrial | electricity | DH | Peak 1in20 | GW | 0 | 0.001 | 0.003 | 0.004 | 0.006 | 0.008 | 0.01 | 0.012 | 0.013 | 0.014
| Five Year Forecast | industrial | electricity | Electric resistive | Peak 1in20 | GW | 1.829 | 1.823 | 1.749 | 1.765 | 1.743 | 1.721 | 1.692 | 1.668 | 1.651 | 1.636
| Five Year Forecast | industrial | electricity | Electric storage | Peak 1in20 | GW | 0.001 | 0.001 | 0.001 | 0.001 | 0.001 | 0.001 | 0 | 0 | 0 | 0
| Five Year Forecast | industrial | electricity | GSHP | Peak 1in20 | GW | 0.002 | 0.003 | 0.005 | 0.007 | 0.01 | 0.013 | 0.015 | 0.017 | 0.019 | 0.021
| Five Year Forecast | industrial | electricity | Hybrid (ASHP + Biofuel boiler) | Peak 1in20 | GW | 0 | 0 | 0.001 | 0.002 | 0.002 | 0.003 | 0.004 | 0.005 | 0.005 | 0.006
| Five Year Forecast | industrial | electricity | Hybrid (ASHP + Electric resistive) | Peak 1in20 | GW | 0 | 0.004 | 0.013 | 0.016 | 0.021 | 0.026 | 0.037 | 0.046 | 0.052 | 0.054
| Five Year Forecast | industrial | gas | Gas boiler | Peak 1in20 | GW | 3.108 | 3.119 | 3.029 | 3.106 | 3.106 | 3.104 | 3.098 | 3.073 | 3.049 | 3.024
| Five Year Forecast | industrial | gas | Gas CHP | Peak 1in20 | GW | 0.33 | 0.308 | 0.278 | 0.262 | 0.24 | 0.219 | 0.197 | 0.175 | 0.153 | 0.131
| Five Year Forecast | industrial | other | Community | Peak 1in20 | GW | 0.004 | 0.009 | 0.013 | 0.02 | 0.025 | 0.029 | 0.032 | 0.035 | 0.038 | 0.041
| Five Year Forecast | industrial | other | Oil boiler | Peak 1in20 | GW | 0.318 | 0.306 | 0.281 | 0.271 | 0.255 | 0.238 | 0.22 | 0.202 | 0.184 | 0.166
| Holistic Transition | residential |  | ASHP | Cumulative Annual | number | 169618 | 193308 | 217561 | 250453 | 293503 | 393409 | 529227 | 769323 | 1106544 | 1540319 | 2077966 | 2683291 | 3312879 | 3960665 | 4627624 | 5309610 | 5801415 | 6291531 | 6773778 | 7249189 | 7669509 | 8034498 | 8292806 | 8454716 | 8520391 | 8482568 | 8378886 | 8252772 | 8109384 | 7948117 | 7773757
| Holistic Transition | residential |  | Biofuel boiler | Cumulative Annual | number | 0 | 1013 | 3090 | 7299 | 15798 | 25483 | 43879 | 65692 | 91379 | 114407 | 140746 | 165730 | 190513 | 214882 | 238967 | 262679 | 336988 | 415559 | 490180 | 550556 | 603932 | 666477 | 725610 | 780481 | 838219 | 891872 | 962792 | 1041036 | 1119612 | 1196497 | 1272735
| Holistic Transition | residential |  | Biomass boiler | Cumulative Annual | number | 0 | 777 | 1599 | 6167 | 10592 | 12130 | 13260 | 14384 | 15421 | 16644 | 21044 | 25983 | 30310 | 34809 | 39593 | 44656 | 48269 | 50979 | 51350 | 53054 | 58725 | 65859 | 73311 | 81251 | 89196 | 94661 | 100473 | 106873 | 113086 | 119358 | 125928
| Holistic Transition | residential |  | Community | Cumulative Annual | number | 205341 | 206817 | 208292 | 209725 | 211109 | 209522 | 207088 | 201074 | 193504 | 184271 | 170581 | 156892 | 143202 | 129513 | 115824 | 102134 | 86976 | 71818 | 56682 | 41608 | 29506 | 18251 | 10575 | 4456 | 0 | 0 | 0 | 0 | 0 | 0 | 0
| Holistic Transition | residential |  | DH | Cumulative Annual | number | 512765 | 544613 | 577581 | 608481 | 640539 | 673603 | 714213 | 755352 | 792955 | 828664 | 867176 | 904204 | 940547 | 975545 | 1010028 | 1043966 | 1443950 | 1840675 | 2236619 | 2632105 | 3025960 | 3401876 | 3771903 | 4143185 | 4520207 | 4895484 | 5275524 | 5658846 | 6045482 | 6435646 | 6829849
| Holistic Transition | residential |  | Electric resistive | Cumulative Annual | number | 690372 | 705016 | 718346 | 727349 | 729552 | 718083 | 688984 | 656709 | 625007 | 592794 | 561856 | 531718 | 501029 | 469115 | 437329 | 405390 | 405759 | 407366 | 414591 | 427599 | 453519 | 481214 | 512114 | 543263 | 575206 | 606957 | 637570 | 668760 | 700875 | 732680 | 764426
| Holistic Transition | residential |  | Electric storage | Cumulative Annual | number | 1670254 | 1668342 | 1665416 | 1651348 | 1629847 | 1587625 | 1548137 | 1502351 | 1460850 | 1420103 | 1387052 | 1361498 | 1334700 | 1301128 | 1268306 | 1230742 | 1234800 | 1239607 | 1256028 | 1278795 | 1321140 | 1358993 | 1403367 | 1445026 | 1486337 | 1521428 | 1547920 | 1575472 | 1609472 | 1642429 | 1679833
| Holistic Transition | residential |  | Gas boiler | Cumulative Annual | number | 23987345 | 24059675 | 24131653 | 24198637 | 24265444 | 24310451 | 24291641 | 24184388 | 23981918 | 23649295 | 23173543 | 22538523 | 21820420 | 20917261 | 19956867 | 18928724 | 17258457 | 15588573 | 13919964 | 12254000 | 10609837 | 9029490 | 7537588 | 6140900 | 4874368 | 3750963 | 2786827 | 1905774 | 1209776 | 571014 | 0
| Holistic Transition | residential |  | GSHP | Cumulative Annual | number | 52016 | 59867 | 67791 | 78700 | 89127 | 101716 | 154543 | 207132 | 258919 | 309959 | 362858 | 415162 | 467528 | 520846 | 575193 | 631790 | 1081038 | 1530565 | 1981493 | 2434975 | 2889699 | 3352551 | 3809035 | 4258040 | 4704404 | 5144629 | 5565172 | 5975257 | 6383535 | 6790108 | 7191104
| Holistic Transition | residential |  | Hybrid (ASHP + Biofuel boiler) | Cumulative Annual | number | 0 | 865 | 1908 | 5983 | 12362 | 22810 | 31058 | 43445 | 59712 | 82738 | 109829 | 136162 | 163080 | 191025 | 218555 | 246411 | 256037 | 264489 | 270067 | 274844 | 276521 | 281549 | 282224 | 278776 | 268307 | 252847 | 237957 | 222262 | 205308 | 188853 | 172375
| Holistic Transition | residential |  | Hybrid (ASHP + Electric resistive) | Cumulative Annual | number | 0 | 4587 | 9520 | 21006 | 37416 | 66713 | 91538 | 128935 | 173044 | 255721 | 379192 | 584234 | 848037 | 1279154 | 1742824 | 2252490 | 2661930 | 3068627 | 3468967 | 3864964 | 4248610 | 4621479 | 4977636 | 5322841 | 5625840 | 5885411 | 6062374 | 6180432 | 6130599 | 6048205 | 5920544
| Holistic Transition | residential |  | Hybrid (ASHP + Hydrogen boiler) | Cumulative Annual | number | 0 | 0 | 0 | 0 | 0 | 0 | 0 | 0 | 0 | 0 | 0 | 4354 | 11402 | 25643 | 44390 | 72787 | 115933 | 158057 | 199515 | 240673 | 281341 | 321320 | 356562 | 388338 | 418719 | 447649 | 471254 | 491650 | 504714 | 513575 | 513083
| Holistic Transition | residential |  | Hydrogen boiler | Cumulative Annual | number | 0 | 0 | 0 | 0 | 0 | 0 | 0 | 0 | 0 | 0 | 0 | 1019 | 2053 | 3045 | 4059 | 5108 | 59744 | 117421 | 176120 | 234952 | 294859 | 349681 | 427387 | 520479 | 616996 | 718892 | 821785 | 924571 | 1027033 | 1127564 | 1225586
| Holistic Transition | residential |  | Oil boiler | Cumulative Annual | number | 1526357 | 1524361 | 1521655 | 1514437 | 1499467 | 1468383 | 1431533 | 1371485 | 1296189 | 1215700 | 1113942 | 1012185 | 910428 | 808671 | 706914 | 605157 | 505519 | 406720 | 311806 | 225018 | 154345 | 89438 | 47729 | 21268 | 0 | 0 | 0 | 0 | 0 | 0 | 0
| Electric Engagement | residential |  | ASHP | Cumulative Annual | number | 169618 | 193308 | 217561 | 248450 | 288432 | 378818 | 505135 | 672111 | 909363 | 1205894 | 1563626 | 1991819 | 2463999 | 2966596 | 3500859 | 4055682 | 4561045 | 5064482 | 5561340 | 6051046 | 6491781 | 6878148 | 7226122 | 7504261 | 7723533 | 7882397 | 7971966 | 8018022 | 8033985 | 8018903 | 7984759
| Electric Engagement | residential |  | Biofuel boiler | Cumulative Annual | number | 0 | 1013 | 3090 | 5114 | 12133 | 19074 | 34723 | 53730 | 77102 | 100367 | 126694 | 151769 | 176578 | 201117 | 225390 | 249542 | 328665 | 415362 | 492169 | 563449 | 622104 | 690178 | 754348 | 817868 | 882602 | 945926 | 1026680 | 1113749 | 1199311 | 1283260 | 1366777
| Electric Engagement | residential |  | Biomass boiler | Cumulative Annual | number | 0 | 777 | 1599 | 5504 | 9599 | 10956 | 11935 | 12809 | 13487 | 14186 | 18138 | 22289 | 26093 | 29950 | 33867 | 37896 | 40409 | 41479 | 41415 | 41398 | 46056 | 52718 | 59544 | 66447 | 73140 | 76790 | 80763 | 85346 | 90407 | 95943 | 102134
| Electric Engagement | residential |  | Community | Cumulative Annual | number | 205341 | 206817 | 208292 | 209722 | 211090 | 208386 | 205772 | 198702 | 190653 | 181334 | 167644 | 153955 | 140265 | 126576 | 112887 | 99197 | 84039 | 68881 | 53748 | 38690 | 27705 | 16630 | 10011 | 4370 | 0 | 0 | 0 | 0 | 0 | 0 | 0
| Electric Engagement | residential |  | DH | Cumulative Annual | number | 512765 | 544613 | 577581 | 606045 | 637492 | 670070 | 710185 | 750832 | 788023 | 823654 | 861905 | 898844 | 934831 | 969985 | 1004385 | 1038360 | 1467234 | 1894331 | 2323347 | 2752413 | 3181480 | 3589767 | 3996623 | 4405350 | 4814339 | 5218613 | 5624155 | 6030691 | 6439044 | 6849678 | 7262472
| Electric Engagement | residential |  | Electric resistive | Cumulative Annual | number | 690372 | 705016 | 718346 | 734752 | 741929 | 736257 | 713738 | 689512 | 665891 | 643096 | 621469 | 603021 | 584239 | 565072 | 544688 | 524646 | 525831 | 527384 | 532839 | 542463 | 564234 | 586007 | 609564 | 632959 | 655707 | 677691 | 696318 | 715230 | 734436 | 754773 | 774702
| Electric Engagement | residential |  | Electric storage | Cumulative Annual | number | 1670254 | 1668342 | 1665416 | 1648982 | 1625199 | 1576511 | 1532412 | 1484468 | 1438353 | 1394976 | 1355971 | 1325855 | 1294549 | 1261969 | 1225858 | 1190179 | 1194461 | 1199660 | 1217994 | 1243159 | 1292217 | 1334877 | 1381593 | 1427851 | 1471740 | 1512609 | 1543601 | 1575613 | 1608669 | 1644999 | 1680591
| Electric Engagement | residential |  | Gas boiler | Cumulative Annual | number | 23987345 | 24059675 | 24131653 | 24198384 | 24264013 | 24304535 | 24285749 | 24225053 | 24028825 | 23680927 | 23155141 | 22434383 | 21626921 | 20747771 | 19793195 | 18805091 | 17134820 | 15464899 | 13796583 | 12131798 | 10492119 | 8911749 | 7373289 | 5970360 | 4719102 | 3645732 | 2767333 | 1975639 | 1255633 | 611052 | 0
| Electric Engagement | residential |  | GSHP | Cumulative Annual | number | 52016 | 59867 | 67791 | 78283 | 88358 | 100007 | 152164 | 204125 | 255564 | 306417 | 359331 | 411791 | 464684 | 518331 | 573251 | 629481 | 1094705 | 1560106 | 2028559 | 2498959 | 2976102 | 3460492 | 3944175 | 4425243 | 4908306 | 5391119 | 5859106 | 6321201 | 6783268 | 7244822 | 7702845
| Electric Engagement | residential |  | Hybrid (ASHP + Biofuel boiler) | Cumulative Annual | number | 0 | 865 | 1908 | 5446 | 11094 | 19301 | 25236 | 32357 | 42345 | 56922 | 78937 | 102416 | 126492 | 150936 | 175666 | 200291 | 207522 | 213590 | 218686 | 222481 | 226463 | 234852 | 242120 | 245841 | 244581 | 234191 | 221810 | 208627 | 195037 | 181136 | 167587
| Electric Engagement | residential |  | Hybrid (ASHP + Electric resistive) | Cumulative Annual | number | 0 | 4587 | 9520 | 25011 | 48277 | 105705 | 145272 | 216031 | 361823 | 598313 | 954156 | 1423799 | 1938217 | 2495496 | 3100682 | 3717291 | 4163723 | 4606243 | 5039297 | 5460299 | 5845991 | 6230233 | 6582952 | 6860194 | 7045141 | 7108293 | 7056802 | 6959586 | 6819086 | 6629482 | 6427353
| Electric Engagement | residential |  | Hybrid (ASHP + Hydrogen boiler) | Cumulative Annual | number | 0 | 0 | 0 | 0 | 0 | 0 | 0 | 0 | 0 | 0 | 0 | 0 | 0 | 0 | 0 | 0 | 0 | 0 | 0 | 0 | 0 | 0 | 0 | 0 | 0 | 0 | 0 | 0 | 0 | 0 | 0
| Electric Engagement | residential |  | Hydrogen boiler | Cumulative Annual | number | 0 | 0 | 0 | 0 | 0 | 0 | 0 | 0 | 0 | 0 | 0 | 0 | 0 | 0 | 0 | 0 | 0 | 0 | 0 | 0 | 0 | 0 | 0 | 0 | 0 | 0 | 0 | 0 | 0 | 0 | 0
| Electric Engagement | residential |  | Oil boiler | Cumulative Annual | number | 1526357 | 1524361 | 1521655 | 1513890 | 1497141 | 1460308 | 1422778 | 1360540 | 1284014 | 1204531 | 1102773 | 1001016 | 899259 | 797502 | 695745 | 593988 | 494362 | 395572 | 301183 | 216176 | 151251 | 87024 | 47505 | 22273 | 0 | 0 | 0 | 0 | 0 | 0 | 0
| Hydrogen Evolution | residential |  | ASHP | Cumulative Annual | number | 169618 | 193308 | 217561 | 252908 | 298061 | 366249 | 498173 | 692807 | 988900 | 1390762 | 1958826 | 2622951 | 3400128 | 4242848 | 5073232 | 5822424 | 6168975 | 6492584 | 6827344 | 7155637 | 7462126 | 7703895 | 7883341 | 7963579 | 7926672 | 7721511 | 7418668 | 7000067 | 6512659 | 6034813 | 5628848
| Hydrogen Evolution | residential |  | Biofuel boiler | Cumulative Annual | number | 0 | 1013 | 3090 | 6048 | 11324 | 17709 | 28082 | 36493 | 44090 | 50867 | 57073 | 61331 | 64965 | 68245 | 71284 | 74155 | 93892 | 120687 | 146400 | 170566 | 193539 | 242987 | 296398 | 351915 | 409319 | 468286 | 553805 | 645606 | 739033 | 834547 | 932520
| Hydrogen Evolution | residential |  | Biomass boiler | Cumulative Annual | number | 0 | 777 | 1599 | 5220 | 8825 | 10485 | 11735 | 12831 | 13626 | 14214 | 14605 | 14815 | 15022 | 15201 | 15352 | 15496 | 19929 | 27869 | 32927 | 37823 | 44624 | 51520 | 58239 | 64898 | 71447 | 77783 | 83460 | 88724 | 93725 | 98394 | 102755
| Hydrogen Evolution | residential |  | Community | Cumulative Annual | number | 205341 | 206817 | 208292 | 209749 | 211145 | 211452 | 210095 | 205084 | 199940 | 194051 | 187920 | 179441 | 170235 | 160305 | 149849 | 139229 | 124064 | 108899 | 93753 | 78667 | 64671 | 52338 | 43660 | 35115 | 27315 | 19756 | 14546 | 10062 | 6303 | 3070 | 0
| Hydrogen Evolution | residential |  | DH | Cumulative Annual | number | 512765 | 544613 | 577581 | 609746 | 642348 | 676515 | 718901 | 758453 | 796199 | 832208 | 866767 | 897601 | 927848 | 957681 | 987246 | 1016709 | 1263175 | 1530129 | 1817393 | 2104597 | 2388376 | 2668795 | 2950351 | 3233505 | 3505272 | 3774599 | 4041925 | 4309369 | 4572118 | 4830370 | 5077595
| Hydrogen Evolution | residential |  | Electric resistive | Cumulative Annual | number | 690372 | 705016 | 718346 | 724919 | 725977 | 716804 | 687994 | 656438 | 627086 | 597553 | 570313 | 540151 | 508280 | 475217 | 441244 | 406930 | 402559 | 399936 | 403985 | 413781 | 433535 | 459340 | 487698 | 514530 | 541705 | 567313 | 595726 | 626021 | 657068 | 688391 | 719512
| Hydrogen Evolution | residential |  | Electric storage | Cumulative Annual | number | 1670254 | 1668342 | 1665416 | 1648983 | 1626045 | 1590145 | 1552110 | 1508203 | 1472190 | 1437064 | 1408812 | 1376990 | 1336008 | 1282862 | 1212930 | 1139171 | 1140619 | 1143643 | 1159445 | 1182014 | 1216937 | 1252245 | 1293450 | 1328387 | 1362825 | 1391634 | 1422904 | 1463321 | 1515526 | 1584155 | 1656256
| Hydrogen Evolution | residential |  | Gas boiler | Cumulative Annual | number | 23987345 | 24059675 | 24131653 | 24202441 | 24271664 | 24340944 | 24323699 | 24278075 | 24134057 | 23886765 | 23467905 | 22820025 | 22054668 | 21194459 | 20266124 | 19259144 | 17587658 | 15916524 | 14246579 | 12578200 | 10909763 | 9327852 | 7774319 | 6319182 | 4967317 | 3787021 | 2835744 | 2001945 | 1262998 | 592176 | 0
| Hydrogen Evolution | residential |  | GSHP | Cumulative Annual | number | 52016 | 59867 | 67791 | 77536 | 87663 | 99391 | 151906 | 204729 | 256787 | 308897 | 361861 | 419047 | 478018 | 537832 | 603004 | 678011 | 973494 | 1275430 | 1596840 | 1919985 | 2245180 | 2595961 | 2946909 | 3296686 | 3637395 | 3976420 | 4289415 | 4594504 | 4898359 | 5199604 | 5491215
| Hydrogen Evolution | residential |  | Hybrid (ASHP + Biofuel boiler) | Cumulative Annual | number | 0 | 865 | 1908 | 6094 | 12171 | 20348 | 27768 | 36539 | 44381 | 53626 | 63746 | 80321 | 101497 | 127099 | 157742 | 189381 | 196288 | 207448 | 215566 | 221796 | 226116 | 231070 | 234509 | 238792 | 241605 | 243379 | 238931 | 229453 | 215506 | 196482 | 176512
| Hydrogen Evolution | residential |  | Hybrid (ASHP + Electric resistive) | Cumulative Annual | number | 0 | 4587 | 9520 | 19852 | 34944 | 56328 | 76938 | 103295 | 127475 | 154561 | 182336 | 220650 | 265831 | 354639 | 513915 | 786334 | 1019002 | 1270209 | 1537295 | 1801967 | 2060506 | 2319904 | 2573383 | 2830311 | 3072409 | 3311492 | 3537766 | 3755009 | 3925006 | 4021293 | 3994881
| Hydrogen Evolution | residential |  | Hybrid (ASHP + Hydrogen boiler) | Cumulative Annual | number | 0 | 0 | 0 | 0 | 0 | 0 | 0 | 0 | 0 | 0 | 0 | 4468 | 9440 | 15162 | 33105 | 84041 | 314186 | 558628 | 824241 | 1092229 | 1360305 | 1628970 | 1897552 | 2167400 | 2425408 | 2681223 | 2930231 | 3176899 | 3419321 | 3646339 | 3830701
| Hydrogen Evolution | residential |  | Hydrogen boiler | Cumulative Annual | number | 0 | 0 | 0 | 0 | 0 | 0 | 0 | 0 | 0 | 0 | 0 | 133888 | 274782 | 411657 | 555445 | 706864 | 1268981 | 1775059 | 2176638 | 2566574 | 2954054 | 3255927 | 3557547 | 3853375 | 4205250 | 4566024 | 4803907 | 5043107 | 5302079 | 5564905 | 5858423
| Hydrogen Evolution | residential |  | Oil boiler | Cumulative Annual | number | 1526357 | 1524361 | 1521655 | 1516089 | 1504589 | 1483556 | 1457699 | 1407322 | 1350712 | 1290046 | 1225620 | 1149278 | 1069408 | 988095 | 906001 | 823755 | 723994 | 624942 | 528751 | 438494 | 357770 | 281870 | 230490 | 185343 | 144252 | 106920 | 81505 | 59618 | 39175 | 19511 | 0
| Counterfactual | residential |  | ASHP | Cumulative Annual | number | 169618 | 193308 | 217561 | 250060 | 288641 | 335203 | 418669 | 531905 | 649911 | 769823 | 889699 | 984461 | 1104641 | 1223928 | 1344769 | 1467462 | 1635535 | 2043688 | 2540158 | 3258162 | 4143381 | 5069412 | 5971475 | 6878357 | 7809645 | 8769914 | 9795350 | 10810208 | 11856366 | 12926556 | 14008331
| Counterfactual | residential |  | Biofuel boiler | Cumulative Annual | number | 0 | 1013 | 3090 | 4639 | 7438 | 11199 | 17286 | 20593 | 23007 | 24830 | 26396 | 28451 | 30320 | 32072 | 33742 | 35322 | 39657 | 43797 | 48541 | 53591 | 59243 | 75580 | 95267 | 116442 | 138428 | 160862 | 190604 | 230143 | 269854 | 309903 | 350685
| Counterfactual | residential |  | Biomass boiler | Cumulative Annual | number | 0 | 777 | 1599 | 4931 | 8080 | 9718 | 11027 | 11776 | 12300 | 12702 | 13055 | 13429 | 13813 | 14196 | 14587 | 14983 | 14788 | 14581 | 11730 | 9129 | 8030 | 7145 | 6819 | 6716 | 6735 | 6800 | 6883 | 7021 | 7156 | 7280 | 7393
| Counterfactual | residential |  | Community | Cumulative Annual | number | 205341 | 206817 | 208292 | 209763 | 211233 | 212702 | 212597 | 212490 | 209135 | 205130 | 200626 | 199632 | 197706 | 194803 | 190457 | 185713 | 174549 | 161413 | 147365 | 133031 | 118293 | 105031 | 91748 | 81687 | 72263 | 63327 | 50879 | 39337 | 28754 | 19596 | 10830
| Counterfactual | residential |  | DH | Cumulative Annual | number | 512765 | 544613 | 577581 | 607870 | 638890 | 670279 | 698352 | 723724 | 748006 | 771811 | 796021 | 821251 | 852966 | 883592 | 913282 | 942008 | 940640 | 939124 | 938986 | 939309 | 940232 | 950854 | 963197 | 975654 | 987729 | 998781 | 1008687 | 1011868 | 1015957 | 1020985 | 1027071
| Counterfactual | residential |  | Electric resistive | Cumulative Annual | number | 690372 | 705016 | 718346 | 725435 | 727198 | 721221 | 699855 | 669315 | 639373 | 609952 | 581004 | 563412 | 549822 | 539680 | 532200 | 526669 | 511713 | 501304 | 500427 | 507308 | 523865 | 543363 | 571874 | 600440 | 628758 | 657028 | 673835 | 687056 | 696735 | 703662 | 708579
| Counterfactual | residential |  | Electric storage | Cumulative Annual | number | 1670254 | 1668342 | 1665416 | 1649713 | 1627836 | 1599136 | 1574920 | 1536551 | 1501863 | 1470964 | 1444142 | 1432744 | 1424071 | 1417423 | 1411968 | 1407543 | 1409173 | 1412621 | 1428588 | 1450697 | 1479314 | 1501692 | 1537931 | 1571998 | 1602638 | 1630025 | 1641443 | 1650516 | 1657325 | 1662754 | 1666923
| Counterfactual | residential |  | Gas boiler | Cumulative Annual | number | 23987345 | 24059675 | 24131653 | 24207209 | 24282000 | 24357160 | 24392004 | 24427907 | 24464927 | 24502983 | 24542009 | 24582037 | 24575921 | 24570097 | 24564461 | 24558924 | 24480282 | 24179820 | 23797996 | 23196225 | 22420659 | 21583947 | 20739049 | 19882337 | 18997066 | 18080859 | 17122034 | 16173759 | 15193665 | 14186626 | 13163993
| Counterfactual | residential |  | GSHP | Cumulative Annual | number | 52016 | 59867 | 67791 | 76467 | 85503 | 95197 | 129658 | 164879 | 199596 | 233846 | 267589 | 300533 | 348955 | 397354 | 445727 | 494068 | 617112 | 738716 | 858133 | 976460 | 1094096 | 1206713 | 1320751 | 1434831 | 1550155 | 1666024 | 1775758 | 1880703 | 1987733 | 2096334 | 2206765
| Counterfactual | residential |  | Hybrid (ASHP + Biofuel boiler) | Cumulative Annual | number | 0 | 865 | 1908 | 5512 | 10329 | 16376 | 20516 | 27725 | 33956 | 39174 | 43370 | 45175 | 46737 | 48131 | 49392 | 50531 | 52159 | 53302 | 51473 | 48342 | 43847 | 40843 | 34774 | 29712 | 25683 | 22707 | 22194 | 22253 | 22547 | 23050 | 23764
| Counterfactual | residential |  | Hybrid (ASHP + Electric resistive) | Cumulative Annual | number | 0 | 4587 | 9520 | 18069 | 30642 | 47786 | 59970 | 81604 | 102768 | 124131 | 144277 | 152478 | 158851 | 163989 | 168383 | 172227 | 178700 | 184608 | 184912 | 179976 | 167549 | 158846 | 140719 | 123121 | 105475 | 89141 | 85114 | 83319 | 82951 | 83515 | 84847
| Counterfactual | residential |  | Hybrid (ASHP + Hydrogen boiler) | Cumulative Annual | number | 0 | 0 | 0 | 0 | 0 | 0 | 0 | 0 | 0 | 0 | 0 | 0 | 0 | 0 | 0 | 0 | 0 | 0 | 0 | 0 | 0 | 0 | 0 | 0 | 0 | 0 | 0 | 0 | 0 | 0 | 0
| Counterfactual | residential |  | Hydrogen boiler | Cumulative Annual | number | 0 | 0 | 0 | 0 | 0 | 0 | 0 | 0 | 0 | 0 | 0 | 0 | 0 | 0 | 0 | 0 | 0 | 0 | 0 | 0 | 0 | 0 | 0 | 0 | 0 | 0 | 0 | 0 | 0 | 0 | 0
| Counterfactual | residential |  | Oil boiler | Cumulative Annual | number | 1526357 | 1524361 | 1521655 | 1519916 | 1516965 | 1513950 | 1510244 | 1491803 | 1470600 | 1445268 | 1417598 | 1397356 | 1372328 | 1346035 | 1317504 | 1286194 | 1242506 | 1179014 | 1098850 | 1010100 | 918996 | 829249 | 754243 | 681722 | 613613 | 547892 | 475752 | 407523 | 339833 | 273787 | 210039
| Five Year Forecast | residential |  | ASHP | Cumulative Annual | number | 169618 | 193308 | 217561 | 252791 | 297116 | 352572 | 463485 | 616792 | 839132 | 1144412
| Five Year Forecast | residential |  | Biofuel boiler | Cumulative Annual | number | 0 | 1013 | 3090 | 6050 | 11344 | 18784 | 32268 | 44874 | 61711 | 86521
| Five Year Forecast | residential |  | Biomass boiler | Cumulative Annual | number | 0 | 777 | 1599 | 5185 | 8792 | 10548 | 11976 | 12743 | 13213 | 13513
| Five Year Forecast | residential |  | Community | Cumulative Annual | number | 205341 | 206817 | 208292 | 209749 | 211145 | 212168 | 211894 | 206936 | 200960 | 193779
| Five Year Forecast | residential |  | DH | Cumulative Annual | number | 512765 | 544613 | 577581 | 609689 | 642295 | 676668 | 720040 | 761103 | 800017 | 836543
| Five Year Forecast | residential |  | Electric resistive | Cumulative Annual | number | 690372 | 705016 | 718346 | 724948 | 726010 | 719274 | 704411 | 680543 | 656019 | 631357
| Five Year Forecast | residential |  | Electric storage | Cumulative Annual | number | 1670254 | 1668342 | 1665416 | 1649002 | 1626071 | 1594980 | 1567865 | 1524059 | 1478803 | 1434211
| Five Year Forecast | residential |  | Gas boiler | Cumulative Annual | number | 23987345 | 24059675 | 24131653 | 24202389 | 24271585 | 24341843 | 24324680 | 24305744 | 24231483 | 24074988
| Five Year Forecast | residential |  | GSHP | Cumulative Annual | number | 52016 | 59867 | 67791 | 77582 | 87724 | 98886 | 142705 | 187610 | 232173 | 276308
| Five Year Forecast | residential |  | Hybrid (ASHP + Biofuel boiler) | Cumulative Annual | number | 0 | 865 | 1908 | 6100 | 12198 | 19165 | 24021 | 32634 | 42188 | 54664
| Five Year Forecast | residential |  | Hybrid (ASHP + Electric resistive) | Cumulative Annual | number | 0 | 4587 | 9520 | 19855 | 34967 | 54046 | 69159 | 95240 | 125810 | 160061
| Five Year Forecast | residential |  | Hybrid (ASHP + Hydrogen boiler) | Cumulative Annual | number | 0 | 0 | 0 | 0 | 0 | 0 | 0 | 0 | 0 | 0
| Five Year Forecast | residential |  | Hydrogen boiler | Cumulative Annual | number | 0 | 0 | 0 | 0 | 0 | 0 | 0 | 0 | 0 | 0
| Five Year Forecast | residential |  | Oil boiler | Cumulative Annual | number | 1526357 | 1524361 | 1521655 | 1516244 | 1505510 | 1490993 | 1472596 | 1431992 | 1373933 | 1304257
| Holistic Transition | commercial |  | ASHP | Cumulative Annual | number | 563 | 3593 | 7783 | 13007 | 17401 | 22597 | 31827 | 46719 | 64067 | 82723 | 102792 | 122842 | 142742 | 162542 | 182248 | 201850 | 222712 | 244272 | 265048 | 285564 | 304837 | 320742 | 331631 | 340141 | 346903 | 351679 | 356351 | 361402 | 366381 | 371365 | 376332
| Holistic Transition | commercial |  | Biofuel boiler | Cumulative Annual | number | 0 | 0 | 0 | 0 | 0 | 1 | 3 | 32 | 134 | 512 | 1021 | 2184 | 3370 | 4547 | 5673 | 6711 | 7886 | 8868 | 9672 | 10404 | 11118 | 11864 | 12512 | 13062 | 13358 | 13535 | 13023 | 12492 | 11964 | 11485 | 11090
| Holistic Transition | commercial |  | Biomass boiler | Cumulative Annual | number | 14020 | 13085 | 12151 | 11216 | 10281 | 9355 | 8494 | 7684 | 6931 | 6222 | 5685 | 5184 | 4798 | 4530 | 4319 | 4148 | 7059 | 8423 | 10028 | 11545 | 12943 | 14191 | 15190 | 16085 | 16918 | 17612 | 18248 | 18789 | 19225 | 19586 | 19880
| Holistic Transition | commercial |  | Biomass CHP | Cumulative Annual | number | 0 | 0 | 0 | 159 | 536 | 1149 | 1883 | 2466 | 2809 | 3043 | 3364 | 3643 | 3952 | 4302 | 4696 | 5115 | 6396 | 7466 | 8302 | 8753 | 8845 | 8759 | 8803 | 8953 | 9134 | 9167 | 9232 | 9248 | 9191 | 9080 | 8861
| Holistic Transition | commercial |  | Community | Cumulative Annual | number | 1239 | 3695 | 5103 | 5413 | 6587 | 7648 | 8640 | 9504 | 10248 | 10971 | 11652 | 12222 | 12644 | 13052 | 13479 | 13758 | 11938 | 10390 | 9244 | 7978 | 6831 | 5755 | 4813 | 4001 | 3208 | 2452 | 1865 | 1348 | 861 | 356 | 0
| Holistic Transition | commercial |  | DH | Cumulative Annual | number | 0 | 873 | 2004 | 3309 | 4849 | 6386 | 7843 | 9469 | 11364 | 13667 | 16719 | 20254 | 24033 | 27921 | 32094 | 37209 | 43671 | 49934 | 56774 | 64408 | 72411 | 80918 | 88868 | 96492 | 103605 | 109834 | 115321 | 120545 | 125538 | 130116 | 133823
| Holistic Transition | commercial |  | Electric resistive | Cumulative Annual | number | 343600 | 343602 | 341787 | 338697 | 334911 | 328468 | 315509 | 300134 | 283418 | 266673 | 248942 | 231228 | 213600 | 195938 | 178255 | 160559 | 145921 | 132457 | 119777 | 108919 | 101321 | 99569 | 99743 | 101254 | 103365 | 106668 | 109750 | 113040 | 116674 | 120699 | 125087
| Holistic Transition | commercial |  | Electric storage | Cumulative Annual | number | 1736 | 1620 | 1505 | 1389 | 1273 | 1157 | 1042 | 926 | 810 | 694 | 695 | 689 | 689 | 698 | 705 | 711 | 1897 | 2979 | 3941 | 4784 | 5500 | 6098 | 6607 | 7024 | 7373 | 7574 | 7752 | 7907 | 8043 | 8171 | 8257
| Holistic Transition | commercial |  | Gas boiler | Cumulative Annual | number | 323540 | 329745 | 335364 | 340469 | 346197 | 350237 | 351550 | 346529 | 339603 | 331155 | 321551 | 310596 | 299203 | 287450 | 275346 | 262684 | 234970 | 208219 | 181084 | 153930 | 128672 | 106238 | 89849 | 75278 | 62182 | 50193 | 39481 | 29172 | 19160 | 9412 | 0
| Holistic Transition | commercial |  | Gas CHP | Cumulative Annual | number | 21929 | 20467 | 19005 | 17543 | 16081 | 14619 | 13157 | 11695 | 10233 | 8772 | 7310 | 5848 | 4386 | 2924 | 1462 | 0 | 0 | 0 | 0 | 0 | 0 | 0 | 0 | 0 | 0 | 0 | 0 | 0 | 0 | 0 | 0
| Holistic Transition | commercial |  | GSHP | Cumulative Annual | number | 1740 | 3197 | 4967 | 6784 | 8431 | 10168 | 11928 | 14745 | 17868 | 21335 | 25554 | 30443 | 35357 | 40433 | 45680 | 51159 | 56366 | 61648 | 66635 | 71550 | 76436 | 79681 | 81980 | 84412 | 87133 | 89886 | 92671 | 94711 | 96675 | 98411 | 99513
| Holistic Transition | commercial |  | Hybrid (ASHP + Biofuel boiler) | Cumulative Annual | number | 0 | 0 | 451 | 1320 | 1830 | 2446 | 3834 | 5638 | 7599 | 9580 | 11623 | 13406 | 15244 | 17106 | 18970 | 20838 | 22459 | 24102 | 25770 | 27424 | 28875 | 29723 | 30172 | 30503 | 30712 | 30777 | 31066 | 31306 | 31513 | 31701 | 31917
| Holistic Transition | commercial |  | Hybrid (ASHP + Electric resistive) | Cumulative Annual | number | 0 | 54 | 2443 | 6907 | 10745 | 17961 | 29658 | 43027 | 56693 | 69716 | 82492 | 93902 | 105419 | 116954 | 128411 | 139560 | 152326 | 163727 | 175063 | 184911 | 191171 | 194010 | 195837 | 197220 | 198863 | 200452 | 203409 | 206563 | 209641 | 212736 | 215995
| Holistic Transition | commercial |  | Hybrid (ASHP + Hydrogen boiler) | Cumulative Annual | number | 0 | 0 | 0 | 0 | 0 | 0 | 0 | 0 | 0 | 0 | 0 | 1259 | 2527 | 3800 | 5068 | 6321 | 7766 | 9249 | 10715 | 12142 | 13539 | 14958 | 16364 | 17704 | 19003 | 20214 | 20220 | 20236 | 20229 | 20211 | 20172
| Holistic Transition | commercial |  | Hydrogen boiler | Cumulative Annual | number | 0 | 0 | 0 | 0 | 0 | 0 | 0 | 0 | 0 | 0 | 0 | 59 | 128 | 203 | 287 | 372 | 644 | 915 | 1173 | 1419 | 1650 | 1875 | 2047 | 2335 | 2686 | 3072 | 3395 | 3710 | 4016 | 4329 | 4681
| Holistic Transition | commercial |  | Oil boiler | Cumulative Annual | number | 80683 | 78046 | 74353 | 69649 | 65673 | 61537 | 57299 | 53045 | 48789 | 44456 | 39077 | 33698 | 28319 | 22940 | 17561 | 12182 | 10218 | 8558 | 7012 | 5606 | 4365 | 3226 | 2107 | 1005 | 0 | 0 | 0 | 0 | 0 | 0 | 0
| Electric Engagement | commercial |  | ASHP | Cumulative Annual | number | 563 | 3593 | 7783 | 12867 | 17341 | 22487 | 30902 | 41863 | 55095 | 67579 | 81036 | 94974 | 109154 | 126069 | 145993 | 166662 | 185270 | 203531 | 221395 | 239336 | 256133 | 269869 | 279577 | 287061 | 295438 | 302731 | 309381 | 315319 | 318260 | 317878 | 316699
| Electric Engagement | commercial |  | Biofuel boiler | Cumulative Annual | number | 0 | 0 | 0 | 0 | 0 | 0 | 2 | 39 | 157 | 558 | 1021 | 1480 | 2025 | 2575 | 3124 | 3671 | 4451 | 5222 | 5987 | 6749 | 7502 | 8300 | 8984 | 9558 | 9866 | 10102 | 10336 | 10482 | 10624 | 10769 | 10933
| Electric Engagement | commercial |  | Biomass boiler | Cumulative Annual | number | 14020 | 13085 | 12151 | 11216 | 10281 | 9347 | 8412 | 7743 | 7058 | 6369 | 5753 | 5135 | 4534 | 3930 | 3747 | 3391 | 5097 | 6845 | 8486 | 10059 | 11678 | 13252 | 14587 | 15877 | 16858 | 17781 | 18950 | 20068 | 21199 | 22275 | 23104
| Electric Engagement | commercial |  | Biomass CHP | Cumulative Annual | number | 0 | 0 | 0 | 0 | 0 | 0 | 0 | 0 | 0 | 0 | 128 | 255 | 414 | 575 | 736 | 895 | 2378 | 3759 | 5056 | 6262 | 7370 | 8370 | 9236 | 10001 | 10684 | 11149 | 11548 | 11864 | 12131 | 12358 | 12476
| Electric Engagement | commercial |  | Community | Cumulative Annual | number | 1239 | 3695 | 5103 | 5173 | 6153 | 7148 | 8085 | 8901 | 9587 | 10298 | 10977 | 11500 | 11983 | 12442 | 12934 | 13278 | 11482 | 9952 | 9042 | 7965 | 6878 | 5859 | 4965 | 4202 | 3410 | 2655 | 2064 | 1502 | 972 | 413 | 0
| Electric Engagement | commercial |  | DH | Cumulative Annual | number | 0 | 873 | 2004 | 3384 | 4983 | 6567 | 8150 | 9535 | 10674 | 11720 | 12856 | 14060 | 15500 | 17033 | 18696 | 20640 | 25471 | 29649 | 33347 | 36842 | 40657 | 44999 | 50427 | 56909 | 63827 | 71020 | 78434 | 85848 | 93329 | 100805 | 108203
| Electric Engagement | commercial |  | Electric resistive | Cumulative Annual | number | 343600 | 343602 | 341787 | 338738 | 334943 | 327580 | 314730 | 303714 | 296531 | 295027 | 295169 | 295409 | 295434 | 286851 | 270562 | 254009 | 243390 | 234157 | 225920 | 219852 | 217971 | 221169 | 222096 | 218707 | 210010 | 199459 | 188465 | 178529 | 176818 | 181674 | 187654
| Electric Engagement | commercial |  | Electric storage | Cumulative Annual | number | 1736 | 1620 | 1505 | 1389 | 1273 | 1157 | 1042 | 926 | 810 | 694 | 707 | 718 | 762 | 807 | 851 | 895 | 2378 | 3759 | 5056 | 6263 | 7373 | 8382 | 9267 | 10060 | 10779 | 11292 | 11744 | 12126 | 12469 | 12777 | 12968
| Electric Engagement | commercial |  | Gas boiler | Cumulative Annual | number | 323540 | 329745 | 335364 | 340483 | 346225 | 349821 | 351394 | 346003 | 337856 | 328683 | 318544 | 307926 | 296830 | 285608 | 274427 | 263098 | 235404 | 208657 | 181482 | 154374 | 129479 | 106847 | 90870 | 77425 | 64979 | 53497 | 42517 | 31971 | 21490 | 10845 | 0
| Electric Engagement | commercial |  | Gas CHP | Cumulative Annual | number | 21929 | 20467 | 19005 | 17543 | 16081 | 14619 | 13157 | 11695 | 10233 | 8772 | 7310 | 5848 | 4386 | 2924 | 1462 | 0 | 0 | 0 | 0 | 0 | 0 | 0 | 0 | 0 | 0 | 0 | 0 | 0 | 0 | 0 | 0
| Electric Engagement | commercial |  | GSHP | Cumulative Annual | number | 1740 | 3197 | 4967 | 6866 | 8605 | 10437 | 12233 | 14667 | 17188 | 19588 | 22202 | 24868 | 27479 | 30255 | 33119 | 36579 | 43297 | 49903 | 56335 | 62721 | 69008 | 73631 | 78261 | 82819 | 87648 | 92288 | 96903 | 101120 | 105314 | 109791 | 114227
| Electric Engagement | commercial |  | Hybrid (ASHP + Biofuel boiler) | Cumulative Annual | number | 0 | 0 | 451 | 1344 | 1890 | 2618 | 4094 | 5174 | 6202 | 6669 | 7119 | 7570 | 8110 | 9493 | 11719 | 14084 | 15836 | 17437 | 18995 | 20473 | 21641 | 22269 | 23341 | 24581 | 26399 | 28272 | 30186 | 31919 | 32786 | 32954 | 32865
| Electric Engagement | commercial |  | Hybrid (ASHP + Electric resistive) | Cumulative Annual | number | 0 | 54 | 2443 | 7119 | 11164 | 20081 | 32645 | 47629 | 59613 | 68246 | 75732 | 83166 | 90596 | 102926 | 118371 | 132748 | 146693 | 159013 | 171485 | 182470 | 188394 | 191585 | 193123 | 197595 | 205033 | 213610 | 222266 | 230938 | 234986 | 236619 | 238342
| Electric Engagement | commercial |  | Oil boiler | Cumulative Annual | number | 80683 | 78046 | 74353 | 69752 | 65886 | 61906 | 57876 | 53796 | 49653 | 45416 | 40037 | 34658 | 29279 | 23900 | 18521 | 13142 | 11155 | 9478 | 7886 | 6363 | 4959 | 3612 | 2324 | 1109 | 0 | 0 | 0 | 0 | 0 | 0 | 0
| Hydrogen Evolution | commercial |  | ASHP | Cumulative Annual | number | 563 | 3593 | 7783 | 12021 | 16048 | 20440 | 29465 | 41823 | 53465 | 64414 | 74659 | 84144 | 96828 | 111201 | 125388 | 139419 | 149106 | 158358 | 167982 | 178040 | 187793 | 193630 | 196356 | 200451 | 205941 | 212658 | 220506 | 225678 | 229685 | 233873 | 238497
| Hydrogen Evolution | commercial |  | Biofuel boiler | Cumulative Annual | number | 0 | 0 | 0 | 0 | 0 | 1 | 3 | 13 | 25 | 39 | 54 | 71 | 87 | 103 | 118 | 133 | 315 | 515 | 720 | 923 | 1126 | 1326 | 1357 | 1389 | 1427 | 1474 | 1538 | 1605 | 1682 | 1770 | 1856
| Hydrogen Evolution | commercial |  | Biomass boiler | Cumulative Annual | number | 14020 | 13085 | 12151 | 11216 | 10281 | 9347 | 8412 | 7477 | 6543 | 5608 | 4673 | 3739 | 2804 | 1869 | 935 | 0 | 2133 | 4950 | 8019 | 11052 | 13997 | 16878 | 19588 | 22193 | 24678 | 26935 | 29091 | 31128 | 33040 | 34882 | 36699
| Hydrogen Evolution | commercial |  | Biomass CHP | Cumulative Annual | number | 0 | 0 | 0 | 0 | 0 | 0 | 0 | 0 | 0 | 0 | 0 | 0 | 0 | 0 | 0 | 0 | 1307 | 3294 | 5525 | 7714 | 9808 | 11832 | 13590 | 15252 | 16783 | 18088 | 19295 | 20385 | 21357 | 22248 | 23109
| Hydrogen Evolution | commercial |  | Community | Cumulative Annual | number | 1239 | 3695 | 5103 | 6426 | 7833 | 9167 | 10409 | 11619 | 12814 | 13997 | 15170 | 16086 | 16641 | 16795 | 16813 | 16812 | 14314 | 12876 | 11504 | 10030 | 8611 | 7296 | 5999 | 4711 | 3428 | 2150 | 1138 | 455 | 200 | 88 | 0
| Hydrogen Evolution | commercial |  | DH | Cumulative Annual | number | 0 | 873 | 2004 | 3460 | 5239 | 7154 | 8928 | 10427 | 11780 | 12987 | 14094 | 14882 | 15745 | 16760 | 18212 | 20808 | 26336 | 32374 | 38435 | 44202 | 49738 | 55378 | 61469 | 67619 | 73664 | 79463 | 85439 | 91410 | 97154 | 102250 | 106019
| Hydrogen Evolution | commercial |  | Electric resistive | Cumulative Annual | number | 343600 | 343602 | 341787 | 339475 | 337186 | 333193 | 319981 | 307751 | 297253 | 289721 | 286270 | 285814 | 276518 | 261031 | 243395 | 224017 | 206250 | 190314 | 174943 | 159706 | 147168 | 142527 | 136503 | 128314 | 116908 | 101710 | 84856 | 74982 | 69625 | 66378 | 64800
| Hydrogen Evolution | commercial |  | Electric storage | Cumulative Annual | number | 1736 | 1620 | 1505 | 1389 | 1273 | 1157 | 1042 | 926 | 810 | 694 | 579 | 463 | 347 | 231 | 116 | 0 | 1196 | 3078 | 5209 | 7305 | 9308 | 11247 | 13004 | 14667 | 16198 | 17502 | 18709 | 19800 | 20772 | 21664 | 22534
| Hydrogen Evolution | commercial |  | Gas boiler | Cumulative Annual | number | 323540 | 329745 | 335364 | 341443 | 347554 | 353648 | 357582 | 355437 | 351474 | 346173 | 339766 | 328717 | 317793 | 306837 | 295806 | 283960 | 256217 | 229008 | 201345 | 173666 | 146257 | 121227 | 102043 | 84598 | 68439 | 53537 | 42919 | 32164 | 21364 | 10503 | 0
| Hydrogen Evolution | commercial |  | Gas CHP | Cumulative Annual | number | 21929 | 20467 | 19005 | 17543 | 16081 | 14619 | 13157 | 11695 | 10233 | 8772 | 7310 | 5848 | 4386 | 2924 | 1462 | 0 | 0 | 0 | 0 | 0 | 0 | 0 | 0 | 0 | 0 | 0 | 0 | 0 | 0 | 0 | 0
| Hydrogen Evolution | commercial |  | GSHP | Cumulative Annual | number | 1740 | 3197 | 4967 | 6776 | 8297 | 9846 | 11755 | 14347 | 16881 | 19397 | 21855 | 24294 | 26896 | 29918 | 33987 | 38845 | 43844 | 49518 | 55453 | 61379 | 67232 | 71764 | 75851 | 79869 | 84173 | 88375 | 92206 | 95276 | 98259 | 101101 | 103902
| Hydrogen Evolution | commercial |  | Hybrid (ASHP + Biofuel boiler) | Cumulative Annual | number | 0 | 0 | 451 | 912 | 1329 | 1847 | 3299 | 4561 | 5504 | 6134 | 6662 | 7116 | 8125 | 9940 | 11812 | 13666 | 15459 | 16784 | 18097 | 19496 | 20701 | 21091 | 21730 | 22704 | 23946 | 25299 | 26698 | 27554 | 27754 | 27840 | 27848
| Hydrogen Evolution | commercial |  | Hybrid (ASHP + Electric resistive) | Cumulative Annual | number | 0 | 54 | 2443 | 4589 | 6812 | 10331 | 19678 | 30633 | 42959 | 54870 | 64805 | 70180 | 78436 | 87592 | 95975 | 103577 | 110296 | 115434 | 121162 | 126998 | 131351 | 130664 | 128979 | 125786 | 122758 | 121534 | 123793 | 123944 | 123680 | 123929 | 125287
| Hydrogen Evolution | commercial |  | Hybrid (ASHP + Hydrogen boiler) | Cumulative Annual | number | 0 | 0 | 0 | 0 | 0 | 0 | 0 | 0 | 0 | 0 | 0 | 4176 | 10315 | 18533 | 26827 | 35018 | 40894 | 47718 | 55075 | 62633 | 70513 | 78983 | 88400 | 98363 | 108901 | 119540 | 126412 | 131502 | 134990 | 138327 | 142077
| Hydrogen Evolution | commercial |  | Hydrogen boiler | Cumulative Annual | number | 0 | 0 | 0 | 0 | 0 | 0 | 0 | 0 | 0 | 0 | 0 | 3748 | 7655 | 12055 | 18135 | 25915 | 46399 | 60591 | 71971 | 83004 | 93674 | 103933 | 112943 | 121797 | 130480 | 139667 | 145274 | 151810 | 158149 | 162741 | 164533
| Hydrogen Evolution | commercial |  | Oil boiler | Cumulative Annual | number | 80683 | 78046 | 74353 | 70589 | 66838 | 62954 | 58924 | 54857 | 50756 | 46625 | 42465 | 38015 | 33649 | 29369 | 25110 | 20849 | 18102 | 16404 | 14803 | 13163 | 11650 | 10303 | 8994 | 7718 | 6472 | 5253 | 4318 | 3310 | 2216 | 1103 | 0
| Counterfactual | commercial |  | ASHP | Cumulative Annual | number | 563 | 3593 | 7783 | 12454 | 16324 | 20222 | 26361 | 32170 | 37806 | 43457 | 49090 | 54733 | 62535 | 72720 | 84725 | 96823 | 106545 | 116641 | 127012 | 137458 | 148248 | 157483 | 167228 | 177637 | 188669 | 200357 | 212587 | 222820 | 229912 | 235587 | 240902
| Counterfactual | commercial |  | Biofuel boiler | Cumulative Annual | number | 0 | 0 | 0 | 0 | 0 | 0 | 0 | 0 | 0 | 0 | 0 | 0 | 1 | 1 | 1 | 1 | 216 | 432 | 650 | 856 | 1076 | 1305 | 1317 | 1328 | 1340 | 1352 | 1365 | 1379 | 1392 | 1406 | 1415
| Counterfactual | commercial |  | Biomass boiler | Cumulative Annual | number | 14020 | 13085 | 12151 | 11216 | 10281 | 9347 | 8412 | 7477 | 6543 | 5608 | 4673 | 3739 | 2804 | 1869 | 935 | 6 | 182 | 191 | 193 | 193 | 193 | 194 | 205 | 205 | 206 | 210 | 217 | 229 | 238 | 239 | 191
| Counterfactual | commercial |  | Biomass CHP | Cumulative Annual | number | 0 | 0 | 0 | 2 | 6 | 27 | 248 | 322 | 390 | 456 | 526 | 598 | 662 | 735 | 812 | 1474 | 4840 | 5752 | 5760 | 5773 | 5867 | 5683 | 5641 | 5597 | 5559 | 5519 | 5460 | 5385 | 5302 | 5241 | 4722
| Counterfactual | commercial |  | Community | Cumulative Annual | number | 1239 | 3695 | 5103 | 6335 | 8630 | 11771 | 15433 | 17418 | 18968 | 20400 | 21771 | 23095 | 23406 | 23409 | 23329 | 23246 | 21497 | 19807 | 17895 | 15407 | 12034 | 8478 | 6393 | 4765 | 3257 | 1819 | 531 | 104 | 13 | 0 | 0
| Counterfactual | commercial |  | DH | Cumulative Annual | number | 0 | 873 | 2004 | 2812 | 4023 | 5331 | 6617 | 7945 | 9211 | 10331 | 11395 | 12421 | 13621 | 15038 | 16761 | 19986 | 24703 | 29823 | 34955 | 40183 | 45336 | 51059 | 56828 | 62629 | 68595 | 74666 | 80929 | 87197 | 93673 | 99950 | 104566
| Counterfactual | commercial |  | Electric resistive | Cumulative Annual | number | 343600 | 343602 | 341787 | 338746 | 335192 | 330541 | 319556 | 314960 | 312836 | 311258 | 310991 | 311193 | 309552 | 300899 | 290365 | 277187 | 260073 | 244851 | 230850 | 218744 | 208855 | 204091 | 193633 | 180924 | 167498 | 152836 | 137464 | 124200 | 115879 | 108689 | 104759
| Counterfactual | commercial |  | Electric storage | Cumulative Annual | number | 1736 | 1620 | 1505 | 1389 | 1273 | 1157 | 1042 | 926 | 810 | 694 | 579 | 463 | 347 | 231 | 116 | 0 | 0 | 0 | 0 | 0 | 0 | 0 | 0 | 0 | 0 | 0 | 0 | 0 | 0 | 0 | 0
| Counterfactual | commercial |  | Gas boiler | Cumulative Annual | number | 323540 | 329745 | 335364 | 341600 | 347731 | 353834 | 359091 | 363373 | 367635 | 371280 | 374738 | 378132 | 379589 | 381477 | 383379 | 385285 | 383378 | 381944 | 380219 | 378503 | 376250 | 374768 | 373134 | 371455 | 370218 | 368995 | 367654 | 366687 | 366332 | 365863 | 365210
| Counterfactual | commercial |  | Gas CHP | Cumulative Annual | number | 21929 | 20467 | 19005 | 17543 | 16081 | 14619 | 13157 | 11695 | 10233 | 8772 | 7310 | 5848 | 4386 | 2924 | 1462 | 0 | 0 | 0 | 0 | 0 | 0 | 0 | 0 | 0 | 0 | 0 | 0 | 0 | 0 | 0 | 0
| Counterfactual | commercial |  | GSHP | Cumulative Annual | number | 1740 | 3197 | 4967 | 6820 | 8409 | 9969 | 11566 | 13146 | 14647 | 16149 | 17652 | 19170 | 21428 | 23799 | 26353 | 29563 | 34582 | 39498 | 44070 | 48184 | 52072 | 54403 | 56653 | 59009 | 61513 | 64086 | 66709 | 69367 | 72245 | 75181 | 78051
| Counterfactual | commercial |  | Hybrid (ASHP + Biofuel boiler) | Cumulative Annual | number | 0 | 0 | 451 | 1149 | 1489 | 1833 | 2621 | 3006 | 3379 | 3779 | 4201 | 4636 | 5160 | 5884 | 7339 | 8975 | 10610 | 12311 | 14053 | 15828 | 17485 | 18787 | 20469 | 22166 | 23865 | 25553 | 27239 | 28873 | 30277 | 31078 | 31569
| Counterfactual | commercial |  | Hybrid (ASHP + Electric resistive) | Cumulative Annual | number | 0 | 54 | 2443 | 5544 | 8418 | 11427 | 18297 | 22380 | 24920 | 27885 | 29915 | 31648 | 34547 | 41362 | 47097 | 52523 | 58706 | 64274 | 70204 | 75251 | 79541 | 81149 | 86295 | 92290 | 97431 | 102862 | 108232 | 112492 | 113983 | 116573 | 118680
| Counterfactual | commercial |  | Oil boiler | Cumulative Annual | number | 80683 | 78046 | 74353 | 70230 | 66911 | 63621 | 60230 | 56747 | 53117 | 49358 | 45519 | 41615 | 38185 | 34808 | 31412 | 27947 | 26622 | 25387 | 24011 | 22436 | 20757 | 19222 | 17755 | 16411 | 15181 | 14015 | 12873 | 11388 | 9867 | 8377 | 6941
| Five Year Forecast | commercial |  | ASHP | Cumulative Annual | number | 563 | 3593 | 7783 | 12783 | 17148 | 21794 | 29373 | 39716 | 48915 | 59933
| Five Year Forecast | commercial |  | Biofuel boiler | Cumulative Annual | number | 0 | 0 | 0 | 0 | 0 | 0 | 2 | 16 | 98 | 337
| Five Year Forecast | commercial |  | Biomass boiler | Cumulative Annual | number | 14020 | 13085 | 12151 | 11216 | 10281 | 9347 | 8412 | 7477 | 6543 | 5608
| Five Year Forecast | commercial |  | Biomass CHP | Cumulative Annual | number | 0 | 0 | 0 | 0 | 1 | 3 | 11 | 14 | 15 | 15
| Five Year Forecast | commercial |  | Community | Cumulative Annual | number | 1239 | 3695 | 5103 | 5728 | 7064 | 8374 | 9634 | 10869 | 12075 | 13220
| Five Year Forecast | commercial |  | DH | Cumulative Annual | number | 0 | 873 | 2004 | 3338 | 4993 | 6806 | 8626 | 10167 | 11582 | 12772
| Five Year Forecast | commercial |  | Electric resistive | Cumulative Annual | number | 343600 | 343602 | 341787 | 338544 | 334688 | 329643 | 318322 | 308407 | 300359 | 292792
| Five Year Forecast | commercial |  | Electric storage | Cumulative Annual | number | 1736 | 1620 | 1505 | 1389 | 1273 | 1157 | 1042 | 926 | 810 | 694
| Five Year Forecast | commercial |  | Gas boiler | Cumulative Annual | number | 323540 | 329745 | 335364 | 341351 | 347470 | 353498 | 358292 | 358280 | 357577 | 353419
| Five Year Forecast | commercial |  | Gas CHP | Cumulative Annual | number | 21929 | 20467 | 19005 | 17543 | 16081 | 14619 | 13157 | 11695 | 10233 | 8772
| Five Year Forecast | commercial |  | GSHP | Cumulative Annual | number | 1740 | 3197 | 4967 | 6956 | 8656 | 10298 | 12020 | 14466 | 16847 | 19338
| Five Year Forecast | commercial |  | Hybrid (ASHP + Biofuel boiler) | Cumulative Annual | number | 0 | 0 | 451 | 1253 | 1751 | 2311 | 3443 | 4318 | 4916 | 5650
| Five Year Forecast | commercial |  | Hybrid (ASHP + Electric resistive) | Cumulative Annual | number | 0 | 54 | 2443 | 6021 | 9515 | 13937 | 22407 | 31379 | 40793 | 51319
| Five Year Forecast | commercial |  | Oil boiler | Cumulative Annual | number | 80683 | 78046 | 74353 | 69718 | 65848 | 61912 | 57889 | 53831 | 49730 | 45554
| Holistic Transition | industrial |  | ASHP | Cumulative Annual | number | 83 | 337 | 782 | 1449 | 1928 | 2473 | 3084 | 4057 | 5279 | 6930 | 8814 | 10552 | 12287 | 14048 | 15828 | 17668 | 19589 | 21555 | 23516 | 25533 | 27807 | 30010 | 31762 | 33053 | 34156 | 35309 | 36518 | 37727 | 38923 | 40055 | 41208
| Holistic Transition | industrial |  | Biofuel boiler | Cumulative Annual | number | 0 | 1 | 1 | 2 | 3 | 4 | 7 | 33 | 66 | 101 | 153 | 292 | 426 | 554 | 671 | 773 | 863 | 937 | 1000 | 1063 | 1122 | 1164 | 1197 | 1247 | 1268 | 1249 | 1173 | 1100 | 1035 | 982 | 962
| Holistic Transition | industrial |  | Biomass boiler | Cumulative Annual | number | 1270 | 1185 | 1100 | 1016 | 931 | 847 | 762 | 678 | 594 | 512 | 447 | 384 | 324 | 269 | 216 | 165 | 434 | 637 | 844 | 1037 | 1220 | 1393 | 1544 | 1684 | 1810 | 1917 | 2021 | 2117 | 2202 | 2285 | 2378
| Holistic Transition | industrial |  | Biomass CHP | Cumulative Annual | number | 0 | 0 | 0 | 76 | 195 | 334 | 469 | 595 | 719 | 842 | 977 | 1094 | 1219 | 1364 | 1515 | 1669 | 1877 | 2024 | 2118 | 2164 | 2173 | 2123 | 2050 | 1993 | 1948 | 1880 | 1807 | 1738 | 1655 | 1560 | 1534
| Holistic Transition | industrial |  | Community | Cumulative Annual | number | 189 | 580 | 832 | 945 | 1119 | 1268 | 1404 | 1514 | 1599 | 1687 | 1766 | 1793 | 1883 | 1953 | 2025 | 2070 | 1771 | 1531 | 1369 | 1191 | 1033 | 886 | 758 | 647 | 534 | 434 | 329 | 238 | 152 | 63 | 0
| Holistic Transition | industrial |  | DH | Cumulative Annual | number | 0 | 36 | 151 | 269 | 401 | 544 | 703 | 892 | 1120 | 1391 | 1762 | 2247 | 2744 | 3262 | 3794 | 4338 | 5082 | 5787 | 6486 | 7177 | 7815 | 8435 | 9028 | 9617 | 10173 | 10600 | 10910 | 11200 | 11500 | 11846 | 12024
| Holistic Transition | industrial |  | Electric resistive | Cumulative Annual | number | 50644 | 50525 | 50013 | 49146 | 48593 | 47929 | 47174 | 46074 | 44179 | 41560 | 38764 | 36205 | 33645 | 31081 | 28514 | 25948 | 23715 | 21561 | 19256 | 16930 | 14290 | 12599 | 11688 | 11412 | 11117 | 10663 | 10154 | 9641 | 9140 | 8645 | 8329
| Holistic Transition | industrial |  | Electric storage | Cumulative Annual | number | 256 | 239 | 222 | 205 | 188 | 171 | 154 | 136 | 119 | 102 | 101 | 99 | 97 | 97 | 100 | 105 | 282 | 450 | 606 | 751 | 886 | 1009 | 1122 | 1225 | 1318 | 1378 | 1429 | 1471 | 1504 | 1530 | 1599
| Holistic Transition | industrial |  | Gas boiler | Cumulative Annual | number | 29300 | 29808 | 30276 | 30706 | 31198 | 31632 | 32093 | 32203 | 32240 | 32172 | 32019 | 31730 | 31366 | 30932 | 30413 | 29799 | 27290 | 24924 | 22496 | 19906 | 17168 | 14306 | 12083 | 10021 | 8109 | 6333 | 4766 | 3310 | 1986 | 834 | 0
| Holistic Transition | industrial |  | Gas CHP | Cumulative Annual | number | 1986 | 1853 | 1721 | 1589 | 1456 | 1324 | 1192 | 1059 | 927 | 794 | 662 | 530 | 397 | 265 | 132 | 0 | 0 | 0 | 0 | 0 | 0 | 0 | 0 | 0 | 0 | 0 | 0 | 0 | 0 | 0 | 0
| Holistic Transition | industrial |  | GSHP | Cumulative Annual | number | 256 | 366 | 600 | 805 | 968 | 1149 | 1297 | 1515 | 1767 | 2036 | 2325 | 2622 | 2910 | 3198 | 3489 | 3785 | 4291 | 4803 | 5299 | 5786 | 6265 | 6553 | 6760 | 6977 | 7177 | 7383 | 7587 | 7702 | 7803 | 7917 | 8020
| Holistic Transition | industrial |  | Hybrid (ASHP + Biofuel boiler) | Cumulative Annual | number | 0 | 0 | 58 | 172 | 246 | 336 | 439 | 578 | 777 | 1082 | 1425 | 1711 | 2000 | 2294 | 2592 | 2893 | 3189 | 3477 | 3762 | 4046 | 4409 | 4723 | 4956 | 5085 | 5186 | 5297 | 5462 | 5620 | 5773 | 5924 | 6054
| Holistic Transition | industrial |  | Hybrid (ASHP + Electric resistive) | Cumulative Annual | number | 0 | 142 | 539 | 1254 | 1710 | 2258 | 2832 | 3613 | 4892 | 6407 | 7866 | 9005 | 10165 | 11357 | 12600 | 13881 | 15178 | 16345 | 17659 | 19107 | 20683 | 21908 | 22574 | 22943 | 23455 | 24224 | 25221 | 26209 | 27154 | 28046 | 29035
| Holistic Transition | industrial |  | Hybrid (ASHP + Hydrogen boiler) | Cumulative Annual | number | 0 | 0 | 0 | 0 | 0 | 0 | 0 | 0 | 0 | 0 | 0 | 233 | 477 | 739 | 1013 | 1296 | 1626 | 1968 | 2318 | 2677 | 3042 | 3420 | 3808 | 4203 | 4599 | 5070 | 5260 | 5437 | 5599 | 5751 | 5909
| Holistic Transition | industrial |  | Hydrogen boiler | Cumulative Annual | number | 0 | 0 | 0 | 0 | 0 | 0 | 0 | 0 | 0 | 0 | 0 | 25 | 50 | 72 | 87 | 103 | 153 | 202 | 247 | 290 | 331 | 370 | 400 | 439 | 495 | 541 | 577 | 616 | 661 | 705 | 746
| Holistic Transition | industrial |  | Oil boiler | Cumulative Annual | number | 12292 | 11877 | 11320 | 10638 | 10003 | 9341 | 8665 | 7983 | 7299 | 6614 | 5794 | 4975 | 4155 | 3336 | 2516 | 1697 | 1403 | 1165 | 961 | 779 | 620 | 475 | 332 | 174 | 0 | 0 | 0 | 0 | 0 | 0 | 0
| Electric Engagement | industrial |  | ASHP | Cumulative Annual | number | 83 | 337 | 782 | 1435 | 1932 | 2494 | 3109 | 3930 | 4726 | 5503 | 6337 | 7201 | 8080 | 9060 | 10239 | 11769 | 13259 | 14714 | 16146 | 17580 | 19139 | 20485 | 21793 | 22921 | 24163 | 25376 | 26606 | 27957 | 29195 | 29916 | 30376
| Electric Engagement | industrial |  | Biofuel boiler | Cumulative Annual | number | 0 | 1 | 1 | 2 | 3 | 4 | 8 | 37 | 75 | 115 | 158 | 202 | 252 | 304 | 355 | 406 | 477 | 547 | 616 | 684 | 748 | 792 | 827 | 876 | 903 | 924 | 946 | 959 | 972 | 986 | 1002
| Electric Engagement | industrial |  | Biomass boiler | Cumulative Annual | number | 1270 | 1185 | 1100 | 1016 | 931 | 846 | 762 | 701 | 639 | 577 | 530 | 483 | 442 | 405 | 428 | 488 | 656 | 869 | 1081 | 1293 | 1517 | 1739 | 1937 | 2135 | 2290 | 2440 | 2622 | 2798 | 2972 | 3136 | 3305
| Electric Engagement | industrial |  | Biomass CHP | Cumulative Annual | number | 0 | 0 | 0 | 0 | 0 | 0 | 0 | 0 | 0 | 0 | 19 | 37 | 60 | 83 | 106 | 129 | 337 | 543 | 746 | 944 | 1135 | 1318 | 1494 | 1664 | 1828 | 1961 | 2086 | 2193 | 2291 | 2378 | 2527
| Electric Engagement | industrial |  | Community | Cumulative Annual | number | 189 | 580 | 832 | 929 | 1085 | 1231 | 1357 | 1462 | 1549 | 1650 | 1745 | 1816 | 1896 | 1967 | 2043 | 2095 | 1772 | 1514 | 1371 | 1217 | 1067 | 928 | 807 | 701 | 586 | 471 | 374 | 277 | 183 | 79 | 0
| Electric Engagement | industrial |  | DH | Cumulative Annual | number | 0 | 36 | 151 | 273 | 418 | 579 | 758 | 887 | 1009 | 1128 | 1260 | 1391 | 1542 | 1699 | 1861 | 2047 | 2598 | 3080 | 3498 | 3857 | 4178 | 4522 | 4899 | 5304 | 5731 | 6165 | 6614 | 7062 | 7541 | 8032 | 8400
| Electric Engagement | industrial |  | Electric resistive | Cumulative Annual | number | 50644 | 50525 | 50013 | 49150 | 48598 | 47921 | 47174 | 46616 | 46234 | 46006 | 46020 | 46055 | 46029 | 45586 | 44464 | 42108 | 40359 | 38716 | 36956 | 35092 | 33108 | 32006 | 30904 | 29802 | 27929 | 25844 | 23714 | 21079 | 19229 | 19106 | 18989
| Electric Engagement | industrial |  | Electric storage | Cumulative Annual | number | 256 | 239 | 222 | 205 | 188 | 171 | 154 | 136 | 119 | 102 | 104 | 106 | 111 | 117 | 126 | 138 | 345 | 551 | 755 | 958 | 1158 | 1355 | 1548 | 1735 | 1919 | 2072 | 2219 | 2349 | 2467 | 2572 | 2755
| Electric Engagement | industrial |  | Gas boiler | Cumulative Annual | number | 29300 | 29808 | 30276 | 30732 | 31225 | 31669 | 32140 | 32255 | 32248 | 32106 | 31814 | 31442 | 31042 | 30645 | 30266 | 29880 | 27356 | 24985 | 22553 | 19903 | 17235 | 14301 | 12031 | 10107 | 8346 | 6736 | 5184 | 3703 | 2279 | 962 | 0
| Electric Engagement | industrial |  | Gas CHP | Cumulative Annual | number | 1986 | 1853 | 1721 | 1589 | 1456 | 1324 | 1192 | 1059 | 927 | 794 | 662 | 530 | 397 | 265 | 132 | 0 | 0 | 0 | 0 | 0 | 0 | 0 | 0 | 0 | 0 | 0 | 0 | 0 | 0 | 0 | 0
| Electric Engagement | industrial |  | GSHP | Cumulative Annual | number | 256 | 366 | 600 | 816 | 991 | 1185 | 1339 | 1532 | 1732 | 1913 | 2122 | 2337 | 2549 | 2781 | 3000 | 3257 | 3900 | 4545 | 5179 | 5814 | 6440 | 6877 | 7310 | 7758 | 8226 | 8695 | 9175 | 9602 | 10003 | 10404 | 10784
| Electric Engagement | industrial |  | Hybrid (ASHP + Biofuel boiler) | Cumulative Annual | number | 0 | 0 | 58 | 178 | 258 | 359 | 472 | 570 | 650 | 699 | 742 | 786 | 836 | 931 | 1096 | 1437 | 1748 | 2045 | 2331 | 2609 | 2940 | 3166 | 3469 | 3745 | 4108 | 4479 | 4863 | 5317 | 5725 | 5890 | 5988
| Electric Engagement | industrial |  | Hybrid (ASHP + Electric resistive) | Cumulative Annual | number | 0 | 142 | 539 | 1269 | 1762 | 2356 | 2971 | 3546 | 4113 | 4731 | 5261 | 5833 | 6489 | 7399 | 8676 | 10628 | 12271 | 13760 | 15362 | 17192 | 18951 | 20802 | 22137 | 23341 | 24830 | 26370 | 27801 | 29615 | 30966 | 31283 | 32008
| Electric Engagement | industrial |  | Oil boiler | Cumulative Annual | number | 12292 | 11877 | 11320 | 10665 | 10062 | 9431 | 8783 | 8128 | 7468 | 6807 | 5987 | 5168 | 4348 | 3529 | 2709 | 1890 | 1587 | 1336 | 1109 | 903 | 721 | 546 | 371 | 191 | 0 | 0 | 0 | 0 | 0 | 0 | 0
| Hydrogen Evolution | industrial |  | ASHP | Cumulative Annual | number | 83 | 337 | 782 | 1232 | 1666 | 2139 | 2759 | 3602 | 4427 | 5215 | 5945 | 6574 | 7311 | 8196 | 9356 | 10653 | 11752 | 12784 | 13822 | 14888 | 16170 | 17196 | 17926 | 18711 | 19549 | 20510 | 21776 | 22801 | 23401 | 23895 | 24146
| Hydrogen Evolution | industrial |  | Biofuel boiler | Cumulative Annual | number | 0 | 1 | 1 | 2 | 3 | 5 | 8 | 13 | 20 | 27 | 36 | 44 | 52 | 59 | 66 | 73 | 85 | 96 | 109 | 123 | 136 | 149 | 154 | 160 | 169 | 183 | 206 | 232 | 264 | 301 | 364
| Hydrogen Evolution | industrial |  | Biomass boiler | Cumulative Annual | number | 1270 | 1185 | 1100 | 1016 | 931 | 846 | 762 | 677 | 593 | 508 | 423 | 339 | 254 | 169 | 85 | 0 | 252 | 533 | 818 | 1101 | 1383 | 1663 | 1937 | 2208 | 2484 | 2758 | 3032 | 3300 | 3575 | 3851 | 4113
| Hydrogen Evolution | industrial |  | Biomass CHP | Cumulative Annual | number | 0 | 0 | 0 | 0 | 0 | 0 | 0 | 0 | 0 | 0 | 0 | 0 | 0 | 0 | 0 | 0 | 166 | 363 | 563 | 762 | 959 | 1155 | 1344 | 1531 | 1717 | 1902 | 2087 | 2270 | 2452 | 2631 | 2800
| Hydrogen Evolution | industrial |  | Community | Cumulative Annual | number | 189 | 580 | 832 | 1084 | 1324 | 1537 | 1708 | 1876 | 2042 | 2206 | 2368 | 2492 | 2607 | 2644 | 2656 | 2661 | 2216 | 1899 | 1601 | 1332 | 1110 | 916 | 739 | 573 | 414 | 261 | 138 | 56 | 25 | 11 | 0
| Hydrogen Evolution | industrial |  | DH | Cumulative Annual | number | 0 | 36 | 151 | 285 | 461 | 659 | 862 | 1016 | 1142 | 1263 | 1379 | 1468 | 1559 | 1668 | 1849 | 2162 | 2748 | 3339 | 3895 | 4418 | 4905 | 5434 | 6026 | 6624 | 7217 | 7814 | 8450 | 9083 | 9677 | 10224 | 10685
| Hydrogen Evolution | industrial |  | Electric resistive | Cumulative Annual | number | 50644 | 50525 | 50013 | 49488 | 49089 | 48579 | 47836 | 47211 | 46724 | 46346 | 46086 | 45968 | 45519 | 44423 | 42144 | 39285 | 36727 | 34356 | 31964 | 29421 | 25987 | 24032 | 22042 | 20083 | 18117 | 15867 | 12388 | 9959 | 8968 | 8431 | 8102
| Hydrogen Evolution | industrial |  | Electric storage | Cumulative Annual | number | 256 | 239 | 222 | 205 | 188 | 171 | 154 | 136 | 119 | 102 | 85 | 68 | 51 | 34 | 17 | 0 | 165 | 362 | 562 | 761 | 958 | 1153 | 1342 | 1529 | 1715 | 1901 | 2086 | 2270 | 2453 | 2633 | 2795
| Hydrogen Evolution | industrial |  | Gas boiler | Cumulative Annual | number | 29300 | 29808 | 30276 | 30783 | 31278 | 31770 | 32261 | 32450 | 32641 | 32813 | 32946 | 32788 | 32623 | 32458 | 32274 | 32032 | 29538 | 27138 | 24692 | 22243 | 19544 | 16625 | 14243 | 11937 | 9703 | 7355 | 5658 | 3980 | 2378 | 931 | 0
| Hydrogen Evolution | industrial |  | Gas CHP | Cumulative Annual | number | 1986 | 1853 | 1721 | 1589 | 1456 | 1324 | 1192 | 1059 | 927 | 794 | 662 | 530 | 397 | 265 | 132 | 0 | 0 | 0 | 0 | 0 | 0 | 0 | 0 | 0 | 0 | 0 | 0 | 0 | 0 | 0 | 0
| Hydrogen Evolution | industrial |  | GSHP | Cumulative Annual | number | 256 | 366 | 600 | 818 | 949 | 1091 | 1266 | 1480 | 1689 | 1901 | 2099 | 2294 | 2510 | 2751 | 3030 | 3344 | 3817 | 4319 | 4826 | 5335 | 5846 | 6163 | 6439 | 6776 | 7139 | 7517 | 7880 | 8169 | 8463 | 8767 | 9076
| Hydrogen Evolution | industrial |  | Hybrid (ASHP + Biofuel boiler) | Cumulative Annual | number | 0 | 0 | 58 | 119 | 171 | 246 | 353 | 454 | 545 | 621 | 673 | 714 | 789 | 920 | 1145 | 1447 | 1740 | 1980 | 2220 | 2459 | 2768 | 2959 | 3154 | 3368 | 3620 | 3887 | 4211 | 4530 | 4662 | 4720 | 4769
| Hydrogen Evolution | industrial |  | Hybrid (ASHP + Electric resistive) | Cumulative Annual | number | 0 | 142 | 539 | 949 | 1303 | 1731 | 2258 | 2765 | 3196 | 3595 | 4018 | 4351 | 4738 | 5378 | 6335 | 7223 | 8084 | 8801 | 9593 | 10434 | 11575 | 12482 | 13550 | 14472 | 15136 | 15501 | 16632 | 17338 | 17525 | 17772 | 17840
| Hydrogen Evolution | industrial |  | Hybrid (ASHP + Hydrogen boiler) | Cumulative Annual | number | 0 | 0 | 0 | 0 | 0 | 0 | 0 | 0 | 0 | 0 | 0 | 173 | 441 | 827 | 1424 | 2122 | 2984 | 3897 | 4826 | 5776 | 6733 | 7709 | 8743 | 9776 | 10789 | 12026 | 12985 | 13871 | 14368 | 14771 | 14820
| Hydrogen Evolution | industrial |  | Hydrogen boiler | Cumulative Annual | number | 0 | 0 | 0 | 0 | 0 | 0 | 0 | 0 | 0 | 0 | 0 | 284 | 601 | 1011 | 1639 | 2496 | 3980 | 5188 | 6377 | 7560 | 8723 | 9882 | 10929 | 11963 | 12964 | 14024 | 14693 | 15282 | 15755 | 16005 | 16833
| Hydrogen Evolution | industrial |  | Oil boiler | Cumulative Annual | number | 12292 | 11877 | 11320 | 10722 | 10144 | 9536 | 8888 | 8237 | 7583 | 6928 | 6270 | 5574 | 4880 | 4199 | 3522 | 2846 | 2448 | 2198 | 1963 | 1732 | 1539 | 1365 | 1195 | 1027 | 861 | 699 | 582 | 452 | 308 | 158 | 0
| Counterfactual | industrial |  | ASHP | Cumulative Annual | number | 83 | 337 | 782 | 1295 | 1691 | 2089 | 2514 | 3038 | 3549 | 4036 | 4489 | 4944 | 5604 | 6426 | 7438 | 8763 | 9790 | 10905 | 12021 | 13139 | 14416 | 15413 | 16457 | 17569 | 18740 | 19939 | 21182 | 22362 | 23334 | 23884 | 24518
| Counterfactual | industrial |  | Biofuel boiler | Cumulative Annual | number | 0 | 1 | 1 | 2 | 3 | 4 | 4 | 5 | 6 | 6 | 7 | 7 | 8 | 9 | 9 | 10 | 29 | 48 | 67 | 85 | 104 | 124 | 126 | 129 | 131 | 134 | 136 | 139 | 141 | 143 | 149
| Counterfactual | industrial |  | Biomass boiler | Cumulative Annual | number | 1270 | 1185 | 1100 | 1016 | 931 | 846 | 762 | 677 | 593 | 508 | 423 | 339 | 254 | 169 | 85 | 3 | 56 | 71 | 72 | 72 | 73 | 74 | 75 | 75 | 76 | 77 | 93 | 93 | 94 | 94 | 133
| Counterfactual | industrial |  | Biomass CHP | Cumulative Annual | number | 0 | 0 | 0 | 2 | 5 | 24 | 195 | 322 | 444 | 559 | 669 | 778 | 867 | 931 | 973 | 1083 | 1482 | 1515 | 1516 | 1507 | 1405 | 1241 | 1117 | 1002 | 892 | 784 | 693 | 629 | 589 | 543 | 302
| Counterfactual | industrial |  | Community | Cumulative Annual | number | 189 | 580 | 832 | 1258 | 1664 | 2060 | 2384 | 2671 | 2869 | 3051 | 3223 | 3389 | 3499 | 3510 | 3510 | 3497 | 3126 | 2754 | 2397 | 2090 | 1831 | 1306 | 1023 | 808 | 607 | 406 | 109 | 21 | 3 | 0 | 0
| Counterfactual | industrial |  | DH | Cumulative Annual | number | 0 | 36 | 151 | 120 | 214 | 370 | 535 | 665 | 776 | 876 | 971 | 1061 | 1161 | 1284 | 1498 | 1879 | 2471 | 3122 | 3742 | 4305 | 4843 | 5443 | 6089 | 6749 | 7435 | 8126 | 8831 | 9538 | 10180 | 10802 | 11314
| Counterfactual | industrial |  | Electric resistive | Cumulative Annual | number | 50644 | 50525 | 50013 | 49245 | 48729 | 48172 | 47494 | 47042 | 46720 | 46459 | 46347 | 46378 | 46128 | 45543 | 44256 | 41944 | 39690 | 37586 | 35396 | 33322 | 30760 | 29706 | 27996 | 25924 | 23735 | 21273 | 18748 | 15920 | 14299 | 13377 | 12405
| Counterfactual | industrial |  | Electric storage | Cumulative Annual | number | 256 | 239 | 222 | 205 | 188 | 171 | 154 | 136 | 119 | 102 | 85 | 68 | 51 | 34 | 17 | 0 | 0 | 0 | 0 | 0 | 0 | 0 | 0 | 0 | 0 | 0 | 0 | 0 | 0 | 0 | 0
| Counterfactual | industrial |  | Gas boiler | Cumulative Annual | number | 29300 | 29808 | 30276 | 30789 | 31283 | 31774 | 32265 | 32635 | 33009 | 33388 | 33771 | 34158 | 34365 | 34572 | 34781 | 34991 | 34948 | 34965 | 34952 | 34940 | 34860 | 34877 | 34885 | 34836 | 34820 | 34811 | 34803 | 34838 | 34837 | 34833 | 34786
| Counterfactual | industrial |  | Gas CHP | Cumulative Annual | number | 1986 | 1853 | 1721 | 1589 | 1456 | 1324 | 1192 | 1059 | 927 | 794 | 662 | 530 | 397 | 265 | 132 | 0 | 0 | 0 | 0 | 0 | 0 | 0 | 0 | 0 | 0 | 0 | 0 | 0 | 0 | 0 | 0
| Counterfactual | industrial |  | GSHP | Cumulative Annual | number | 256 | 366 | 600 | 898 | 1078 | 1237 | 1388 | 1520 | 1631 | 1746 | 1864 | 1985 | 2160 | 2346 | 2587 | 2886 | 3207 | 3542 | 3877 | 4216 | 4561 | 4691 | 4831 | 5019 | 5241 | 5479 | 5731 | 6006 | 6265 | 6525 | 6786
| Counterfactual | industrial |  | Hybrid (ASHP + Biofuel boiler) | Cumulative Annual | number | 0 | 0 | 58 | 141 | 189 | 240 | 305 | 356 | 402 | 436 | 473 | 512 | 555 | 660 | 826 | 1109 | 1384 | 1674 | 1957 | 2237 | 2547 | 2770 | 3058 | 3370 | 3686 | 4005 | 4336 | 4633 | 4952 | 5102 | 5254
| Counterfactual | industrial |  | Hybrid (ASHP + Electric resistive) | Cumulative Annual | number | 0 | 142 | 539 | 955 | 1267 | 1600 | 2011 | 2357 | 2731 | 3123 | 3419 | 3580 | 3980 | 4543 | 5443 | 6661 | 7581 | 8480 | 9557 | 10541 | 11945 | 12585 | 13434 | 14520 | 15484 | 16630 | 17739 | 19163 | 19566 | 19798 | 20470
| Counterfactual | industrial |  | Oil boiler | Cumulative Annual | number | 12292 | 11877 | 11320 | 10779 | 10268 | 9727 | 9108 | 8496 | 7875 | 7237 | 6590 | 5936 | 5307 | 4712 | 4122 | 3525 | 3251 | 2997 | 2747 | 2505 | 2319 | 2129 | 1941 | 1769 | 1611 | 1459 | 1334 | 1136 | 926 | 719 | 580
| Five Year Forecast | industrial |  | ASHP | Cumulative Annual | number | 83 | 337 | 782 | 1382 | 1841 | 2333 | 2921 | 3740 | 4532 | 5301
| Five Year Forecast | industrial |  | Biofuel boiler | Cumulative Annual | number | 0 | 1 | 1 | 2 | 3 | 4 | 7 | 26 | 62 | 102
| Five Year Forecast | industrial |  | Biomass boiler | Cumulative Annual | number | 1270 | 1185 | 1100 | 1016 | 931 | 846 | 762 | 677 | 593 | 508
| Five Year Forecast | industrial |  | Biomass CHP | Cumulative Annual | number | 0 | 0 | 0 | 1 | 1 | 2 | 5 | 7 | 7 | 8
| Five Year Forecast | industrial |  | Community | Cumulative Annual | number | 189 | 580 | 832 | 1016 | 1239 | 1443 | 1620 | 1791 | 1955 | 2113
| Five Year Forecast | industrial |  | DH | Cumulative Annual | number | 0 | 36 | 151 | 277 | 442 | 633 | 841 | 994 | 1122 | 1243
| Five Year Forecast | industrial |  | Electric resistive | Cumulative Annual | number | 50644 | 50525 | 50013 | 49219 | 48681 | 48088 | 47371 | 46792 | 46398 | 46055
| Five Year Forecast | industrial |  | Electric storage | Cumulative Annual | number | 256 | 239 | 222 | 205 | 188 | 171 | 154 | 136 | 119 | 102
| Five Year Forecast | industrial |  | Gas boiler | Cumulative Annual | number | 29300 | 29808 | 30276 | 30779 | 31271 | 31762 | 32251 | 32439 | 32628 | 32789
| Five Year Forecast | industrial |  | Gas CHP | Cumulative Annual | number | 1986 | 1853 | 1721 | 1589 | 1456 | 1324 | 1192 | 1059 | 927 | 794
| Five Year Forecast | industrial |  | GSHP | Cumulative Annual | number | 256 | 366 | 600 | 920 | 1118 | 1303 | 1480 | 1690 | 1872 | 2071
| Five Year Forecast | industrial |  | Hybrid (ASHP + Biofuel boiler) | Cumulative Annual | number | 0 | 0 | 58 | 159 | 228 | 311 | 414 | 510 | 589 | 658
| Five Year Forecast | industrial |  | Hybrid (ASHP + Electric resistive) | Cumulative Annual | number | 0 | 142 | 539 | 1076 | 1508 | 1974 | 2493 | 2971 | 3353 | 3745
| Five Year Forecast | industrial |  | Oil boiler | Cumulative Annual | number | 12292 | 11877 | 11320 | 10656 | 10059 | 9444 | 8801 | 8152 | 7497 | 6836
| Holistic Transition | residential |  | ASHP | Annual | uptake | 34997 | 35561 | 46655 | 54357 | 111215 | 147125 | 251404 | 348528 | 445083 | 548955 | 616633 | 640896 | 659094 | 678267 | 693294 | 526687 | 525376 | 526863 | 529768 | 531535 | 512114 | 509712 | 510438 | 510759 | 511132 | 512951 | 514781 | 515706 | 517001 | 518933
| Holistic Transition | residential |  | Biofuel boiler | Annual | uptake | 1013 | 2077 | 2958 | 8499 | 9685 | 18396 | 21813 | 25687 | 23029 | 26339 | 24984 | 24783 | 24369 | 24085 | 23712 | 75284 | 80829 | 78687 | 68875 | 63061 | 80941 | 80946 | 80558 | 80767 | 79992 | 95903 | 103028 | 102945 | 100969 | 99950
| Holistic Transition | residential |  | Biomass boiler | Annual | uptake | 777 | 822 | 3621 | 4424 | 1538 | 1130 | 1125 | 1037 | 1223 | 4400 | 4939 | 4326 | 4499 | 4784 | 5063 | 4690 | 3810 | 4361 | 6129 | 7210 | 8264 | 8576 | 8977 | 9168 | 9866 | 10751 | 10727 | 10712 | 11057 | 11633
| Holistic Transition | residential |  | Community | Annual | uptake | 15166 | 15165 | 15146 | 15073 | 12102 | 11255 | 7676 | 6119 | 4456 | 0 | 0 | 0 | 0 | 0 | 0 | 0 | 0 | 0 | 0 | 0 | 0 | 0 | 0 | 0 | 0 | 0 | 0 | 0 | 0 | 0
| Holistic Transition | residential |  | DH | Annual | uptake | 66032 | 67153 | 66349 | 66243 | 67248 | 74794 | 75323 | 71788 | 69893 | 72696 | 71213 | 70527 | 69183 | 68667 | 68122 | 465758 | 463337 | 461827 | 461728 | 461103 | 450710 | 445350 | 443071 | 446914 | 447974 | 451253 | 453848 | 455818 | 458832 | 462325
| Holistic Transition | residential |  | Electric resistive | Annual | uptake | 60669 | 59355 | 52597 | 48228 | 34555 | 16926 | 13750 | 14323 | 13812 | 15086 | 15887 | 15336 | 14110 | 14239 | 14086 | 61485 | 61574 | 61193 | 61235 | 60476 | 44620 | 44650 | 45472 | 45755 | 46837 | 46500 | 46527 | 46225 | 46044 | 45831
| Holistic Transition | residential |  | Electric storage | Annual | uptake | 109438 | 108424 | 94917 | 89849 | 69128 | 71862 | 65565 | 69849 | 70604 | 78299 | 85796 | 84553 | 77778 | 78529 | 73786 | 113880 | 113870 | 112682 | 112615 | 111474 | 109715 | 109939 | 111508 | 111915 | 113390 | 112288 | 112105 | 111777 | 111486 | 111189
| Holistic Transition | residential |  | Gas boiler | Annual | uptake | 1671486 | 1671134 | 1669944 | 1665963 | 1644164 | 1580347 | 1491903 | 1396687 | 1266533 | 1123405 | 964137 | 881053 | 695997 | 638763 | 571014 | 0 | 0 | 0 | 0 | 0 | 0 | 0 | 0 | 0 | 0 | 0 | 0 | 0 | 0 | 0
| Holistic Transition | residential |  | GSHP | Annual | uptake | 10452 | 10524 | 12346 | 13029 | 15189 | 55428 | 55190 | 54388 | 53641 | 55499 | 54905 | 54967 | 55919 | 56947 | 59198 | 451849 | 452127 | 453529 | 456084 | 457324 | 473620 | 467372 | 461835 | 459393 | 455414 | 475971 | 465275 | 462666 | 460214 | 456496
| Holistic Transition | residential |  | Hybrid (ASHP + Biofuel boiler) | Annual | uptake | 865 | 1043 | 4186 | 6379 | 10448 | 8247 | 12387 | 16267 | 23026 | 27091 | 26334 | 26917 | 27945 | 27531 | 27855 | 10473 | 9480 | 9686 | 11156 | 12126 | 13275 | 13063 | 12819 | 12557 | 11631 | 11444 | 11222 | 10991 | 11075 | 11378
| Holistic Transition | residential |  | Hybrid (ASHP + Electric resistive) | Annual | uptake | 4587 | 4933 | 10332 | 16410 | 29297 | 24825 | 37397 | 44109 | 82676 | 123472 | 205042 | 263803 | 431117 | 463670 | 509666 | 414359 | 411925 | 411200 | 412407 | 412943 | 397694 | 393555 | 389313 | 385676 | 383042 | 382004 | 381862 | 381284 | 381276 | 382004
| Holistic Transition | residential |  | Hybrid (ASHP + Hydrogen boiler) | Annual | uptake | 0 | 0 | 0 | 0 | 0 | 0 | 0 | 0 | 0 | 0 | 4354 | 7048 | 14240 | 18747 | 28398 | 43146 | 42123 | 41458 | 41157 | 40668 | 39979 | 35243 | 31776 | 30381 | 28931 | 27959 | 27444 | 27305 | 27608 | 27906
| Holistic Transition | residential |  | Hydrogen boiler | Annual | uptake | 0 | 0 | 0 | 0 | 0 | 0 | 0 | 0 | 0 | 0 | 1019 | 1034 | 992 | 1014 | 1049 | 54635 | 57677 | 58699 | 58832 | 59907 | 54822 | 77706 | 93092 | 96518 | 101895 | 103913 | 103820 | 103454 | 101545 | 99071
| Holistic Transition | residential |  | Oil boiler | Annual | uptake | 99761 | 99051 | 96191 | 86788 | 70673 | 64907 | 41709 | 26461 | 21268 | 0 | 0 | 0 | 0 | 0 | 0 | 0 | 0 | 0 | 0 | 0 | 0 | 0 | 0 | 0 | 0 | 0 | 0 | 0 | 0 | 0
| Electric Engagement | residential |  | ASHP | Annual | uptake | 34997 | 35561 | 46655 | 51289 | 101694 | 137625 | 178284 | 248559 | 307839 | 369040 | 439501 | 483488 | 513905 | 545571 | 566131 | 540034 | 538419 | 539960 | 540995 | 542430 | 523992 | 526258 | 526699 | 527111 | 527904 | 529070 | 529544 | 529868 | 530488 | 531987
| Electric Engagement | residential |  | Biofuel boiler | Annual | uptake | 1013 | 2077 | 2958 | 7019 | 6941 | 15650 | 19007 | 23372 | 23265 | 26327 | 25075 | 24809 | 24538 | 24274 | 24152 | 79808 | 88095 | 79838 | 78299 | 65596 | 83723 | 83177 | 86892 | 87998 | 89651 | 105829 | 111878 | 110100 | 108223 | 107669
| Electric Engagement | residential |  | Biomass boiler | Annual | uptake | 777 | 822 | 3621 | 4095 | 1357 | 980 | 874 | 677 | 699 | 3952 | 4151 | 3804 | 3857 | 3917 | 4029 | 3446 | 2045 | 3532 | 4078 | 6015 | 7642 | 7701 | 7580 | 7391 | 7603 | 8124 | 8387 | 8918 | 9452 | 10220
| Electric Engagement | residential |  | Community | Annual | uptake | 15166 | 15165 | 15146 | 15058 | 10985 | 11075 | 6619 | 5640 | 4370 | 0 | 0 | 0 | 0 | 0 | 0 | 0 | 0 | 0 | 0 | 0 | 0 | 0 | 0 | 0 | 0 | 0 | 0 | 0 | 0 | 0
| Electric Engagement | residential |  | DH | Annual | uptake | 66032 | 67153 | 66349 | 65631 | 66763 | 74299 | 74832 | 71375 | 69816 | 72435 | 71124 | 70171 | 69339 | 68584 | 68160 | 493841 | 492841 | 494138 | 494698 | 495829 | 482586 | 481688 | 480102 | 478804 | 476710 | 476665 | 476708 | 477691 | 479218 | 480954
| Electric Engagement | residential |  | Electric resistive | Annual | uptake | 60669 | 59355 | 52597 | 53201 | 40354 | 23506 | 21799 | 22403 | 23230 | 24399 | 27576 | 27243 | 26858 | 25641 | 25983 | 63805 | 63677 | 63166 | 62825 | 62124 | 45278 | 45357 | 45797 | 45978 | 46383 | 46203 | 46156 | 46064 | 45978 | 45912
| Electric Engagement | residential |  | Electric storage | Annual | uptake | 109438 | 108424 | 94917 | 87567 | 62662 | 67252 | 63407 | 65235 | 67974 | 72345 | 81235 | 80044 | 78770 | 75240 | 75671 | 113892 | 113899 | 112802 | 112732 | 111720 | 109912 | 110123 | 111493 | 111862 | 113214 | 112226 | 112056 | 111826 | 111570 | 111263
| Electric Engagement | residential |  | Gas boiler | Annual | uptake | 1671486 | 1671134 | 1669944 | 1664785 | 1639679 | 1580370 | 1538461 | 1402929 | 1251258 | 1073370 | 878399 | 791694 | 720006 | 644580 | 611052 | 0 | 0 | 0 | 0 | 0 | 0 | 0 | 0 | 0 | 0 | 0 | 0 | 0 | 0 | 0
| Electric Engagement | residential |  | GSHP | Annual | uptake | 10452 | 10524 | 12346 | 12676 | 14249 | 54758 | 54562 | 54040 | 53454 | 55516 | 55061 | 55494 | 56247 | 57522 | 58830 | 467825 | 468002 | 471054 | 473001 | 479744 | 495144 | 494507 | 493558 | 495740 | 497062 | 522745 | 516658 | 516107 | 515007 | 513538
| Electric Engagement | residential |  | Hybrid (ASHP + Biofuel boiler) | Annual | uptake | 865 | 1043 | 4186 | 5648 | 8207 | 5935 | 7121 | 9988 | 14577 | 22015 | 23479 | 24076 | 24444 | 24730 | 24625 | 8021 | 7003 | 8817 | 9442 | 12190 | 14324 | 14388 | 13710 | 13316 | 11626 | 11098 | 10894 | 10854 | 10829 | 11076
| Electric Engagement | residential |  | Hybrid (ASHP + Electric resistive) | Annual | uptake | 4587 | 4933 | 10332 | 23266 | 57427 | 39568 | 70759 | 145792 | 236490 | 355843 | 469643 | 514418 | 557279 | 605185 | 616609 | 451589 | 448211 | 447218 | 444268 | 443119 | 423810 | 423478 | 423033 | 421437 | 418995 | 418152 | 417202 | 416779 | 415581 | 414480
| Electric Engagement | residential |  | Hybrid (ASHP + Hydrogen boiler) | Annual | uptake | 0 | 0 | 0 | 0 | 0 | 0 | 0 | 0 | 0 | 0 | 0 | 0 | 0 | 0 | 0 | 0 | 0 | 0 | 0 | 0 | 0 | 0 | 0 | 0 | 0 | 0 | 0 | 0 | 0 | 0
| Electric Engagement | residential |  | Hydrogen boiler | Annual | uptake | 0 | 0 | 0 | 0 | 0 | 0 | 0 | 0 | 0 | 0 | 0 | 0 | 0 | 0 | 0 | 0 | 0 | 0 | 0 | 0 | 0 | 0 | 0 | 0 | 0 | 0 | 0 | 0 | 0 | 0
| Electric Engagement | residential |  | Oil boiler | Annual | uptake | 99761 | 99051 | 96191 | 85007 | 64925 | 64227 | 39519 | 25232 | 22273 | 0 | 0 | 0 | 0 | 0 | 0 | 0 | 0 | 0 | 0 | 0 | 0 | 0 | 0 | 0 | 0 | 0 | 0 | 0 | 0 | 0
| Hydrogen Evolution | residential |  | ASHP | Annual | uptake | 34997 | 35561 | 46655 | 56460 | 79497 | 143231 | 205942 | 307401 | 413169 | 579372 | 675433 | 788484 | 854028 | 841692 | 760500 | 381549 | 359170 | 381416 | 384753 | 385985 | 385001 | 385388 | 387639 | 376262 | 374211 | 372590 | 369883 | 366621 | 363846 | 354534
| Hydrogen Evolution | residential |  | Biofuel boiler | Annual | uptake | 1013 | 2077 | 2958 | 5277 | 6384 | 10373 | 8411 | 7597 | 6777 | 6206 | 4258 | 3634 | 3280 | 3038 | 2872 | 20750 | 28872 | 28671 | 29443 | 29358 | 59821 | 61822 | 63113 | 64181 | 65174 | 89777 | 95434 | 96708 | 98552 | 100846
| Hydrogen Evolution | residential |  | Biomass boiler | Annual | uptake | 777 | 822 | 3621 | 3605 | 1660 | 1250 | 1096 | 795 | 588 | 391 | 210 | 206 | 179 | 151 | 144 | 5209 | 8763 | 8679 | 8500 | 8462 | 8146 | 7814 | 7455 | 7137 | 6726 | 5887 | 5470 | 5181 | 4819 | 4506
| Hydrogen Evolution | residential |  | Community | Annual | uptake | 15166 | 15165 | 15146 | 15086 | 13996 | 12333 | 8678 | 8545 | 7800 | 7559 | 5210 | 4484 | 3759 | 3234 | 3070 | 0 | 0 | 0 | 0 | 0 | 0 | 0 | 0 | 0 | 0 | 0 | 0 | 0 | 0 | 0
| Hydrogen Evolution | residential |  | DH | Annual | uptake | 66032 | 67153 | 66349 | 66786 | 68351 | 76570 | 73736 | 71931 | 70193 | 68743 | 65018 | 64432 | 64017 | 63749 | 63647 | 312498 | 334107 | 353614 | 353991 | 352130 | 356989 | 355292 | 355085 | 341960 | 338070 | 332344 | 331876 | 326767 | 322001 | 310873
| Hydrogen Evolution | residential |  | Electric resistive | Annual | uptake | 60669 | 59355 | 52597 | 47083 | 36852 | 17215 | 14469 | 16673 | 16492 | 18785 | 15862 | 14154 | 12962 | 12051 | 11711 | 56298 | 56732 | 56647 | 56879 | 56606 | 43020 | 42827 | 43505 | 43667 | 44393 | 44275 | 44449 | 44010 | 43374 | 42833
| Hydrogen Evolution | residential |  | Electric storage | Annual | uptake | 109438 | 108424 | 94917 | 88413 | 75451 | 73315 | 67444 | 75337 | 76225 | 83098 | 79528 | 70368 | 58204 | 41419 | 37592 | 110885 | 111448 | 110719 | 110981 | 110374 | 108622 | 108649 | 110273 | 110662 | 111908 | 110798 | 110785 | 110409 | 110047 | 109693
| Hydrogen Evolution | residential |  | Gas boiler | Annual | uptake | 1671486 | 1671134 | 1669944 | 1668379 | 1668437 | 1581911 | 1553532 | 1455138 | 1351865 | 1180296 | 951277 | 833799 | 738947 | 670822 | 592176 | 0 | 0 | 0 | 0 | 0 | 0 | 0 | 0 | 0 | 0 | 0 | 0 | 0 | 0 | 0
| Hydrogen Evolution | residential |  | GSHP | Annual | uptake | 10452 | 10524 | 12346 | 12727 | 14329 | 55116 | 55424 | 54658 | 54711 | 55565 | 59786 | 61572 | 62415 | 67772 | 77608 | 298084 | 304536 | 324011 | 325745 | 327796 | 361233 | 361472 | 362123 | 353436 | 353354 | 368111 | 360514 | 358513 | 355956 | 347176
| Hydrogen Evolution | residential |  | Hybrid (ASHP + Biofuel boiler) | Annual | uptake | 865 | 1043 | 4186 | 6077 | 8178 | 7419 | 8771 | 7842 | 9245 | 10120 | 16575 | 21176 | 25601 | 30643 | 31640 | 7772 | 12203 | 12303 | 12307 | 12498 | 12374 | 12210 | 12125 | 12057 | 11895 | 12127 | 11698 | 11654 | 11619 | 11670
| Hydrogen Evolution | residential |  | Hybrid (ASHP + Electric resistive) | Annual | uptake | 4587 | 4933 | 10332 | 15093 | 21383 | 20610 | 26357 | 24180 | 27087 | 27775 | 38314 | 45182 | 88808 | 159277 | 272418 | 237256 | 256140 | 277418 | 279765 | 279923 | 280007 | 279837 | 281107 | 269185 | 266858 | 264588 | 262425 | 258804 | 255564 | 246006
| Hydrogen Evolution | residential |  | Hybrid (ASHP + Hydrogen boiler) | Annual | uptake | 0 | 0 | 0 | 0 | 0 | 0 | 0 | 0 | 0 | 0 | 4468 | 4971 | 5723 | 17943 | 50936 | 230144 | 244443 | 265612 | 267989 | 268076 | 268665 | 268582 | 269848 | 258008 | 255815 | 253476 | 251639 | 248145 | 244961 | 235298
| Hydrogen Evolution | residential |  | Hydrogen boiler | Annual | uptake | 0 | 0 | 0 | 0 | 0 | 0 | 0 | 0 | 0 | 0 | 133888 | 140894 | 136875 | 143788 | 151419 | 562118 | 506078 | 401579 | 389936 | 387479 | 301874 | 301620 | 295828 | 351874 | 360775 | 371770 | 380094 | 395846 | 406614 | 444937
| Hydrogen Evolution | residential |  | Oil boiler | Annual | uptake | 99761 | 99051 | 96191 | 90257 | 80725 | 75900 | 51380 | 45147 | 41091 | 37332 | 25415 | 21887 | 20443 | 19664 | 19511 | 0 | 0 | 0 | 0 | 0 | 0 | 0 | 0 | 0 | 0 | 0 | 0 | 0 | 0 | 0
| Counterfactual | residential |  | ASHP | Annual | uptake | 34997 | 35561 | 46655 | 49889 | 57870 | 94773 | 124544 | 129314 | 131220 | 131184 | 106070 | 131488 | 130595 | 132149 | 134000 | 203070 | 443249 | 540743 | 767893 | 943090 | 1020804 | 1026608 | 1036196 | 1062508 | 1091453 | 1131506 | 1146345 | 1176753 | 1202339 | 1215775
| Counterfactual | residential |  | Biofuel boiler | Annual | uptake | 1013 | 2077 | 2958 | 2800 | 3760 | 6088 | 3307 | 2414 | 1823 | 1566 | 2055 | 1869 | 1752 | 1670 | 1580 | 5349 | 5754 | 6755 | 7850 | 9412 | 22424 | 22994 | 23590 | 23808 | 24001 | 31796 | 41408 | 41464 | 41718 | 42363
| Counterfactual | residential |  | Biomass boiler | Annual | uptake | 777 | 822 | 3621 | 3149 | 1638 | 1310 | 749 | 524 | 402 | 353 | 374 | 384 | 384 | 391 | 396 | 566 | 559 | 553 | 548 | 539 | 425 | 422 | 422 | 420 | 419 | 457 | 522 | 518 | 515 | 509
| Counterfactual | residential |  | Community | Annual | uptake | 15166 | 15165 | 15146 | 15159 | 15158 | 13585 | 13582 | 10335 | 9684 | 9185 | 12696 | 11763 | 10786 | 9344 | 8945 | 4002 | 2028 | 1114 | 825 | 419 | 324 | 298 | 274 | 260 | 249 | 248 | 221 | 203 | 186 | 179
| Counterfactual | residential |  | DH | Annual | uptake | 66032 | 67153 | 66349 | 65204 | 65573 | 62258 | 59556 | 58467 | 57990 | 58394 | 59415 | 65899 | 64810 | 63874 | 62911 | 64645 | 64988 | 65002 | 65527 | 66495 | 72880 | 71899 | 70924 | 70064 | 69447 | 69320 | 69080 | 68900 | 68902 | 68997
| Counterfactual | residential |  | Electric resistive | Annual | uptake | 60669 | 59355 | 52597 | 47788 | 40048 | 24658 | 15485 | 16083 | 16604 | 17076 | 28433 | 32434 | 35883 | 38544 | 40495 | 45725 | 49124 | 52046 | 54669 | 56604 | 44157 | 43996 | 44649 | 44923 | 45346 | 45240 | 45656 | 45562 | 45472 | 45411
| Counterfactual | residential |  | Electric storage | Annual | uptake | 109438 | 108424 | 94917 | 89474 | 82651 | 87134 | 72981 | 76662 | 80451 | 84529 | 99952 | 102677 | 104703 | 105895 | 106925 | 111076 | 112069 | 111409 | 111583 | 111268 | 109512 | 109220 | 110729 | 111091 | 111916 | 111370 | 111750 | 111512 | 111324 | 111095
| Counterfactual | residential |  | Gas boiler | Annual | uptake | 1671486 | 1671134 | 1669944 | 1673948 | 1674317 | 1634000 | 1635059 | 1636177 | 1637212 | 1638183 | 1639184 | 1593041 | 1593332 | 1593520 | 1593619 | 1592827 | 1371981 | 1291597 | 1072176 | 898751 | 797288 | 790161 | 779464 | 751942 | 721975 | 680359 | 644765 | 613239 | 586482 | 570986
| Counterfactual | residential |  | GSHP | Annual | uptake | 10452 | 10524 | 12346 | 11637 | 12294 | 37062 | 37822 | 37317 | 36851 | 36344 | 35544 | 51023 | 51000 | 50974 | 50942 | 125644 | 124205 | 122017 | 120928 | 120236 | 123088 | 124245 | 125656 | 126961 | 128163 | 146796 | 142768 | 144347 | 145451 | 146775
| Counterfactual | residential |  | Hybrid (ASHP + Biofuel boiler) | Annual | uptake | 865 | 1043 | 4186 | 4817 | 6047 | 4140 | 7209 | 6230 | 5219 | 4195 | 1805 | 1562 | 1394 | 1261 | 1138 | 2494 | 2111 | 1850 | 1686 | 1552 | 1136 | 1140 | 1168 | 1189 | 1219 | 1292 | 1621 | 1688 | 1765 | 1852
| Counterfactual | residential |  | Hybrid (ASHP + Electric resistive) | Annual | uptake | 4587 | 4933 | 10332 | 12573 | 17144 | 12184 | 21633 | 21164 | 21363 | 20146 | 8201 | 6373 | 5138 | 4394 | 3844 | 11060 | 10413 | 9280 | 7637 | 4716 | 3481 | 3506 | 3566 | 3718 | 3812 | 4174 | 4577 | 4771 | 4958 | 5176
| Counterfactual | residential |  | Hybrid (ASHP + Hydrogen boiler) | Annual | uptake | 0 | 0 | 0 | 0 | 0 | 0 | 0 | 0 | 0 | 0 | 0 | 0 | 0 | 0 | 0 | 0 | 0 | 0 | 0 | 0 | 0 | 0 | 0 | 0 | 0 | 0 | 0 | 0 | 0 | 0
| Counterfactual | residential |  | Hydrogen boiler | Annual | uptake | 0 | 0 | 0 | 0 | 0 | 0 | 0 | 0 | 0 | 0 | 0 | 0 | 0 | 0 | 0 | 0 | 0 | 0 | 0 | 0 | 0 | 0 | 0 | 0 | 0 | 0 | 0 | 0 | 0 | 0
| Counterfactual | residential |  | Oil boiler | Annual | uptake | 99761 | 99051 | 96191 | 98806 | 98742 | 98051 | 83316 | 80555 | 76425 | 74087 | 81515 | 76729 | 75465 | 73226 | 70447 | 56087 | 36325 | 19074 | 10056 | 7638 | 8304 | 8311 | 8034 | 8316 | 8365 | 9375 | 8501 | 7775 | 7179 | 6699
| Five Year Forecast | residential |  | ASHP | Annual | uptake | 34997 | 35561 | 46655 | 55633 | 66764 | 122221 | 164616 | 233648 | 316588 | 385466
| Five Year Forecast | residential |  | Biofuel boiler | Annual | uptake | 1013 | 2077 | 2958 | 5294 | 7440 | 13484 | 12606 | 16837 | 24810 | 26917
| Five Year Forecast | residential |  | Biomass boiler | Annual | uptake | 777 | 822 | 3621 | 3607 | 1756 | 1428 | 767 | 470 | 301 | 202
| Five Year Forecast | residential |  | Community | Annual | uptake | 15166 | 15165 | 15146 | 15086 | 14712 | 13415 | 8732 | 7714 | 6508 | 4653
| Five Year Forecast | residential |  | DH | Annual | uptake | 66032 | 67153 | 66349 | 66790 | 68557 | 77557 | 75247 | 73099 | 70710 | 68678
| Five Year Forecast | residential |  | Electric resistive | Annual | uptake | 60669 | 59355 | 52597 | 47087 | 39289 | 31161 | 22157 | 21500 | 21363 | 20743
| Five Year Forecast | residential |  | Electric storage | Annual | uptake | 109438 | 108424 | 94917 | 88419 | 80260 | 84235 | 67544 | 66094 | 66758 | 62226
| Five Year Forecast | residential |  | Gas boiler | Annual | uptake | 1671486 | 1671134 | 1669944 | 1668352 | 1669414 | 1581993 | 1580221 | 1524895 | 1442661 | 1371919
| Five Year Forecast | residential |  | GSHP | Annual | uptake | 10452 | 10524 | 12346 | 12742 | 13763 | 46420 | 47507 | 47163 | 46735 | 46526
| Five Year Forecast | residential |  | Hybrid (ASHP + Biofuel boiler) | Annual | uptake | 865 | 1043 | 4186 | 6098 | 6967 | 4856 | 8613 | 9554 | 12477 | 19462
| Five Year Forecast | residential |  | Hybrid (ASHP + Electric resistive) | Annual | uptake | 4587 | 4933 | 10332 | 15112 | 19079 | 15113 | 26081 | 30570 | 34251 | 43888
| Five Year Forecast | residential |  | Hybrid (ASHP + Hydrogen boiler) | Annual | uptake | 0 | 0 | 0 | 0 | 0 | 0 | 0 | 0 | 0 | 0
| Five Year Forecast | residential |  | Hydrogen boiler | Annual | uptake | 0 | 0 | 0 | 0 | 0 | 0 | 0 | 0 | 0 | 0
| Five Year Forecast | residential |  | Oil boiler | Annual | uptake | 99761 | 99051 | 96191 | 91022 | 87241 | 83360 | 61153 | 43698 | 32081 | 24561
| Holistic Transition | commercial |  | ASHP | Annual | uptake | 2900 | 4277 | 4299 | 4367 | 5158 | 8850 | 14337 | 16835 | 18509 | 19823 | 19284 | 19718 | 19997 | 20061 | 19905 | 23783 | 24461 | 24377 | 24211 | 24214 | 24885 | 25364 | 25336 | 25243 | 25094 | 24925 | 25126 | 24994 | 24855 | 24792
| Holistic Transition | commercial |  | Biofuel boiler | Annual | uptake | 1 | 0 | 0 | 0 | 0 | 1 | 16 | 68 | 276 | 468 | 1133 | 1165 | 1158 | 1108 | 1019 | 1135 | 952 | 785 | 721 | 703 | 721 | 671 | 670 | 666 | 656 | 654 | 657 | 655 | 654 | 668
| Holistic Transition | commercial |  | Biomass boiler | Annual | uptake | 0 | 0 | 0 | 0 | 7 | 68 | 115 | 168 | 209 | 387 | 422 | 534 | 652 | 714 | 759 | 3059 | 2141 | 1984 | 1844 | 1699 | 1567 | 1456 | 1347 | 1259 | 1187 | 1131 | 1109 | 1076 | 1053 | 1029
| Holistic Transition | commercial |  | Biomass CHP | Annual | uptake | 0 | 0 | 0 | 336 | 551 | 674 | 568 | 377 | 284 | 357 | 307 | 334 | 378 | 414 | 433 | 1129 | 968 | 883 | 791 | 683 | 589 | 547 | 455 | 403 | 346 | 323 | 319 | 298 | 288 | 279
| Holistic Transition | commercial |  | Community | Annual | uptake | 2554 | 1516 | 1436 | 1300 | 1174 | 1103 | 1105 | 1128 | 1109 | 1285 | 1565 | 817 | 376 | 231 | 207 | 1268 | 1171 | 1054 | 935 | 805 | 679 | 573 | 468 | 387 | 325 | 276 | 244 | 216 | 193 | 175
| Holistic Transition | commercial |  | DH | Annual | uptake | 910 | 1195 | 1479 | 1546 | 1552 | 1490 | 1665 | 1941 | 2344 | 3106 | 3637 | 3849 | 3955 | 4213 | 5060 | 7201 | 7332 | 8125 | 8972 | 9286 | 9697 | 9379 | 9383 | 9316 | 9177 | 8953 | 8943 | 8875 | 8821 | 8747
| Holistic Transition | commercial |  | Electric resistive | Annual | uptake | 22805 | 20885 | 20453 | 19163 | 16747 | 10967 | 8532 | 6651 | 5986 | 4979 | 5201 | 5270 | 5232 | 5208 | 5190 | 7025 | 7133 | 7328 | 7546 | 7737 | 7996 | 8052 | 7973 | 7851 | 7769 | 7803 | 8121 | 8466 | 8870 | 9419
| Holistic Transition | commercial |  | Electric storage | Annual | uptake | 0 | 0 | 0 | 0 | 0 | 0 | 0 | 0 | 0 | 116 | 109 | 115 | 123 | 126 | 126 | 1188 | 1089 | 971 | 857 | 734 | 621 | 534 | 445 | 376 | 333 | 299 | 278 | 261 | 250 | 252
| Holistic Transition | commercial |  | Gas boiler | Annual | uptake | 27726 | 27155 | 27615 | 27283 | 25682 | 23201 | 17055 | 15219 | 13706 | 12547 | 11167 | 10674 | 10261 | 9841 | 9227 | 0 | 0 | 0 | 0 | 0 | 0 | 0 | 0 | 0 | 0 | 0 | 0 | 0 | 0 | 0
| Holistic Transition | commercial |  | GSHP | Annual | uptake | 1452 | 1888 | 1898 | 1688 | 1798 | 1806 | 2798 | 3090 | 3436 | 4102 | 4646 | 4823 | 5074 | 5282 | 5487 | 5146 | 5099 | 4963 | 4865 | 4849 | 4829 | 3982 | 4172 | 4372 | 4587 | 4727 | 4855 | 4981 | 5100 | 5213
| Holistic Transition | commercial |  | Hybrid (ASHP + Biofuel boiler) | Annual | uptake | 0 | 508 | 464 | 517 | 623 | 1311 | 1743 | 1959 | 2075 | 2144 | 1843 | 1886 | 1906 | 1906 | 1908 | 2036 | 2163 | 2189 | 2201 | 2197 | 2301 | 2264 | 2250 | 2226 | 2191 | 2153 | 2148 | 2133 | 2114 | 2118
| Holistic Transition | commercial |  | Hybrid (ASHP + Electric resistive) | Annual | uptake | 196 | 766 | 2094 | 3634 | 6697 | 10901 | 12916 | 13788 | 13382 | 13038 | 11456 | 11567 | 11607 | 11576 | 11320 | 14245 | 14534 | 14364 | 14161 | 14139 | 14740 | 14954 | 14971 | 14953 | 14843 | 14723 | 14964 | 14864 | 14773 | 14736
| Holistic Transition | commercial |  | Hybrid (ASHP + Hydrogen boiler) | Annual | uptake | 0 | 0 | 0 | 0 | 0 | 0 | 0 | 0 | 0 | 0 | 1492 | 1277 | 1291 | 1291 | 1279 | 1473 | 1509 | 1497 | 1468 | 1444 | 1468 | 1459 | 1408 | 1369 | 1355 | 1349 | 1353 | 1333 | 1312 | 1288
| Holistic Transition | commercial |  | Hydrogen boiler | Annual | uptake | 0 | 0 | 0 | 0 | 0 | 0 | 0 | 0 | 0 | 0 | 85 | 65 | 70 | 73 | 77 | 252 | 259 | 249 | 239 | 226 | 220 | 169 | 273 | 343 | 364 | 377 | 381 | 385 | 392 | 424
| Holistic Transition | commercial |  | Oil boiler | Annual | uptake | 2730 | 1691 | 1594 | 1378 | 1215 | 1114 | 1097 | 1095 | 1026 | 0 | 0 | 0 | 0 | 0 | 0 | 0 | 0 | 0 | 0 | 0 | 0 | 0 | 0 | 0 | 0 | 0 | 0 | 0 | 0 | 0
| Electric Engagement | commercial |  | ASHP | Annual | uptake | 2900 | 4277 | 4299 | 4256 | 4971 | 7904 | 10600 | 12636 | 12106 | 12942 | 13323 | 14350 | 17087 | 20511 | 21357 | 20691 | 20951 | 21104 | 21216 | 21133 | 21214 | 20205 | 20150 | 20226 | 20292 | 20455 | 20192 | 20015 | 19819 | 19647
| Electric Engagement | commercial |  | Biofuel boiler | Annual | uptake | 1 | 0 | 0 | 0 | 0 | 0 | 15 | 81 | 299 | 420 | 435 | 523 | 535 | 537 | 537 | 767 | 761 | 755 | 754 | 743 | 772 | 715 | 714 | 711 | 699 | 695 | 691 | 693 | 696 | 713
| Electric Engagement | commercial |  | Biomass boiler | Annual | uptake | 0 | 0 | 0 | 0 | 0 | 0 | 0 | 0 | 0 | 135 | 133 | 166 | 168 | 166 | 164 | 2373 | 2328 | 2255 | 2165 | 2066 | 1990 | 1873 | 1778 | 1691 | 1595 | 1522 | 1471 | 1423 | 1378 | 1331
| Electric Engagement | commercial |  | Biomass CHP | Annual | uptake | 0 | 0 | 0 | 0 | 0 | 0 | 0 | 0 | 0 | 147 | 127 | 158 | 161 | 160 | 159 | 1478 | 1391 | 1310 | 1224 | 1128 | 1025 | 901 | 805 | 726 | 636 | 569 | 512 | 463 | 419 | 377
| Electric Engagement | commercial |  | Community | Annual | uptake | 2554 | 1516 | 1436 | 1391 | 1312 | 1286 | 1254 | 1218 | 1158 | 1278 | 1278 | 349 | 241 | 241 | 240 | 1542 | 1458 | 1384 | 1302 | 1209 | 1106 | 981 | 885 | 807 | 711 | 641 | 584 | 535 | 490 | 448
| Electric Engagement | commercial |  | DH | Annual | uptake | 910 | 1195 | 1479 | 1613 | 1611 | 1619 | 1385 | 1154 | 1064 | 1156 | 1216 | 1447 | 1538 | 1660 | 1937 | 5675 | 5352 | 5143 | 5067 | 5323 | 5847 | 6651 | 7427 | 7784 | 8163 | 8463 | 8717 | 8917 | 9062 | 9165
| Electric Engagement | commercial |  | Electric resistive | Annual | uptake | 22805 | 20885 | 20453 | 19157 | 15931 | 11068 | 12792 | 16227 | 21240 | 22872 | 22976 | 22737 | 14931 | 7655 | 6333 | 10874 | 11203 | 11598 | 12035 | 12398 | 12833 | 12697 | 12487 | 12305 | 12183 | 11893 | 12179 | 12249 | 12271 | 11977
| Electric Engagement | commercial |  | Electric storage | Annual | uptake | 0 | 0 | 0 | 0 | 0 | 0 | 0 | 0 | 0 | 128 | 127 | 158 | 161 | 162 | 164 | 1465 | 1386 | 1308 | 1227 | 1136 | 1042 | 928 | 840 | 770 | 691 | 628 | 583 | 540 | 500 | 467
| Electric Engagement | commercial |  | Gas boiler | Annual | uptake | 27726 | 27155 | 27615 | 27294 | 25283 | 23444 | 16717 | 14058 | 12970 | 11927 | 11394 | 10912 | 10778 | 10803 | 10635 | 0 | 0 | 0 | 0 | 0 | 0 | 0 | 0 | 0 | 0 | 0 | 0 | 0 | 0 | 0
| Electric Engagement | commercial |  | GSHP | Annual | uptake | 1452 | 1888 | 1898 | 1689 | 1832 | 1790 | 2458 | 2529 | 2425 | 2604 | 2628 | 2774 | 2961 | 3115 | 3633 | 6383 | 6292 | 6227 | 6152 | 6072 | 6033 | 6107 | 6104 | 6240 | 6300 | 6367 | 6420 | 6410 | 6501 | 6603
| Electric Engagement | commercial |  | Hybrid (ASHP + Biofuel boiler) | Annual | uptake | 0 | 508 | 464 | 553 | 729 | 1398 | 1055 | 999 | 466 | 447 | 448 | 535 | 1340 | 2177 | 2475 | 2240 | 2200 | 2161 | 2123 | 2063 | 2152 | 2234 | 2285 | 2339 | 2369 | 2411 | 2392 | 2361 | 2318 | 2304
| Electric Engagement | commercial |  | Hybrid (ASHP + Electric resistive) | Annual | uptake | 196 | 766 | 2094 | 3851 | 8214 | 11795 | 14261 | 11682 | 8654 | 7496 | 7485 | 7556 | 12356 | 15601 | 15213 | 15941 | 15974 | 15952 | 15925 | 15713 | 16556 | 16626 | 16354 | 16256 | 16175 | 16104 | 16508 | 16520 | 16499 | 16584
| Electric Engagement | commercial |  | Oil boiler | Annual | uptake | 2730 | 1691 | 1594 | 1500 | 1376 | 1320 | 1270 | 1212 | 1130 | 0 | 0 | 0 | 0 | 0 | 0 | 0 | 0 | 0 | 0 | 0 | 0 | 0 | 0 | 0 | 0 | 0 | 0 | 0 | 0 | 0
| Hydrogen Evolution | commercial |  | ASHP | Annual | uptake | 2900 | 4277 | 4299 | 4086 | 4446 | 8770 | 12111 | 11518 | 10879 | 10193 | 9407 | 12488 | 14228 | 14334 | 14304 | 13111 | 13869 | 14243 | 14440 | 14712 | 15239 | 15339 | 15935 | 16562 | 17075 | 17575 | 17895 | 18081 | 18217 | 18369
| Hydrogen Evolution | commercial |  | Biofuel boiler | Annual | uptake | 1 | 0 | 0 | 0 | 0 | 1 | 4 | 9 | 12 | 14 | 16 | 15 | 15 | 14 | 13 | 126 | 168 | 184 | 189 | 192 | 196 | 46 | 52 | 60 | 75 | 101 | 103 | 115 | 127 | 145
| Hydrogen Evolution | commercial |  | Biomass boiler | Annual | uptake | 0 | 0 | 0 | 0 | 0 | 0 | 0 | 0 | 0 | 0 | 0 | 0 | 0 | 0 | 0 | 2385 | 2771 | 3027 | 3010 | 2935 | 2876 | 2716 | 2618 | 2511 | 2300 | 2204 | 2087 | 1978 | 1911 | 1872
| Hydrogen Evolution | commercial |  | Biomass CHP | Annual | uptake | 0 | 0 | 0 | 0 | 0 | 0 | 0 | 0 | 0 | 0 | 0 | 0 | 0 | 0 | 0 | 0 | 1938 | 2190 | 2168 | 2085 | 2022 | 1774 | 1683 | 1560 | 1352 | 1259 | 1150 | 1038 | 960 | 921
| Hydrogen Evolution | commercial |  | Community | Annual | uptake | 2554 | 1516 | 1436 | 1492 | 1404 | 1292 | 1266 | 1253 | 1244 | 1236 | 982 | 663 | 247 | 109 | 86 | 1257 | 1882 | 2115 | 2098 | 2027 | 1974 | 1814 | 1731 | 1615 | 1414 | 1325 | 1221 | 1112 | 1036 | 998
| Hydrogen Evolution | commercial |  | DH | Annual | uptake | 910 | 1195 | 1479 | 1805 | 1942 | 1811 | 1507 | 1348 | 1211 | 1115 | 798 | 869 | 1023 | 1484 | 2642 | 6362 | 7130 | 7440 | 7486 | 7396 | 7415 | 7590 | 7494 | 7255 | 6940 | 6818 | 6878 | 6788 | 6617 | 6491
| Hydrogen Evolution | commercial |  | Electric resistive | Annual | uptake | 22805 | 20885 | 20453 | 20592 | 19012 | 10758 | 11682 | 13263 | 15877 | 19459 | 22145 | 14246 | 8328 | 5442 | 3449 | 4969 | 4796 | 4815 | 4916 | 4905 | 4871 | 4633 | 4434 | 4324 | 4437 | 4651 | 3695 | 2957 | 2290 | 1898
| Hydrogen Evolution | commercial |  | Electric storage | Annual | uptake | 0 | 0 | 0 | 0 | 0 | 0 | 0 | 0 | 0 | 0 | 0 | 0 | 0 | 0 | 0 | 1361 | 1826 | 2086 | 2071 | 1993 | 1934 | 1766 | 1677 | 1554 | 1347 | 1256 | 1147 | 1036 | 959 | 921
| Hydrogen Evolution | commercial |  | Gas boiler | Annual | uptake | 27726 | 27155 | 27615 | 27636 | 27623 | 25644 | 19782 | 18098 | 16831 | 15756 | 11227 | 11306 | 11247 | 11130 | 10310 | 0 | 0 | 0 | 0 | 0 | 0 | 0 | 0 | 0 | 0 | 0 | 0 | 0 | 0 | 0
| Hydrogen Evolution | commercial |  | GSHP | Annual | uptake | 1452 | 1888 | 1898 | 1563 | 1607 | 1966 | 2623 | 2577 | 2571 | 2509 | 2494 | 2665 | 3076 | 4073 | 4841 | 5130 | 5773 | 6016 | 6013 | 5946 | 5995 | 5954 | 5976 | 5916 | 5874 | 5877 | 5771 | 5636 | 5502 | 5397
| Hydrogen Evolution | commercial |  | Hybrid (ASHP + Biofuel boiler) | Annual | uptake | 0 | 508 | 464 | 415 | 526 | 1375 | 1231 | 941 | 642 | 526 | 450 | 985 | 1773 | 1919 | 1966 | 1886 | 1863 | 1857 | 1877 | 1871 | 1888 | 1925 | 1941 | 1915 | 1910 | 1924 | 1951 | 1956 | 1919 | 1892
| Hydrogen Evolution | commercial |  | Hybrid (ASHP + Electric resistive) | Annual | uptake | 196 | 766 | 2094 | 2135 | 3313 | 8458 | 10282 | 11701 | 11457 | 9721 | 5375 | 8138 | 9238 | 8799 | 7966 | 7268 | 8052 | 8433 | 8576 | 8724 | 9277 | 9899 | 9490 | 8920 | 8456 | 8070 | 8375 | 8526 | 8614 | 8674
| Hydrogen Evolution | commercial |  | Hybrid (ASHP + Hydrogen boiler) | Annual | uptake | 0 | 0 | 0 | 0 | 0 | 0 | 0 | 0 | 0 | 0 | 4349 | 6152 | 8250 | 8511 | 8441 | 6352 | 7212 | 7660 | 7822 | 8091 | 8622 | 9522 | 10006 | 10507 | 10806 | 11067 | 11230 | 11387 | 11416 | 11463
| Hydrogen Evolution | commercial |  | Hydrogen boiler | Annual | uptake | 0 | 0 | 0 | 0 | 0 | 0 | 0 | 0 | 0 | 0 | 4032 | 3927 | 4460 | 6188 | 7921 | 18710 | 12182 | 9342 | 9027 | 8742 | 8406 | 7319 | 7242 | 7168 | 7880 | 8017 | 9064 | 9425 | 9444 | 9225
| Hydrogen Evolution | commercial |  | Oil boiler | Annual | uptake | 2730 | 1691 | 1594 | 1623 | 1482 | 1320 | 1286 | 1256 | 1228 | 1203 | 917 | 992 | 1081 | 1104 | 1107 | 0 | 0 | 0 | 0 | 0 | 0 | 0 | 0 | 0 | 0 | 0 | 0 | 0 | 0 | 0
| Counterfactual | commercial |  | ASHP | Annual | uptake | 2900 | 4277 | 4299 | 3903 | 3932 | 5989 | 5820 | 5656 | 5651 | 5607 | 5627 | 7801 | 10142 | 11999 | 12379 | 13725 | 14439 | 14584 | 14499 | 14975 | 15347 | 15636 | 16124 | 16729 | 17297 | 17839 | 18113 | 17372 | 17507 | 17628
| Counterfactual | commercial |  | Biofuel boiler | Annual | uptake | 1 | 0 | 0 | 0 | 0 | 0 | 0 | 0 | 0 | 0 | 0 | 0 | 0 | 0 | 0 | 14 | 208 | 214 | 204 | 218 | 227 | 14 | 14 | 13 | 14 | 15 | 15 | 15 | 15 | 15
| Counterfactual | commercial |  | Biomass boiler | Annual | uptake | 0 | 0 | 0 | 0 | 0 | 0 | 0 | 0 | 0 | 0 | 0 | 0 | 0 | 0 | 8 | 149 | 18 | 2 | 1 | 1 | 1 | 8 | 1 | 1 | 4 | 17 | 8 | 7 | 1 | 1
| Counterfactual | commercial |  | Biomass CHP | Annual | uptake | 0 | 0 | 0 | 4 | 22 | 210 | 112 | 96 | 84 | 81 | 80 | 66 | 59 | 53 | 351 | 2170 | 724 | 9 | 9 | 26 | 35 | 28 | 28 | 27 | 27 | 27 | 13 | 12 | 11 | 11
| Counterfactual | commercial |  | Community | Annual | uptake | 2554 | 1516 | 1436 | 2332 | 3045 | 3474 | 2050 | 1598 | 1485 | 1425 | 1381 | 450 | 95 | 13 | 0 | 0 | 0 | 0 | 0 | 0 | 0 | 0 | 0 | 0 | 0 | 0 | 0 | 0 | 0 | 0
| Counterfactual | commercial |  | DH | Annual | uptake | 910 | 1195 | 1479 | 1251 | 1391 | 1356 | 1349 | 1270 | 1125 | 1069 | 1028 | 1198 | 1419 | 1785 | 3310 | 5601 | 6129 | 6242 | 6410 | 6463 | 7024 | 7114 | 7078 | 7106 | 7148 | 7289 | 7461 | 7805 | 7970 | 7881
| Counterfactual | commercial |  | Electric resistive | Annual | uptake | 22805 | 20885 | 20453 | 19394 | 18400 | 12760 | 18487 | 20739 | 21268 | 22539 | 23077 | 21228 | 14834 | 12562 | 9365 | 5035 | 5726 | 6340 | 6965 | 7485 | 7672 | 7915 | 7911 | 7723 | 7689 | 7566 | 7304 | 6295 | 5653 | 5245
| Counterfactual | commercial |  | Electric storage | Annual | uptake | 0 | 0 | 0 | 0 | 0 | 0 | 0 | 0 | 0 | 0 | 0 | 0 | 0 | 0 | 0 | 0 | 0 | 0 | 0 | 0 | 0 | 0 | 0 | 0 | 0 | 0 | 0 | 0 | 0 | 0
| Counterfactual | commercial |  | Gas boiler | Annual | uptake | 27726 | 27155 | 27615 | 27655 | 27631 | 26858 | 25852 | 25838 | 25276 | 25107 | 25046 | 23100 | 23492 | 23503 | 23506 | 25935 | 25925 | 26050 | 26027 | 25435 | 25448 | 24288 | 24171 | 24039 | 23886 | 23717 | 22157 | 23070 | 22976 | 22770
| Counterfactual | commercial |  | GSHP | Annual | uptake | 1452 | 1888 | 1898 | 1652 | 1611 | 1644 | 1618 | 1535 | 1545 | 1553 | 1572 | 2295 | 2415 | 2634 | 3286 | 4957 | 4896 | 4595 | 4186 | 3984 | 4059 | 4088 | 4202 | 4235 | 4266 | 4351 | 4369 | 4463 | 4520 | 4466
| Counterfactual | commercial |  | Hybrid (ASHP + Biofuel boiler) | Annual | uptake | 0 | 508 | 464 | 346 | 350 | 755 | 390 | 375 | 388 | 411 | 426 | 511 | 748 | 1457 | 1725 | 2035 | 2181 | 2170 | 2145 | 2069 | 2075 | 2096 | 2113 | 2127 | 2134 | 2154 | 2156 | 2199 | 2210 | 2201
| Counterfactual | commercial |  | Hybrid (ASHP + Electric resistive) | Annual | uptake | 196 | 766 | 2094 | 2718 | 2905 | 6386 | 3990 | 2637 | 3026 | 2091 | 1701 | 2963 | 6615 | 5979 | 5956 | 7568 | 8134 | 8271 | 8113 | 7925 | 8285 | 9024 | 8649 | 8176 | 7682 | 7208 | 7718 | 7922 | 8072 | 8055
| Counterfactual | commercial |  | Oil boiler | Annual | uptake | 2730 | 1691 | 1594 | 2053 | 2053 | 1897 | 1828 | 1694 | 1568 | 1493 | 1434 | 1872 | 1955 | 1949 | 1888 | 599 | 572 | 536 | 495 | 452 | 416 | 404 | 389 | 372 | 357 | 339 | 413 | 451 | 471 | 516
| Five Year Forecast | commercial |  | ASHP | Annual | uptake | 2900 | 4277 | 4299 | 4394 | 4678 | 7416 | 10192 | 9170 | 10827 | 11040
| Five Year Forecast | commercial |  | Biofuel boiler | Annual | uptake | 1 | 0 | 0 | 0 | 0 | 0 | 8 | 45 | 171 | 361
| Five Year Forecast | commercial |  | Biomass boiler | Annual | uptake | 0 | 0 | 0 | 0 | 0 | 0 | 0 | 0 | 0 | 0
| Five Year Forecast | commercial |  | Biomass CHP | Annual | uptake | 0 | 0 | 0 | 0 | 1 | 7 | 3 | 1 | 1 | 0
| Five Year Forecast | commercial |  | Community | Annual | uptake | 2554 | 1516 | 1436 | 1405 | 1369 | 1307 | 1284 | 1259 | 1204 | 1150
| Five Year Forecast | commercial |  | DH | Annual | uptake | 910 | 1195 | 1479 | 1680 | 1841 | 1856 | 1544 | 1406 | 1195 | 1059
| Five Year Forecast | commercial |  | Electric resistive | Annual | uptake | 22805 | 20885 | 20453 | 19111 | 18024 | 12431 | 13744 | 15490 | 15914 | 18940
| Five Year Forecast | commercial |  | Electric storage | Annual | uptake | 0 | 0 | 0 | 0 | 0 | 0 | 0 | 0 | 0 | 0
| Five Year Forecast | commercial |  | Gas boiler | Annual | uptake | 27726 | 27155 | 27615 | 27641 | 27561 | 26432 | 21741 | 21098 | 17894 | 15623
| Five Year Forecast | commercial |  | GSHP | Annual | uptake | 1452 | 1888 | 1898 | 1765 | 1707 | 1774 | 2453 | 2385 | 2511 | 2637
| Five Year Forecast | commercial |  | Hybrid (ASHP + Biofuel boiler) | Annual | uptake | 0 | 508 | 464 | 503 | 569 | 1088 | 867 | 605 | 718 | 690
| Five Year Forecast | commercial |  | Hybrid (ASHP + Electric resistive) | Annual | uptake | 196 | 766 | 2094 | 3331 | 4219 | 7874 | 8503 | 8950 | 10089 | 9009
| Five Year Forecast | commercial |  | Oil boiler | Annual | uptake | 2730 | 1691 | 1594 | 1502 | 1429 | 1329 | 1294 | 1253 | 1183 | 1096
| Holistic Transition | industrial |  | ASHP | Annual | uptake | 427 | 401 | 432 | 487 | 572 | 969 | 1389 | 1462 | 1525 | 1661 | 1654 | 1694 | 1721 | 1734 | 1729 | 2082 | 2151 | 2151 | 2148 | 2165 | 2270 | 2373 | 2427 | 2453 | 2471 | 2502 | 2575 | 2609 | 2641 | 2674
| Holistic Transition | industrial |  | Biofuel boiler | Annual | uptake | 0 | 1 | 1 | 1 | 1 | 5 | 40 | 68 | 136 | 93 | 169 | 156 | 146 | 135 | 121 | 131 | 104 | 83 | 75 | 72 | 73 | 66 | 64 | 64 | 62 | 60 | 59 | 58 | 57 | 57
| Holistic Transition | industrial |  | Biomass boiler | Annual | uptake | 0 | 0 | 0 | 0 | 1 | 6 | 10 | 15 | 18 | 32 | 33 | 40 | 44 | 42 | 38 | 122 | 132 | 150 | 155 | 153 | 148 | 143 | 137 | 132 | 127 | 123 | 123 | 121 | 121 | 120
| Holistic Transition | industrial |  | Biomass CHP | Annual | uptake | 0 | 0 | 0 | 161 | 200 | 196 | 141 | 91 | 73 | 99 | 89 | 100 | 117 | 131 | 140 | 368 | 284 | 239 | 202 | 169 | 145 | 133 | 106 | 90 | 74 | 66 | 63 | 56 | 52 | 48
| Holistic Transition | industrial |  | Community | Annual | uptake | 389 | 238 | 234 | 227 | 199 | 183 | 180 | 180 | 173 | 198 | 237 | 120 | 56 | 35 | 31 | 191 | 174 | 155 | 138 | 120 | 103 | 88 | 74 | 63 | 54 | 49 | 43 | 38 | 34 | 31
| Holistic Transition | industrial |  | DH | Annual | uptake | 0 | 50 | 112 | 126 | 128 | 127 | 149 | 183 | 231 | 316 | 383 | 427 | 452 | 492 | 598 | 839 | 853 | 942 | 1025 | 1035 | 1047 | 978 | 953 | 928 | 901 | 864 | 846 | 825 | 808 | 796
| Holistic Transition | industrial |  | Electric resistive | Annual | uptake | 3361 | 3071 | 2993 | 2781 | 2430 | 1600 | 1276 | 1021 | 933 | 776 | 810 | 825 | 824 | 826 | 830 | 1135 | 1159 | 1193 | 1213 | 1203 | 1128 | 1019 | 934 | 885 | 836 | 780 | 751 | 722 | 695 | 675
| Holistic Transition | industrial |  | Electric storage | Annual | uptake | 0 | 0 | 0 | 0 | 0 | 0 | 0 | 0 | 0 | 17 | 16 | 17 | 17 | 17 | 18 | 176 | 162 | 147 | 132 | 115 | 100 | 88 | 76 | 66 | 60 | 54 | 51 | 49 | 47 | 47
| Holistic Transition | industrial |  | Gas boiler | Annual | uptake | 2511 | 2455 | 2493 | 2461 | 2314 | 2095 | 1557 | 1414 | 1301 | 1219 | 1112 | 1090 | 1076 | 1059 | 1019 | 0 | 0 | 0 | 0 | 0 | 0 | 0 | 0 | 0 | 0 | 0 | 0 | 0 | 0 | 0
| Holistic Transition | industrial |  | GSHP | Annual | uptake | 214 | 216 | 229 | 200 | 206 | 204 | 304 | 318 | 340 | 391 | 423 | 415 | 418 | 418 | 419 | 381 | 388 | 387 | 387 | 392 | 396 | 327 | 344 | 361 | 378 | 388 | 397 | 405 | 412 | 419
| Holistic Transition | industrial |  | Hybrid (ASHP + Biofuel boiler) | Annual | uptake | 0 | 0 | 59 | 67 | 84 | 180 | 200 | 201 | 212 | 242 | 226 | 241 | 250 | 256 | 261 | 283 | 307 | 316 | 321 | 324 | 351 | 360 | 370 | 371 | 370 | 370 | 378 | 383 | 387 | 396
| Holistic Transition | industrial |  | Hybrid (ASHP + Electric resistive) | Annual | uptake | 0 | 2020 | 462 | 660 | 1066 | 1370 | 1233 | 1158 | 1155 | 1198 | 1092 | 1109 | 1119 | 1124 | 1111 | 1417 | 1448 | 1434 | 1428 | 1461 | 1595 | 1689 | 1726 | 1740 | 1751 | 1779 | 1855 | 1886 | 1914 | 1943
| Holistic Transition | industrial |  | Hybrid (ASHP + Hydrogen boiler) | Annual | uptake | 0 | 0 | 0 | 0 | 0 | 0 | 0 | 0 | 0 | 0 | 0 | 236 | 244 | 251 | 256 | 302 | 316 | 319 | 318 | 318 | 330 | 334 | 328 | 325 | 328 | 338 | 352 | 358 | 363 | 366
| Holistic Transition | industrial |  | Hydrogen boiler | Annual | uptake | 0 | 0 | 0 | 0 | 0 | 0 | 0 | 0 | 0 | 0 | 0 | 28 | 27 | 26 | 24 | 70 | 61 | 55 | 50 | 46 | 44 | 33 | 53 | 65 | 67 | 66 | 65 | 64 | 64 | 69
| Holistic Transition | industrial |  | Oil boiler | Annual | uptake | 416 | 257 | 243 | 210 | 185 | 169 | 166 | 165 | 153 | 0 | 0 | 0 | 0 | 0 | 0 | 0 | 0 | 0 | 0 | 0 | 0 | 0 | 0 | 0 | 0 | 0 | 0 | 0 | 0 | 0
| Electric Engagement | industrial |  | ASHP | Annual | uptake | 427 | 401 | 432 | 475 | 554 | 876 | 1066 | 1186 | 1039 | 1054 | 1042 | 1088 | 1265 | 1474 | 1498 | 1461 | 1499 | 1526 | 1547 | 1552 | 1585 | 1534 | 1571 | 1615 | 1660 | 1715 | 1736 | 1775 | 1818 | 1849
| Electric Engagement | industrial |  | Biofuel boiler | Annual | uptake | 0 | 1 | 1 | 1 | 2 | 5 | 50 | 76 | 143 | 86 | 68 | 71 | 67 | 63 | 61 | 85 | 81 | 79 | 78 | 75 | 77 | 68 | 66 | 65 | 64 | 64 | 63 | 63 | 64 | 65
| Electric Engagement | industrial |  | Biomass boiler | Annual | uptake | 0 | 0 | 0 | 0 | 0 | 0 | 0 | 0 | 0 | 12 | 12 | 16 | 16 | 17 | 19 | 342 | 299 | 286 | 276 | 266 | 259 | 246 | 236 | 227 | 217 | 209 | 204 | 198 | 193 | 187
| Electric Engagement | industrial |  | Biomass CHP | Annual | uptake | 0 | 0 | 0 | 0 | 0 | 0 | 0 | 0 | 0 | 0 | 19 | 23 | 23 | 23 | 23 | 213 | 197 | 189 | 181 | 170 | 158 | 142 | 130 | 121 | 109 | 100 | 92 | 86 | 79 | 73
| Electric Engagement | industrial |  | Community | Annual | uptake | 389 | 238 | 234 | 250 | 231 | 221 | 211 | 200 | 187 | 205 | 203 | 55 | 38 | 38 | 38 | 243 | 225 | 211 | 197 | 185 | 172 | 155 | 144 | 135 | 122 | 114 | 106 | 99 | 92 | 86
| Electric Engagement | industrial |  | DH | Annual | uptake | 0 | 50 | 112 | 130 | 135 | 143 | 129 | 107 | 101 | 111 | 119 | 143 | 153 | 166 | 193 | 563 | 546 | 534 | 531 | 557 | 601 | 668 | 721 | 725 | 733 | 735 | 735 | 733 | 732 | 730
| Electric Engagement | industrial |  | Electric resistive | Annual | uptake | 3361 | 3071 | 2993 | 2780 | 2311 | 1619 | 1917 | 2491 | 3312 | 3567 | 3582 | 3545 | 2326 | 1217 | 1041 | 1803 | 1858 | 1918 | 1969 | 1979 | 1949 | 1837 | 1738 | 1677 | 1620 | 1541 | 1532 | 1446 | 1334 | 1260
| Electric Engagement | industrial |  | Electric storage | Annual | uptake | 0 | 0 | 0 | 0 | 0 | 0 | 0 | 0 | 0 | 19 | 19 | 23 | 23 | 24 | 24 | 225 | 201 | 192 | 183 | 174 | 164 | 150 | 140 | 133 | 123 | 115 | 110 | 105 | 99 | 94
| Electric Engagement | industrial |  | Gas boiler | Annual | uptake | 2511 | 2455 | 2493 | 2464 | 2280 | 2122 | 1529 | 1311 | 1238 | 1165 | 1138 | 1114 | 1127 | 1159 | 1173 | 0 | 0 | 0 | 0 | 0 | 0 | 0 | 0 | 0 | 0 | 0 | 0 | 0 | 0 | 0
| Electric Engagement | industrial |  | GSHP | Annual | uptake | 214 | 216 | 229 | 201 | 211 | 203 | 269 | 264 | 244 | 254 | 251 | 261 | 275 | 286 | 329 | 568 | 567 | 567 | 566 | 563 | 563 | 570 | 570 | 585 | 591 | 600 | 608 | 609 | 618 | 626
| Electric Engagement | industrial |  | Hybrid (ASHP + Biofuel boiler) | Annual | uptake | 0 | 0 | 59 | 73 | 100 | 192 | 122 | 110 | 49 | 47 | 47 | 56 | 138 | 213 | 231 | 229 | 243 | 254 | 261 | 263 | 292 | 318 | 340 | 356 | 369 | 382 | 385 | 393 | 405 | 412
| Electric Engagement | industrial |  | Hybrid (ASHP + Electric resistive) | Annual | uptake | 0 | 2020 | 462 | 687 | 1297 | 1384 | 1298 | 870 | 597 | 520 | 520 | 530 | 885 | 1122 | 1115 | 1276 | 1336 | 1380 | 1427 | 1480 | 1665 | 1805 | 1875 | 1920 | 1959 | 1988 | 2065 | 2119 | 2174 | 2193
| Electric Engagement | industrial |  | Oil boiler | Annual | uptake | 416 | 257 | 243 | 229 | 210 | 201 | 193 | 183 | 170 | 0 | 0 | 0 | 0 | 0 | 0 | 0 | 0 | 0 | 0 | 0 | 0 | 0 | 0 | 0 | 0 | 0 | 0 | 0 | 0 | 0
| Hydrogen Evolution | industrial |  | ASHP | Annual | uptake | 427 | 401 | 432 | 419 | 462 | 918 | 1134 | 992 | 901 | 825 | 749 | 976 | 1074 | 1056 | 1067 | 1002 | 1093 | 1150 | 1188 | 1230 | 1312 | 1362 | 1455 | 1546 | 1621 | 1695 | 1767 | 1827 | 1856 | 1877
| Hydrogen Evolution | industrial |  | Biofuel boiler | Annual | uptake | 0 | 1 | 1 | 1 | 2 | 4 | 11 | 9 | 9 | 10 | 10 | 9 | 9 | 8 | 8 | 69 | 45 | 34 | 29 | 26 | 24 | 5 | 6 | 7 | 9 | 12 | 14 | 17 | 20 | 25
| Hydrogen Evolution | industrial |  | Biomass boiler | Annual | uptake | 0 | 0 | 0 | 0 | 0 | 0 | 0 | 0 | 0 | 0 | 0 | 0 | 0 | 0 | 0 | 0 | 327 | 326 | 307 | 292 | 284 | 268 | 259 | 250 | 231 | 226 | 218 | 210 | 207 | 207
| Hydrogen Evolution | industrial |  | Biomass CHP | Annual | uptake | 0 | 0 | 0 | 0 | 0 | 0 | 0 | 0 | 0 | 0 | 0 | 0 | 0 | 0 | 0 | 1473 | 245 | 241 | 221 | 206 | 198 | 173 | 166 | 157 | 138 | 132 | 124 | 116 | 110 | 109
| Hydrogen Evolution | industrial |  | Community | Annual | uptake | 389 | 238 | 234 | 252 | 237 | 217 | 208 | 202 | 198 | 195 | 153 | 103 | 39 | 17 | 14 | 199 | 291 | 312 | 292 | 269 | 254 | 228 | 213 | 196 | 171 | 161 | 148 | 136 | 129 | 127
| Hydrogen Evolution | industrial |  | DH | Annual | uptake | 0 | 50 | 112 | 149 | 171 | 167 | 146 | 131 | 117 | 108 | 78 | 86 | 101 | 148 | 268 | 661 | 744 | 767 | 759 | 739 | 731 | 745 | 735 | 711 | 680 | 670 | 680 | 674 | 659 | 649
| Hydrogen Evolution | industrial |  | Electric resistive | Annual | uptake | 3361 | 3071 | 2993 | 3002 | 2768 | 1569 | 1746 | 2035 | 2496 | 3113 | 3565 | 2291 | 1371 | 926 | 597 | 871 | 854 | 869 | 898 | 904 | 860 | 781 | 716 | 677 | 688 | 726 | 539 | 393 | 295 | 241
| Hydrogen Evolution | industrial |  | Electric storage | Annual | uptake | 0 | 0 | 0 | 0 | 0 | 0 | 0 | 0 | 0 | 0 | 0 | 0 | 0 | 0 | 0 | 0 | 252 | 245 | 223 | 208 | 199 | 181 | 173 | 162 | 143 | 136 | 128 | 119 | 113 | 112
| Hydrogen Evolution | industrial |  | Gas boiler | Annual | uptake | 2511 | 2455 | 2493 | 2492 | 2486 | 2304 | 1785 | 1652 | 1563 | 1493 | 1089 | 1128 | 1155 | 1177 | 1125 | 0 | 0 | 0 | 0 | 0 | 0 | 0 | 0 | 0 | 0 | 0 | 0 | 0 | 0 | 0
| Hydrogen Evolution | industrial |  | GSHP | Annual | uptake | 214 | 216 | 229 | 189 | 184 | 218 | 282 | 266 | 257 | 246 | 240 | 252 | 287 | 374 | 432 | 442 | 503 | 525 | 523 | 517 | 521 | 511 | 507 | 502 | 498 | 500 | 493 | 483 | 474 | 468
| Hydrogen Evolution | industrial |  | Hybrid (ASHP + Biofuel boiler) | Annual | uptake | 0 | 0 | 59 | 54 | 68 | 183 | 132 | 94 | 64 | 53 | 45 | 99 | 172 | 178 | 191 | 200 | 210 | 219 | 230 | 236 | 252 | 270 | 282 | 284 | 289 | 296 | 308 | 322 | 322 | 321
| Hydrogen Evolution | industrial |  | Hybrid (ASHP + Electric resistive) | Annual | uptake | 0 | 2020 | 462 | 442 | 634 | 1417 | 1180 | 1056 | 852 | 637 | 333 | 505 | 558 | 540 | 526 | 507 | 590 | 643 | 679 | 717 | 818 | 946 | 997 | 1026 | 1043 | 1029 | 1125 | 1193 | 1221 | 1244
| Hydrogen Evolution | industrial |  | Hybrid (ASHP + Hydrogen boiler) | Annual | uptake | 0 | 0 | 0 | 0 | 0 | 0 | 0 | 0 | 0 | 0 | 0 | 256 | 353 | 380 | 448 | 385 | 526 | 626 | 685 | 746 | 823 | 929 | 990 | 1044 | 1071 | 1113 | 1154 | 1201 | 1215 | 1224
| Hydrogen Evolution | industrial |  | Hydrogen boiler | Annual | uptake | 0 | 0 | 0 | 0 | 0 | 0 | 0 | 0 | 0 | 0 | 0 | 298 | 350 | 519 | 716 | 1802 | 1045 | 800 | 800 | 796 | 783 | 696 | 701 | 704 | 783 | 805 | 917 | 949 | 941 | 907
| Hydrogen Evolution | industrial |  | Oil boiler | Annual | uptake | 416 | 257 | 243 | 247 | 225 | 200 | 194 | 189 | 183 | 179 | 135 | 145 | 157 | 158 | 155 | 0 | 0 | 0 | 0 | 0 | 0 | 0 | 0 | 0 | 0 | 0 | 0 | 0 | 0 | 0
| Counterfactual | industrial |  | ASHP | Annual | uptake | 427 | 401 | 432 | 406 | 407 | 619 | 555 | 534 | 531 | 521 | 514 | 705 | 909 | 1060 | 1087 | 1242 | 1327 | 1364 | 1372 | 1431 | 1492 | 1530 | 1587 | 1655 | 1718 | 1775 | 1805 | 1743 | 1777 | 1787
| Counterfactual | industrial |  | Biofuel boiler | Annual | uptake | 0 | 1 | 1 | 1 | 1 | 1 | 1 | 1 | 1 | 1 | 1 | 1 | 1 | 1 | 1 | 221 | 28 | 24 | 21 | 22 | 22 | 1 | 1 | 1 | 1 | 1 | 2 | 2 | 2 | 1
| Counterfactual | industrial |  | Biomass boiler | Annual | uptake | 0 | 0 | 0 | 0 | 0 | 0 | 0 | 0 | 0 | 0 | 0 | 0 | 0 | 0 | 1 | 80 | 6 | 1 | 0 | 0 | 0 | 3 | 0 | 0 | 1 | 6 | 4 | 3 | 0 | 0
| Counterfactual | industrial |  | Biomass CHP | Annual | uptake | 0 | 0 | 0 | 4 | 18 | 182 | 88 | 96 | 96 | 99 | 102 | 86 | 78 | 67 | 421 | 1595 | 222 | 2 | 2 | 7 | 8 | 6 | 5 | 5 | 4 | 4 | 2 | 1 | 1 | 1
| Counterfactual | industrial |  | Community | Annual | uptake | 389 | 238 | 234 | 463 | 587 | 608 | 317 | 245 | 225 | 213 | 204 | 66 | 14 | 2 | 0 | 0 | 0 | 0 | 0 | 0 | 0 | 0 | 0 | 0 | 0 | 0 | 0 | 0 | 0 | 0
| Counterfactual | industrial |  | DH | Annual | uptake | 0 | 50 | 112 | 54 | 74 | 94 | 109 | 106 | 95 | 91 | 88 | 102 | 121 | 152 | 296 | 526 | 613 | 654 | 686 | 692 | 750 | 758 | 758 | 766 | 775 | 793 | 814 | 854 | 866 | 852
| Counterfactual | industrial |  | Electric resistive | Annual | uptake | 3361 | 3071 | 2993 | 2819 | 2675 | 1860 | 2748 | 3098 | 3176 | 3364 | 3439 | 3164 | 2211 | 1901 | 1427 | 762 | 874 | 973 | 1068 | 1140 | 1130 | 1152 | 1144 | 1107 | 1090 | 1053 | 996 | 807 | 698 | 646
| Counterfactual | industrial |  | Electric storage | Annual | uptake | 0 | 0 | 0 | 0 | 0 | 0 | 0 | 0 | 0 | 0 | 0 | 0 | 0 | 0 | 0 | 0 | 0 | 0 | 0 | 0 | 0 | 0 | 0 | 0 | 0 | 0 | 0 | 0 | 0 | 0
| Counterfactual | industrial |  | Gas boiler | Annual | uptake | 2511 | 2455 | 2493 | 2493 | 2486 | 2412 | 2323 | 2321 | 2269 | 2258 | 2257 | 2087 | 2127 | 2130 | 2133 | 2355 | 2363 | 2385 | 2393 | 2348 | 2358 | 2260 | 2260 | 2254 | 2247 | 2237 | 2097 | 2192 | 2185 | 2168
| Counterfactual | industrial |  | GSHP | Annual | uptake | 214 | 216 | 229 | 218 | 207 | 204 | 194 | 177 | 172 | 168 | 166 | 238 | 243 | 260 | 323 | 484 | 454 | 412 | 368 | 349 | 356 | 353 | 358 | 360 | 363 | 372 | 375 | 386 | 392 | 388
| Counterfactual | industrial |  | Hybrid (ASHP + Biofuel boiler) | Annual | uptake | 0 | 0 | 59 | 43 | 44 | 99 | 45 | 44 | 46 | 47 | 48 | 56 | 80 | 163 | 194 | 251 | 285 | 295 | 299 | 292 | 302 | 309 | 316 | 323 | 330 | 337 | 343 | 353 | 361 | 361
| Counterfactual | industrial |  | Hybrid (ASHP + Electric resistive) | Annual | uptake | 0 | 2020 | 462 | 468 | 437 | 894 | 438 | 278 | 332 | 234 | 194 | 335 | 762 | 657 | 688 | 960 | 1050 | 1091 | 1104 | 1110 | 1244 | 1399 | 1346 | 1286 | 1221 | 1165 | 1265 | 1349 | 1386 | 1368
| Counterfactual | industrial |  | Oil boiler | Annual | uptake | 416 | 257 | 243 | 315 | 315 | 290 | 276 | 254 | 233 | 219 | 208 | 267 | 272 | 264 | 248 | 76 | 70 | 63 | 57 | 50 | 47 | 45 | 42 | 40 | 38 | 35 | 43 | 45 | 44 | 44
| Five Year Forecast | industrial |  | ASHP | Annual | uptake | 427 | 401 | 432 | 475 | 502 | 794 | 1013 | 863 | 1003 | 976
| Five Year Forecast | industrial |  | Biofuel boiler | Annual | uptake | 0 | 1 | 1 | 1 | 1 | 4 | 26 | 74 | 108 | 110
| Five Year Forecast | industrial |  | Biomass boiler | Annual | uptake | 0 | 0 | 0 | 0 | 0 | 0 | 0 | 0 | 0 | 0
| Five Year Forecast | industrial |  | Biomass CHP | Annual | uptake | 0 | 0 | 0 | 1 | 2 | 5 | 1 | 1 | 0 | 0
| Five Year Forecast | industrial |  | Community | Annual | uptake | 389 | 238 | 234 | 249 | 240 | 225 | 216 | 207 | 195 | 184
| Five Year Forecast | industrial |  | DH | Annual | uptake | 0 | 50 | 112 | 139 | 163 | 173 | 150 | 137 | 116 | 103
| Five Year Forecast | industrial |  | Electric resistive | Annual | uptake | 3361 | 3071 | 2993 | 2778 | 2622 | 1813 | 2045 | 2350 | 2458 | 2979
| Five Year Forecast | industrial |  | Electric storage | Annual | uptake | 0 | 0 | 0 | 0 | 0 | 0 | 0 | 0 | 0 | 0
| Five Year Forecast | industrial |  | Gas boiler | Annual | uptake | 2511 | 2455 | 2493 | 2492 | 2480 | 2375 | 1957 | 1910 | 1633 | 1449
| Five Year Forecast | industrial |  | GSHP | Annual | uptake | 214 | 216 | 229 | 233 | 221 | 225 | 302 | 279 | 279 | 282
| Five Year Forecast | industrial |  | Hybrid (ASHP + Biofuel boiler) | Annual | uptake | 0 | 0 | 59 | 64 | 74 | 147 | 104 | 71 | 86 | 80
| Five Year Forecast | industrial |  | Hybrid (ASHP + Electric resistive) | Annual | uptake | 0 | 2020 | 462 | 595 | 669 | 1115 | 946 | 847 | 829 | 657
| Five Year Forecast | industrial |  | Oil boiler | Annual | uptake | 416 | 257 | 243 | 230 | 218 | 203 | 197 | 190 | 178 | 164
| Holistic Transition | residential |  | Savings from Behaviour and Insulation | Cumulative Annual | TWh | 0 | 1.263 | 38.567 | 40.618 | 29.815 | 33.26 | 37.493 | 41.808 | 46.206 | 51.216 | 56.257 | 61.357 | 66.634 | 71.726 | 76.859 | 82.034 | 84.159 | 85.543 | 86.764 | 88.044 | 89.335 | 90.68 | 92.036 | 93.439 | 94.573 | 95.769 | 97.005 | 98.325 | 99.875 | 101.496 | 103.172
| Electric Engagement | residential |  | Savings from Behaviour and Insulation | Cumulative Annual | TWh | 0 | 1.263 | 38.567 | 40.691 | 29.76 | 33.138 | 37.344 | 41.609 | 45.876 | 50.703 | 55.434 | 60.155 | 65.067 | 69.989 | 74.935 | 79.98 | 82.093 | 83.447 | 84.683 | 85.955 | 87.308 | 88.698 | 90.154 | 91.698 | 92.999 | 94.475 | 96.051 | 97.704 | 99.439 | 101.277 | 103.126
| Hydrogen Evolution | residential |  | Savings from Behaviour and Insulation | Cumulative Annual | TWh | 0 | 1.263 | 38.567 | 42.003 | 29.656 | 14.391 | 18.811 | 23.401 | 28.099 | 33.313 | 38.752 | 44.227 | 49.948 | 55.683 | 61.434 | 67.209 | 69.463 | 71.001 | 72.517 | 74 | 75.484 | 76.99 | 78.469 | 79.929 | 81.14 | 82.277 | 83.487 | 84.692 | 85.944 | 87.243 | 88.656
| Counterfactual | residential |  | Savings from Behaviour and Insulation | Cumulative Annual | TWh | 0 | 1.263 | 38.567 | 40.98 | 27.941 | 11.699 | 14.675 | 17.597 | 20.48 | 23.327 | 26.147 | 28.96 | 31.84 | 34.719 | 37.605 | 40.498 | 41.337 | 41.86 | 42.225 | 42.556 | 42.969 | 43.441 | 43.94 | 44.457 | 45.03 | 45.66 | 46.358 | 47.172 | 48.009 | 48.851 | 49.701
| Five Year Forecast | residential |  | Savings from Behaviour and Insulation | Cumulative Annual | TWh | 0 | 1.263 | 38.567 | 42.007 | 29.659 | 14.415 | 18.525 | 22.623 | 26.658 | 30.732
| Holistic Transition | residential |  | Savings from Behaviour | Cumulative Annual | TWh | 0 | 0 | 35.226 | 33.441 | 18.971 | 18.861 | 18.701 | 18.535 | 18.365 | 18.155 | 17.943 | 17.728 | 17.501 | 17.286 | 17.068 | 16.848 | 16.822 | 16.844 | 16.876 | 16.905 | 16.932 | 16.956 | 16.98 | 17 | 17.038 | 17.072 | 17.103 | 17.129 | 17.14 | 17.146 | 17.149
| Electric Engagement | residential |  | Savings from Behaviour | Cumulative Annual | TWh | 0 | 0 | 35.226 | 33.432 | 18.974 | 18.869 | 18.71 | 18.548 | 18.386 | 18.188 | 17.996 | 17.804 | 17.601 | 17.397 | 17.191 | 16.979 | 16.954 | 16.978 | 17.009 | 17.038 | 17.062 | 17.083 | 17.1 | 17.112 | 17.139 | 17.154 | 17.164 | 17.168 | 17.168 | 17.16 | 17.152
| Hydrogen Evolution | residential |  | Savings from Behaviour | Cumulative Annual | TWh | 0 | 0 | 35.226 | 35.014 | 18.981 | 0 | 0 | 0 | 0 | 0 | 0 | 0 | 0 | 0 | 0 | 0 | 0 | 0 | 0 | 0 | 0 | 0 | 0 | 0 | 0 | 0 | 0 | 0 | 0 | 0 | 0
| Counterfactual | residential |  | Savings from Behaviour | Cumulative Annual | TWh | 0 | 0 | 35.226 | 35.141 | 19.09 | 0 | 0 | 0 | 0 | 0 | 0 | 0 | 0 | 0 | 0 | 0 | 0 | 0 | 0 | 0 | 0 | 0 | 0 | 0 | 0 | 0 | 0 | 0 | 0 | 0 | 0
| Five Year Forecast | residential |  | Savings from Behaviour | Cumulative Annual | TWh | 0 | 0 | 35.226 | 35.014 | 18.981 | 0 | 0 | 0 | 0 | 0
| Holistic Transition | residential |  | Savings from Insulation | Cumulative Annual | TWh | 0 | 1.263 | 3.341 | 7.177 | 10.844 | 14.399 | 18.792 | 23.273 | 27.841 | 33.061 | 38.314 | 43.629 | 49.133 | 54.44 | 59.791 | 65.186 | 67.337 | 68.699 | 69.888 | 71.139 | 72.403 | 73.724 | 75.056 | 76.439 | 77.535 | 78.697 | 79.902 | 81.196 | 82.735 | 84.35 | 86.023
| Electric Engagement | residential |  | Savings from Insulation | Cumulative Annual | TWh | 0 | 1.263 | 3.341 | 7.259 | 10.786 | 14.269 | 18.634 | 23.061 | 27.49 | 32.515 | 37.438 | 42.351 | 47.466 | 52.592 | 57.744 | 63.001 | 65.139 | 66.469 | 67.674 | 68.917 | 70.246 | 71.615 | 73.054 | 74.586 | 75.86 | 77.321 | 78.887 | 80.536 | 82.271 | 84.117 | 85.974
| Hydrogen Evolution | residential |  | Savings from Insulation | Cumulative Annual | TWh | 0 | 1.263 | 3.341 | 6.989 | 10.675 | 14.391 | 18.811 | 23.401 | 28.099 | 33.313 | 38.752 | 44.227 | 49.948 | 55.683 | 61.434 | 67.209 | 69.463 | 71.001 | 72.517 | 74 | 75.484 | 76.99 | 78.469 | 79.929 | 81.14 | 82.277 | 83.487 | 84.692 | 85.944 | 87.243 | 88.656
| Counterfactual | residential |  | Savings from Insulation | Cumulative Annual | TWh | 0 | 1.263 | 3.341 | 5.839 | 8.851 | 11.699 | 14.675 | 17.597 | 20.48 | 23.327 | 26.147 | 28.96 | 31.84 | 34.719 | 37.605 | 40.498 | 41.337 | 41.86 | 42.225 | 42.556 | 42.969 | 43.441 | 43.94 | 44.457 | 45.03 | 45.66 | 46.358 | 47.172 | 48.009 | 48.851 | 49.701
| Five Year Forecast | residential |  | Savings from Insulation | Cumulative Annual | TWh | 0 | 1.263 | 3.341 | 6.993 | 10.678 | 14.415 | 18.525 | 22.623 | 26.658 | 30.732
| Holistic Transition | commercial |  | Savings from Behaviour and Insulation | Cumulative Annual | TWh | 0 | 0.801 | 4.675 | 4.838 | 5.962 | 6.959 | 8.023 | 9.159 | 10.372 | 11.624 | 12.985 | 14.409 | 15.754 | 17.044 | 18.312 | 19.6 | 20.219 | 20.852 | 21.287 | 21.682 | 22.009 | 22.224 | 22.341 | 22.381 | 22.433 | 22.42 | 22.422 | 22.442 | 22.502 | 22.557 | 22.618
| Electric Engagement | commercial |  | Savings from Behaviour and Insulation | Cumulative Annual | TWh | 0 | 0.801 | 4.675 | 4.875 | 5.985 | 7.003 | 8.09 | 9.2 | 10.342 | 11.456 | 12.637 | 13.862 | 14.977 | 16.129 | 17.274 | 18.403 | 19.183 | 19.738 | 20.149 | 20.524 | 20.841 | 21.063 | 21.271 | 21.47 | 21.706 | 21.869 | 22.018 | 22.178 | 22.263 | 22.332 | 22.486
| Hydrogen Evolution | commercial |  | Savings from Behaviour and Insulation | Cumulative Annual | TWh | 0 | 0.801 | 4.675 | 2.176 | 3.483 | 4.458 | 5.504 | 6.605 | 7.706 | 8.802 | 9.907 | 11.058 | 12.267 | 13.538 | 14.843 | 16.163 | 16.882 | 17.644 | 18.385 | 19.018 | 19.592 | 20.06 | 20.465 | 20.863 | 21.297 | 21.731 | 22.035 | 22.333 | 22.627 | 22.867 | 23.27
| Counterfactual | commercial |  | Savings from Behaviour and Insulation | Cumulative Annual | TWh | 0 | 0.801 | 4.675 | 2.416 | 3.451 | 4.423 | 5.446 | 6.432 | 7.415 | 8.385 | 9.339 | 10.287 | 11.252 | 12.22 | 13.17 | 14.104 | 14.285 | 14.458 | 14.613 | 14.74 | 14.831 | 14.965 | 15.079 | 15.185 | 15.316 | 15.457 | 15.565 | 15.611 | 15.666 | 15.718 | 15.877
| Five Year Forecast | commercial |  | Savings from Behaviour and Insulation | Cumulative Annual | TWh | 0 | 0.801 | 4.675 | 2.564 | 3.475 | 4.457 | 5.492 | 6.536 | 7.566 | 8.566
| Holistic Transition | commercial |  | Savings from Behaviour | Cumulative Annual | TWh | 0 | 0 | 3.014 | 2.42 | 2.42 | 2.423 | 2.425 | 2.425 | 2.423 | 2.42 | 2.414 | 2.407 | 2.402 | 2.398 | 2.394 | 2.39 | 2.403 | 2.415 | 2.433 | 2.451 | 2.471 | 2.494 | 2.519 | 2.546 | 2.572 | 2.599 | 2.627 | 2.653 | 2.679 | 2.704 | 2.727
| Electric Engagement | commercial |  | Savings from Behaviour | Cumulative Annual | TWh | 0 | 0 | 3.014 | 2.419 | 2.419 | 2.422 | 2.423 | 2.424 | 2.423 | 2.424 | 2.423 | 2.42 | 2.421 | 2.42 | 2.42 | 2.42 | 2.429 | 2.443 | 2.461 | 2.48 | 2.501 | 2.524 | 2.546 | 2.568 | 2.59 | 2.614 | 2.638 | 2.662 | 2.686 | 2.712 | 2.733
| Hydrogen Evolution | commercial |  | Savings from Behaviour | Cumulative Annual | TWh | 0 | 0 | 3.014 | 0 | 0 | 0 | 0 | 0 | 0 | 0 | 0 | 0 | 0 | 0 | 0 | 0 | 0 | 0 | 0 | 0 | 0 | 0 | 0 | 0 | 0 | 0 | 0 | 0 | 0 | 0 | 0
| Counterfactual | commercial |  | Savings from Behaviour | Cumulative Annual | TWh | 0 | 0 | 3.014 | 0 | 0 | 0 | 0 | 0 | 0 | 0 | 0 | 0 | 0 | 0 | 0 | 0 | 0 | 0 | 0 | 0 | 0 | 0 | 0 | 0 | 0 | 0 | 0 | 0 | 0 | 0 | 0
| Five Year Forecast | commercial |  | Savings from Behaviour | Cumulative Annual | TWh | 0 | 0 | 3.014 | 0 | 0 | 0 | 0 | 0 | 0 | 0
| Holistic Transition | commercial |  | Savings from Insulation | Cumulative Annual | TWh | 0 | 0.801 | 1.662 | 2.418 | 3.542 | 4.536 | 5.598 | 6.734 | 7.949 | 9.204 | 10.571 | 12.002 | 13.352 | 14.646 | 15.918 | 17.21 | 17.816 | 18.437 | 18.854 | 19.231 | 19.537 | 19.729 | 19.822 | 19.836 | 19.861 | 19.821 | 19.796 | 19.789 | 19.823 | 19.853 | 19.891
| Electric Engagement | commercial |  | Savings from Insulation | Cumulative Annual | TWh | 0 | 0.801 | 1.662 | 2.457 | 3.566 | 4.58 | 5.667 | 6.777 | 7.919 | 9.032 | 10.214 | 11.442 | 12.556 | 13.709 | 14.855 | 15.983 | 16.754 | 17.295 | 17.688 | 18.044 | 18.34 | 18.54 | 18.725 | 18.902 | 19.116 | 19.255 | 19.38 | 19.516 | 19.577 | 19.62 | 19.753
| Hydrogen Evolution | commercial |  | Savings from Insulation | Cumulative Annual | TWh | 0 | 0.801 | 1.662 | 2.176 | 3.483 | 4.458 | 5.504 | 6.605 | 7.706 | 8.802 | 9.907 | 11.058 | 12.267 | 13.538 | 14.843 | 16.163 | 16.882 | 17.644 | 18.385 | 19.018 | 19.592 | 20.06 | 20.465 | 20.863 | 21.297 | 21.731 | 22.035 | 22.333 | 22.627 | 22.867 | 23.27
| Counterfactual | commercial |  | Savings from Insulation | Cumulative Annual | TWh | 0 | 0.801 | 1.662 | 2.416 | 3.451 | 4.423 | 5.446 | 6.432 | 7.415 | 8.385 | 9.339 | 10.287 | 11.252 | 12.22 | 13.17 | 14.104 | 14.285 | 14.458 | 14.613 | 14.74 | 14.831 | 14.965 | 15.079 | 15.185 | 15.316 | 15.457 | 15.565 | 15.611 | 15.666 | 15.718 | 15.877
| Five Year Forecast | commercial |  | Savings from Insulation | Cumulative Annual | TWh | 0 | 0.801 | 1.662 | 2.564 | 3.475 | 4.457 | 5.492 | 6.536 | 7.566 | 8.566
| Holistic Transition | industrial |  | Savings from Behaviour and Insulation | Cumulative Annual | TWh | 0 | 0.136 | 0.758 | 0.585 | 0.885 | 1.005 | 1.132 | 1.262 | 1.402 | 1.554 | 1.716 | 1.88 | 2.048 | 2.215 | 2.382 | 2.55 | 2.639 | 2.734 | 2.819 | 2.89 | 2.958 | 3.052 | 3.163 | 3.259 | 3.305 | 3.355 | 3.372 | 3.384 | 3.405 | 3.428 | 3.45
| Electric Engagement | industrial |  | Savings from Behaviour and Insulation | Cumulative Annual | TWh | 0 | 0.136 | 0.758 | 0.581 | 0.871 | 0.991 | 1.115 | 1.235 | 1.355 | 1.47 | 1.585 | 1.699 | 1.818 | 1.943 | 2.078 | 2.251 | 2.325 | 2.435 | 2.531 | 2.61 | 2.689 | 2.76 | 2.819 | 2.883 | 2.931 | 3.029 | 3.096 | 3.261 | 3.437 | 3.57 | 3.591
| Hydrogen Evolution | industrial |  | Savings from Behaviour and Insulation | Cumulative Annual | TWh | 0 | 0.136 | 0.758 | 0.309 | 0.457 | 0.579 | 0.705 | 0.835 | 0.965 | 1.094 | 1.221 | 1.349 | 1.484 | 1.628 | 1.789 | 1.965 | 2.053 | 2.171 | 2.276 | 2.383 | 2.447 | 2.539 | 2.629 | 2.726 | 2.813 | 2.881 | 3.04 | 3.217 | 3.367 | 3.486 | 3.448
| Counterfactual | industrial |  | Savings from Behaviour and Insulation | Cumulative Annual | TWh | 0 | 0.136 | 0.758 | 0.289 | 0.466 | 0.588 | 0.716 | 0.839 | 0.96 | 1.078 | 1.194 | 1.308 | 1.419 | 1.526 | 1.631 | 1.742 | 1.777 | 1.81 | 1.839 | 1.866 | 1.918 | 1.883 | 1.856 | 1.85 | 1.836 | 1.828 | 1.852 | 1.926 | 1.974 | 2.016 | 1.974
| Five Year Forecast | industrial |  | Savings from Behaviour and Insulation | Cumulative Annual | TWh | 0 | 0.136 | 0.758 | 0.311 | 0.464 | 0.585 | 0.711 | 0.836 | 0.96 | 1.078
| Holistic Transition | industrial |  | Savings from Behaviour | Cumulative Annual | TWh | 0 | 0 | 0.522 | 0.422 | 0.418 | 0.418 | 0.418 | 0.418 | 0.417 | 0.416 | 0.415 | 0.414 | 0.413 | 0.412 | 0.411 | 0.41 | 0.41 | 0.411 | 0.412 | 0.412 | 0.413 | 0.413 | 0.413 | 0.414 | 0.416 | 0.419 | 0.423 | 0.426 | 0.43 | 0.434 | 0.441
| Electric Engagement | industrial |  | Savings from Behaviour | Cumulative Annual | TWh | 0 | 0 | 0.522 | 0.422 | 0.418 | 0.418 | 0.418 | 0.418 | 0.418 | 0.418 | 0.419 | 0.419 | 0.419 | 0.419 | 0.418 | 0.417 | 0.418 | 0.418 | 0.418 | 0.418 | 0.418 | 0.419 | 0.421 | 0.423 | 0.425 | 0.426 | 0.427 | 0.427 | 0.427 | 0.428 | 0.434
| Hydrogen Evolution | industrial |  | Savings from Behaviour | Cumulative Annual | TWh | 0 | 0 | 0.522 | 0 | 0 | 0 | 0 | 0 | 0 | 0 | 0 | 0 | 0 | 0 | 0 | 0 | 0 | 0 | 0 | 0 | 0 | 0 | 0 | 0 | 0 | 0 | 0 | 0 | 0 | 0 | 0
| Counterfactual | industrial |  | Savings from Behaviour | Cumulative Annual | TWh | 0 | 0 | 0.522 | 0 | 0 | 0 | 0 | 0 | 0 | 0 | 0 | 0 | 0 | 0 | 0 | 0 | 0 | 0 | 0 | 0 | 0 | 0 | 0 | 0 | 0 | 0 | 0 | 0 | 0 | 0 | 0
| Five Year Forecast | industrial |  | Savings from Behaviour | Cumulative Annual | TWh | 0 | 0 | 0.522 | 0 | 0 | 0 | 0 | 0 | 0 | 0
| Holistic Transition | industrial |  | Savings from Insulation | Cumulative Annual | TWh | 0 | 0.136 | 0.236 | 0.163 | 0.467 | 0.587 | 0.714 | 0.845 | 0.985 | 1.138 | 1.301 | 1.466 | 1.634 | 1.803 | 1.971 | 2.14 | 2.229 | 2.323 | 2.407 | 2.477 | 2.546 | 2.639 | 2.749 | 2.845 | 2.889 | 2.936 | 2.95 | 2.958 | 2.975 | 2.994 | 3.009
| Electric Engagement | industrial |  | Savings from Insulation | Cumulative Annual | TWh | 0 | 0.136 | 0.236 | 0.159 | 0.453 | 0.573 | 0.696 | 0.817 | 0.936 | 1.052 | 1.166 | 1.281 | 1.399 | 1.525 | 1.66 | 1.834 | 1.908 | 2.017 | 2.113 | 2.192 | 2.271 | 2.342 | 2.398 | 2.46 | 2.506 | 2.603 | 2.669 | 2.834 | 3.011 | 3.142 | 3.157
| Hydrogen Evolution | industrial |  | Savings from Insulation | Cumulative Annual | TWh | 0 | 0.136 | 0.236 | 0.309 | 0.457 | 0.579 | 0.705 | 0.835 | 0.965 | 1.094 | 1.221 | 1.349 | 1.484 | 1.628 | 1.789 | 1.965 | 2.053 | 2.171 | 2.276 | 2.383 | 2.447 | 2.539 | 2.629 | 2.726 | 2.813 | 2.881 | 3.04 | 3.217 | 3.367 | 3.486 | 3.448
| Counterfactual | industrial |  | Savings from Insulation | Cumulative Annual | TWh | 0 | 0.136 | 0.236 | 0.289 | 0.466 | 0.588 | 0.716 | 0.839 | 0.96 | 1.078 | 1.194 | 1.308 | 1.419 | 1.526 | 1.631 | 1.742 | 1.777 | 1.81 | 1.839 | 1.866 | 1.918 | 1.883 | 1.856 | 1.85 | 1.836 | 1.828 | 1.852 | 1.926 | 1.974 | 2.016 | 1.974
| Five Year Forecast | industrial |  | Savings from Insulation | Cumulative Annual | TWh | 0 | 0.136 | 0.236 | 0.311 | 0.464 | 0.585 | 0.711 | 0.836 | 0.96 | 1.078
| Holistic Transition | residential |  | Thermal demand | Annual | TWh | 320.127 | 320.588 | 285.008 | 284.681 | 297.208 | 295.487 | 292.978 | 290.387 | 287.713 | 284.427 | 281.11 | 277.733 | 274.181 | 270.813 | 267.404 | 263.952 | 263.552 | 263.892 | 264.394 | 264.839 | 265.272 | 265.65 | 266.018 | 266.34 | 266.929 | 267.457 | 267.945 | 268.349 | 268.523 | 268.626 | 268.674
| Electric Engagement | residential |  | Thermal demand | Annual | TWh | 320.127 | 320.588 | 285.008 | 284.608 | 297.263 | 295.609 | 293.127 | 290.586 | 288.043 | 284.939 | 281.933 | 278.936 | 275.748 | 272.549 | 269.328 | 266.006 | 265.618 | 265.988 | 266.476 | 266.927 | 267.299 | 267.632 | 267.9 | 268.08 | 268.504 | 268.752 | 268.9 | 268.97 | 268.959 | 268.845 | 268.72
| Hydrogen Evolution | residential |  | Thermal demand | Annual | TWh | 320.127 | 320.588 | 285.008 | 283.296 | 297.367 | 314.356 | 311.66 | 308.794 | 305.82 | 302.33 | 298.615 | 294.864 | 290.867 | 286.856 | 282.829 | 278.778 | 278.248 | 278.434 | 278.642 | 278.883 | 279.123 | 279.341 | 279.586 | 279.849 | 280.362 | 280.949 | 281.463 | 281.983 | 282.454 | 282.879 | 283.191
| Counterfactual | residential |  | Thermal demand | Annual | TWh | 320.127 | 320.588 | 285.008 | 284.319 | 299.082 | 317.048 | 315.796 | 314.598 | 313.439 | 312.316 | 311.22 | 310.13 | 308.975 | 307.82 | 306.658 | 305.488 | 306.374 | 307.575 | 308.934 | 310.327 | 311.637 | 312.89 | 314.115 | 315.321 | 316.472 | 317.567 | 318.592 | 319.502 | 320.389 | 321.272 | 322.145
| Five Year Forecast | residential |  | Thermal demand | Annual | TWh | 320.127 | 320.588 | 285.008 | 283.292 | 297.364 | 314.332 | 311.946 | 309.572 | 307.261 | 304.911
| Holistic Transition | commercial |  | Thermal demand | Annual | TWh | 99.854 | 100.184 | 97.44 | 98.408 | 98.413 | 98.547 | 98.613 | 98.607 | 98.524 | 98.403 | 98.172 | 97.878 | 97.664 | 97.504 | 97.366 | 97.208 | 97.726 | 98.223 | 98.925 | 99.674 | 100.503 | 101.434 | 102.44 | 103.527 | 104.606 | 105.711 | 106.813 | 107.894 | 108.926 | 109.95 | 110.889
| Electric Engagement | commercial |  | Thermal demand | Annual | TWh | 99.854 | 100.184 | 97.44 | 98.37 | 98.39 | 98.503 | 98.546 | 98.566 | 98.555 | 98.571 | 98.521 | 98.425 | 98.442 | 98.419 | 98.405 | 98.407 | 98.77 | 99.346 | 100.077 | 100.862 | 101.712 | 102.629 | 103.538 | 104.45 | 105.344 | 106.301 | 107.281 | 108.236 | 109.241 | 110.273 | 111.152
| Hydrogen Evolution | commercial |  | Thermal demand | Annual | TWh | 99.854 | 100.184 | 97.44 | 101.069 | 100.892 | 101.047 | 101.131 | 101.161 | 101.19 | 101.224 | 101.25 | 101.229 | 101.151 | 101.01 | 100.835 | 100.645 | 101.074 | 101.445 | 101.837 | 102.347 | 102.986 | 103.676 | 104.375 | 105.068 | 105.743 | 106.444 | 107.279 | 108.089 | 108.914 | 109.771 | 110.441
| Counterfactual | commercial |  | Thermal demand | Annual | TWh | 99.854 | 100.184 | 97.44 | 100.829 | 100.924 | 101.082 | 101.189 | 101.333 | 101.481 | 101.641 | 101.817 | 102 | 102.165 | 102.328 | 102.507 | 102.704 | 103.654 | 104.614 | 105.593 | 106.598 | 107.633 | 108.627 | 109.642 | 110.659 | 111.655 | 112.646 | 113.676 | 114.751 | 115.834 | 116.929 | 117.887
| Five Year Forecast | commercial |  | Thermal demand | Annual | TWh | 99.854 | 100.184 | 97.44 | 100.68 | 100.899 | 101.048 | 101.143 | 101.23 | 101.329 | 101.46
| Holistic Transition | industrial |  | Thermal demand | Annual | TWh | 17.395 | 17.381 | 16.88 | 17.174 | 16.996 | 16.996 | 16.991 | 16.982 | 16.963 | 16.932 | 16.892 | 16.849 | 16.803 | 16.757 | 16.712 | 16.665 | 16.687 | 16.715 | 16.741 | 16.772 | 16.788 | 16.795 | 16.814 | 16.844 | 16.917 | 17.044 | 17.184 | 17.336 | 17.492 | 17.664 | 17.949
| Electric Engagement | industrial |  | Thermal demand | Annual | TWh | 17.395 | 17.381 | 16.88 | 17.178 | 17.009 | 17.011 | 17.008 | 17.009 | 17.011 | 17.016 | 17.023 | 17.029 | 17.032 | 17.027 | 17.014 | 16.962 | 16.99 | 17.001 | 17.009 | 17.008 | 16.999 | 17.035 | 17.117 | 17.202 | 17.276 | 17.313 | 17.37 | 17.349 | 17.35 | 17.399 | 17.656
| Hydrogen Evolution | industrial |  | Thermal demand | Annual | TWh | 17.395 | 17.381 | 16.88 | 17.451 | 17.424 | 17.423 | 17.418 | 17.41 | 17.401 | 17.393 | 17.388 | 17.381 | 17.367 | 17.344 | 17.304 | 17.249 | 17.24 | 17.24 | 17.251 | 17.244 | 17.183 | 17.192 | 17.262 | 17.341 | 17.408 | 17.454 | 17.405 | 17.38 | 17.369 | 17.418 | 17.676
| Counterfactual | industrial |  | Thermal demand | Annual | TWh | 17.395 | 17.381 | 16.88 | 17.471 | 17.415 | 17.415 | 17.408 | 17.406 | 17.406 | 17.41 | 17.415 | 17.422 | 17.433 | 17.446 | 17.463 | 17.474 | 17.558 | 17.642 | 17.73 | 17.821 | 17.896 | 18.057 | 18.206 | 18.345 | 18.483 | 18.611 | 18.698 | 18.758 | 18.838 | 18.911 | 19.111
| Five Year Forecast | industrial |  | Thermal demand | Annual | TWh | 17.395 | 17.381 | 16.88 | 17.449 | 17.417 | 17.418 | 17.413 | 17.41 | 17.407 | 17.41
| Five Year Forecast | Total end-use residential gas demand | gas | Residential demand | Annuals | GWh | 375621.817 | 351985.3767 | 307069.5863 | 292305.2041 | 305000.1651 | 320536.8724 | 315620.4301 | 310640.7462 | 305330.0991 | 299424.2116
| Holistic Transition | Total end-use residential gas demand | gas | Residential demand | Annuals | GWh | 375621.817 | 351985.3767 | 307069.5863 | 292305.2041 | 303411.9474 | 299678.8516 | 295042.1047 | 289624.2433 | 283406.7767 | 275351.913 | 266078.0976 | 255219.4215 | 243386.8347 | 229539.2088 | 215065.2823 | 199845.7866 | 181196.8189 | 162926.4687 | 144869.5781 | 127028.4696 | 109417.1104 | 92798.5787 | 77055.8472 | 62206.1278 | 49236.1719 | 37556.92 | 27515.6981 | 18530.8722 | 11591.5842 | 5376.9668 | 0
| Hydrogen Evolution | Total end-use residential gas demand | gas | Residential demand | Annuals | GWh | 375621.817 | 351985.3767 | 307069.5863 | 292305.2041 | 305000.7985 | 320530.9136 | 315612.7371 | 310194.4142 | 304085.0998 | 296600.421 | 287511.3639 | 275195.3483 | 261495.9345 | 246618.0363 | 231079.4292 | 215059.3306 | 195091.7299 | 175585.4374 | 156322.9362 | 137275.7732 | 118354.1439 | 100512.6931 | 83295.4841 | 66883.2725 | 51924.7409 | 38636.2942 | 28555.3343 | 19932.6269 | 12573.1802 | 5985.7032 | 0
| Electric Engagement | Total end-use residential gas demand | gas | Residential demand | Annuals | GWh | 375621.817 | 351985.3767 | 307069.5863 | 292305.2041 | 303389.4669 | 299623.621 | 294987.3009 | 289821.0992 | 283599.5486 | 275451.4648 | 265624.7967 | 253883.6819 | 241208.9524 | 227714.9865 | 213365.842 | 198686.925 | 180041.3656 | 161773.9488 | 143727.2937 | 125910.899 | 108334.0515 | 91718.4702 | 75739.6635 | 60897.2713 | 48019.4377 | 36869.4193 | 27670.6592 | 19489.7199 | 12217.3898 | 5887.3872 | 0
| Counterfactual | Total end-use residential gas demand | gas | Residential demand | Annuals | GWh | 375621.817 | 351985.3767 | 307069.5863 | 292305.2041 | 305962.3859 | 322701.3745 | 319502.4076 | 316380.8131 | 313329.8269 | 310339.4896 | 307399.7011 | 304506.1867 | 301222.6585 | 297961.2684 | 294719.4458 | 291495.143 | 289647.5593 | 286553.6102 | 282790.3985 | 277425.2579 | 270715.3718 | 263475.3854 | 256167.6929 | 248750.2868 | 241019.3223 | 232930.0207 | 224287.5139 | 215609.3189 | 206556.5354 | 197184.0967 | 187660.6576
| Five Year Forecast | Annual end-use gas demand from the commercial sector | gas | Commercial demand | Annuals | GWh | 91791.92 | 98152.35 | 88678.49 | 85378.9119 | 86793.5998 | 87673.1566 | 88184.2561 | 87380.5782 | 85574.4578 | 83447.5687
| Holistic Transition | Annual end-use gas demand from the commercial sector | gas | Commercial demand | Annuals | GWh | 91791.92 | 98152.35 | 88678.49 | 83459.3164 | 84858.1285 | 84824.6349 | 84125.3089 | 81844.4067 | 79357.2912 | 76575.551 | 73312.0856 | 69738.8021 | 66033.1063 | 62232.0083 | 58355.6592 | 54386.3021 | 48737.5218 | 43203.0916 | 37700.6377 | 32247.3464 | 27639.6956 | 23153.473 | 19411.9682 | 15904.888 | 12696.191 | 10257.0791 | 8086.6141 | 6029.8556 | 4056.0313 | 2141.9277 | 270.0655
| Hydrogen Evolution | Annual end-use gas demand from the commercial sector | gas | Commercial demand | Annuals | GWh | 91791.92 | 98152.35 | 88678.49 | 85370.4649 | 86778.3652 | 87649.2167 | 88090.387 | 87609.2389 | 85574.335 | 83393.8896 | 81062.7422 | 78146.9566 | 74819.4352 | 71475.4746 | 68084.3554 | 64541.577 | 58753.9147 | 53073.9185 | 47387.7812 | 41730.9119 | 36184.3372 | 30775.5785 | 26092.9005 | 21863.9786 | 17784.9943 | 13911.7332 | 10627.6355 | 7747.1921 | 4940.0571 | 2182.2118 | 0
| Electric Engagement | Annual end-use gas demand from the commercial sector | gas | Commercial demand | Annuals | GWh | 91791.92 | 98152.35 | 88678.49 | 83466.0038 | 84864.0719 | 85291.5061 | 85182.2319 | 83397.7741 | 80724.3432 | 77822.0163 | 74610.7144 | 71292.7831 | 67779.8023 | 64205.4032 | 60596.0061 | 56902.5571 | 51263.4456 | 45728.247 | 40210.0033 | 34748.5714 | 29515.9511 | 24441.1026 | 20182.7408 | 16827.9599 | 13706.9255 | 11252.1066 | 8835.8038 | 6595.6812 | 4417.6603 | 2256.0037 | 73.0794
| Counterfactual | Annual end-use gas demand from the commercial sector | gas | Commercial demand | Annuals | GWh | 91791.92 | 98152.35 | 88678.49 | 85400.8606 | 87133.5751 | 88713.459 | 90067.2454 | 91273.0421 | 90764.0867 | 90193.4818 | 89575.9649 | 89039.0002 | 88229.9627 | 87470.2681 | 86732.6134 | 86054.8482 | 85985.3379 | 85969.625 | 85924.9956 | 85882.092 | 85834.6141 | 85829.2352 | 85841.857 | 85860.2959 | 85909.3713 | 86006.4498 | 86061.3278 | 86147.4426 | 86333.5151 | 86511.8042 | 86666.3975
| Five Year Forecast | Total gas demand (gas NTS connected only) for electricity generation | gas | Electricity generation | Annuals | GWh | 196150 | 218156.3488 | 223681.2879 | 174440.8566 | 131491.8555 | 131689.5718 | 119174.7002 | 115701.8466 | 115490.5225 | 98846.7431
| Holistic Transition | Total gas demand (gas NTS connected only) for electricity generation | gas | Electricity generation | Annuals | GWh | 196150 | 218156.3488 | 223681.2879 | 174440.8566 | 97751.1085 | 95675.7371 | 95245.0167 | 100013.6205 | 92966.3555 | 73452.325 | 53130.8667 | 42285.6806 | 38864.9222 | 35694.2194 | 17948.8972 | 22437.95 | 27849.0278 | 23164.1722 | 28963.5056 | 29077.4306 | 37343.3778 | 48379.1833 | 42650.5222 | 42496.4417 | 42524.95 | 45123.475 | 46341.7722 | 55293.2139 | 53900.7056 | 51390.825 | 47880.5611
| Hydrogen Evolution | Total gas demand (gas NTS connected only) for electricity generation | gas | Electricity generation | Annuals | GWh | 196150 | 218156.3488 | 223681.2879 | 174440.8566 | 100630.8347 | 103774.8454 | 94889.9391 | 101857.6306 | 101989.6984 | 84130.5089 | 76918.0639 | 53253.8833 | 50990.5083 | 56375.075 | 37497.0889 | 35360.925 | 38063.4611 | 53582.8917 | 64734.8389 | 60304.5889 | 62704.9972 | 70788.5222 | 82442.3361 | 82015.4861 | 75261.2805 | 88057.35 | 86473.0944 | 83437.7667 | 73070.4083 | 70689.3028 | 66255.0889
| Electric Engagement | Total gas demand (gas NTS connected only) for electricity generation | gas | Electricity generation | Annuals | GWh | 196150 | 218156.3488 | 223681.2879 | 174440.8566 | 96059.4385 | 97607.3019 | 98366.2707 | 101271.6241 | 104678.933 | 88022.329 | 75642.2556 | 57698.6778 | 56994.5111 | 72891.4444 | 58291.6111 | 68631.5944 | 64016.3944 | 54250.5722 | 67984.5861 | 80647.2611 | 87572.6389 | 83076.6194 | 80310.0583 | 77065.0361 | 76764.6111 | 78688.6778 | 72461.9194 | 73760.6694 | 74037.275 | 67931.325 | 65255.3139
| Counterfactual | Total gas demand (gas NTS connected only) for electricity generation | gas | Electricity generation | Annuals | GWh | 196150 | 218156.3488 | 223681.2879 | 174440.8566 | 150879.4412 | 140641.6168 | 142874.3634 | 143314.8103 | 145158.9101 | 124767.0911 | 138638.7139 | 115470.1806 | 97724.45 | 100664.0583 | 93587.4611 | 103658.1556 | 99017.1222 | 122792.6333 | 138664.6333 | 133154.2472 | 166198.4361 | 162854.2722 | 175914.3583 | 193973.1306 | 190918.2056 | 191868.5889 | 213866.6111 | 215711.9806 | 218167.6583 | 224401.3417 | 233243.7111
| Five Year Forecast | Gas end-use demand for transport | gas | Transport | Annuals | GWh | 232.9949 | 313.0377 | 448.5881 | 550.8578 | 670.2767 | 809.9161 | 973.9979 | 1167.3335 | 1395.7283 | 1666.0529
| Holistic Transition | Gas end-use demand for transport | gas | Transport | Annuals | GWh | 232.9948 | 313.0377 | 448.5881 | 504.7125 | 565.9194 | 632.5996 | 705.3289 | 784.8081 | 871.631 | 966.3908 | 1069.6728 | 1182.1827 | 1304.0784 | 1432.3857 | 1569.6602 | 1653.2958 | 1744.6274 | 1844.4035 | 1953.362 | 1860.0808 | 1759.8292 | 1639.6272 | 1510.7705 | 1373.1589 | 1216.9477 | 1049.2558 | 865.2634 | 658.8583 | 436.4147 | 219.2951 | 0.12888
| Hydrogen Evolution | Gas end-use demand for transport | gas | Transport | Annuals | GWh | 232.9948 | 313.0377 | 448.5881 | 607.3637 | 795.7545 | 1020.1152 | 1288.4398 | 1610.5889 | 1998.1481 | 2465.8701 | 3031.4934 | 3716.0645 | 4525.2144 | 5397.5122 | 6361.3122 | 6983.7689 | 7695.8891 | 8508.0139 | 9429.1532 | 10450.8501 | 10106.2448 | 9653.9473 | 9142.2535 | 8567.7462 | 7883.2147 | 7105.5433 | 6207.7878 | 5157.9567 | 3946.1043 | 2640.2769 | 1207.3274
| Electric Engagement | Gas end-use demand for transport | gas | Transport | Annuals | GWh | 232.9948 | 313.0377 | 448.5881 | 540.4972 | 649.1562 | 777.0335 | 928.225 | 1106.6036 | 1317.4058 | 1565.8976 | 1859.0799 | 2204.8554 | 2609.5766 | 3066.8519 | 3594.0991 | 4069.6146 | 4631.0552 | 5291.4347 | 6065.2894 | 5871.5842 | 5650.7737 | 5383.6257 | 5077.4451 | 4726.2501 | 4309.9023 | 3829.2497 | 3266.9664 | 2603.5282 | 1833.7336 | 975.3406 | 0
| Counterfactual | Gas end-use demand for transport | gas | Transport | Annuals | GWh | 232.9948 | 313.0377 | 448.5881 | 613.6425 | 809.5337 | 1042.619 | 1321.0668 | 1655.43 | 2058.1317 | 2544.7661 | 3133.8923 | 3848.034 | 4715.0925 | 5764.033 | 7027.1416 | 8450.6298 | 9995.6921 | 11687.429 | 13543.813 | 15575.4613 | 16365.6452 | 17237.9726 | 18193.5268 | 19231.0409 | 20138.1659 | 19308.8074 | 18361.653 | 17264.8355 | 15989.2677 | 14498.5879 | 12763.2485
| Five Year Forecast | Total GB Gas Demand (Excluding exports and shrinkage) | gas | Total GB demand | Annuals | GWh | 767326.6649 | 782523.1593 | 741419.9625 | 665709 | 635191.7305 | 650935.3742 | 634842.7037 | 624601.5786 | 616902.1106 | 591866.6945
| Holistic Transition | Total GB Gas Demand (Excluding exports and shrinkage) | gas | Total GB demand | Annuals | GWh | 767326.6649 | 782523.1593 | 741419.9625 | 665709 | 599812.5407 | 592710.8474 | 587016.8895 | 586019.3523 | 581374.2321 | 552777.7137 | 517869.3099 | 487680.8838 | 462927.3316 | 447781.2608 | 403847.3838 | 384749.3502 | 360117.4564 | 327930.9731 | 304826.4667 | 272844.4265 | 256166.3027 | 242547.4612 | 217435.8191 | 201634.8813 | 180021.4857 | 172525.1663 | 168454.3866 | 172229.0196 | 161750.0375 | 146799.9873 | 131776.3132
| Hydrogen Evolution | Total GB Gas Demand (Excluding exports and shrinkage) | gas | Total GB demand | Annuals | GWh | 767326.6649 | 782523.1593 | 741419.9625 | 665709 | 604849.875 | 623526.4405 | 610900.8262 | 610714.716 | 600799.8333 | 583911.5772 | 590909.2094 | 548210.4846 | 540863.8127 | 522792.1002 | 480080.0079 | 485450.5876 | 490278.4018 | 489777.8577 | 481162.3464 | 449460.6853 | 421873.6252 | 405199.8835 | 393161.2257 | 391587.6654 | 371336.8953 | 361777.2386 | 354152.8462 | 341699.9577 | 328707.9264 | 316496.3711 | 290681.3063
| Electric Engagement | Total GB Gas Demand (Excluding exports and shrinkage) | gas | Total GB demand | Annuals | GWh | 767326.6649 | 782523.1593 | 741419.9625 | 665709 | 598418.3288 | 595658.0992 | 592154.631 | 588186.7611 | 579542.7368 | 552215.4299 | 524673.2819 | 490887.1849 | 474464.582 | 470105.0624 | 437649.9707 | 428356.2115 | 391403.2357 | 365452.6882 | 347293.4885 | 329820.1905 | 308481.7455 | 276970.2974 | 250912.1669 | 226775.9492 | 205158.7843 | 189529.2999 | 170050.8008 | 159765.6838 | 149031.1508 | 133510.9142 | 121332.627
| Counterfactual | Total GB Gas Demand (Excluding exports and shrinkage) | gas | Total GB demand | Annuals | GWh | 767326.6649 | 782523.1593 | 741419.9625 | 665709 | 656918.1321 | 664270.2606 | 665573.9006 | 664332.1739 | 661442.8957 | 636366.9683 | 645467.5132 | 617524.6981 | 593955.2751 | 590903.2522 | 577881.9918 | 581992.891 | 573709.1429 | 592843.7542 | 603550.0712 | 591785.1378 | 615991.2228 | 603231.216 | 607714.1711 | 616987.8349 | 605064.7537 | 595540.8601 | 607779.8578 | 599684.2979 | 590794.9095 | 586249.5853 | 584087.0279
| Five Year Forecast | Total (NTS+LDZ) gas shrinkage | gas | Shrinkage | Annuals | GWh | 6698.3521 | 5929.2222 | 9167.9093 | 5667.9461 | 5152.9095 | 5230.8971 | 5093.3001 | 5054.1015 | 5112.7781 | 5118.9652
| Holistic Transition | Total (NTS+LDZ) gas shrinkage | gas | Shrinkage | Annuals | GWh | 6698.3521 | 5929.2222 | 9167.9093 | 5667.9461 | 5016.0858 | 5005.3747 | 4904.4954 | 4899.1559 | 4969.3443 | 4961.4555 | 4834.1498 | 4661.026 | 4531.5787 | 4464.8066 | 3130.8989 | 2863.7615 | 2604.1826 | 2365.3532 | 2151.4449 | 1908.91 | 1732.5731 | 1574.2315 | 1381.1993 | 1229.2101 | 1064.9817 | 963.4625 | 883.444 | 838.4549 | 749.1322 | 646.804 | 550.2984
| Hydrogen Evolution | Total (NTS+LDZ) gas shrinkage | gas | Shrinkage | Annuals | GWh | 6698.3521 | 5929.2222 | 9167.9093 | 5667.9461 | 5043.9921 | 5137.5849 | 5018.3747 | 5019.4484 | 5069.7876 | 5107.9783 | 5142.517 | 4925.3658 | 4863.3777 | 4787.1155 | 3590.2764 | 3424.1447 | 3272.1598 | 3152.3335 | 2990.2326 | 2743.5444 | 2512.8362 | 2329.0731 | 2169.7666 | 2056.8978 | 1880.6071 | 1752.3582 | 1647.325 | 1531.3637 | 1418.9777 | 1313.442 | 1165.1055
| Electric Engagement | Total (NTS+LDZ) gas shrinkage | gas | Shrinkage | Annuals | GWh | 6698.3521 | 5929.2222 | 9167.9093 | 5667.9461 | 5010.8816 | 5016.6924 | 4924.2209 | 4907.79 | 4963.0323 | 4960.178 | 4861.0337 | 4674.6454 | 4577.1439 | 4551.6452 | 3318.2801 | 3087.9369 | 2767.4125 | 2542.0028 | 2336.9934 | 2140.3857 | 1936.9802 | 1703.5975 | 1500.7645 | 1317.2828 | 1154.3795 | 1025.3832 | 890.62 | 796.4085 | 704.375 | 599.3699 | 509.2121
| Counterfactual | Total (NTS+LDZ) gas shrinkage | gas | Shrinkage | Annuals | GWh | 6698.3521 | 5929.2222 | 9167.9093 | 5667.9461 | 5250.2623 | 5310.3346 | 5252.4842 | 5252.3909 | 5335.4911 | 5345.8381 | 5393.0181 | 5241.2127 | 5127.026 | 5116.5077 | 4493.4511 | 4409.268 | 4332.9152 | 4399.9333 | 4419.3151 | 4348.2543 | 4397.9206 | 4305.6808 | 4277.8503 | 4267.5452 | 4176.406 | 4089.2914 | 4082.486 | 3997.4483 | 3907.562 | 3830.9647 | 3761.3472
| Five Year Forecast | Hydrogen Production - Natural Gas Demand | gas | Hydrogen production SMR | Annuals | GWh | 0 | 0 | 0 | 0 | 0 | 0 | 10 | 10 | 3150 | 7610
| Holistic Transition | Hydrogen Production - Natural Gas Demand | gas | Hydrogen production SMR | Annuals | GWh | 0 | 0 | 0 | 0 | 10 | 20 | 20 | 3960 | 20370 | 28490 | 33870 | 34520 | 34470 | 46540 | 46540 | 49850 | 51170 | 53620 | 53630 | 49260 | 50250 | 50020 | 52960 | 58290 | 55290 | 61620 | 70710 | 78670 | 80390 | 77890 | 74890
| Hydrogen Evolution | Hydrogen Production - Natural Gas Demand | gas | Hydrogen production SMR | Annuals | GWh | 0 | 0 | 0 | 0 | 10 | 20 | 20 | 50 | 4050 | 21530 | 53470 | 55340 | 72660 | 72450 | 72500 | 104470 | 138660 | 152700 | 162640 | 164690 | 163660 | 166540 | 168840 | 192050 | 201130 | 199480 | 210170 | 215600 | 226350 | 229000 | 217900
| Electric Engagement | Hydrogen Production - Natural Gas Demand | gas | Hydrogen production SMR | Annuals | GWh | 0 | 0 | 0 | 0 | 20 | 20 | 20 | 20 | 20 | 4020 | 5630 | 9340 | 14730 | 17900 | 25640 | 33130 | 36040 | 52790 | 52790 | 52790 | 52930 | 52220 | 52790 | 52790 | 49650 | 47510 | 47510 | 47760 | 47640 | 47880 | 47510
| Counterfactual | Hydrogen Production - Natural Gas Demand | gas | Hydrogen production SMR | Annuals | GWh | 0 | 0 | 0 | 0 | 0 | 0 | 0 | 0 | 0 | 0 | 0 | 0 | 0 | 0 | 0 | 0 | 242.4407 | 580.73 | 1144.5455 | 2272.1765 | 2272.1765 | 2272.1765 | 3399.8075 | 4527.4385 | 5655.0695 | 5655.0695 | 6782.7005 | 7910.3315 | 7910.3315 | 9037.9625 | 10165.5935
| Five Year Forecast | LDZ connected peaking/flexible plants (estimated) | gas | Flexible electricity generation | Annuals | GWh | 2438.5228 | 2685.4656 | 2826.5542 | 3170.9197 | 3377.1918 | 3635.9678 | 3808.6169 | 4015.6447 | 4205.5187 | 4326.8128
| Holistic Transition | LDZ connected peaking/flexible plants (estimated) | gas | Flexible electricity generation | Annuals | GWh | 2438.5228 | 2685.4656 | 2826.5542 | 3170.9197 | 3568.7252 | 3781.8349 | 3836.8703 | 3889.6313 | 3897.0196 | 3951.9121 | 2772.7138 | 2685.4962 | 2445.748 | 1909.7805 | 731.7119 | 0 | 0 | 0 | 0 | 0 | 0 | 0 | 0 | 0 | 0 | 0 | 0 | 0 | 0 | 0 | 0
| Hydrogen Evolution | LDZ connected peaking/flexible plants (estimated) | gas | Flexible electricity generation | Annuals | GWh | 2438.5228 | 2685.4656 | 2826.5542 | 3170.9197 | 3864.3354 | 4123.1114 | 4295.7605 | 4502.7883 | 4692.6623 | 4813.9564 | 4847.9272 | 4824.8537 | 4707.2399 | 4472.3387 | 4002.9985 | 3563.2711 | 1972.8492 | 1622.2239 | 1340.5706 | 1072.0605 | 760.7708 | 425.4544 | 91.0067 | 0 | 0 | 0 | 0 | 0 | 0 | 0 | 0
| Electric Engagement | LDZ connected peaking/flexible plants (estimated) | gas | Flexible electricity generation | Annuals | GWh | 2438.5228 | 2685.4656 | 2826.5542 | 3170.9197 | 3864.3354 | 4123.1114 | 4295.7605 | 4502.7883 | 4692.6623 | 4813.9564 | 4847.9272 | 4824.8537 | 4707.2399 | 4472.3387 | 4002.9985 | 3563.2711 | 1972.8492 | 1622.2239 | 1340.5706 | 1072.0605 | 760.7708 | 425.4544 | 91.0067 | 0 | 0 | 0 | 0 | 0 | 0 | 0 | 0
| Counterfactual | LDZ connected peaking/flexible plants (estimated) | gas | Flexible electricity generation | Annuals | GWh | 2438.5228 | 2685.4656 | 2826.5542 | 3170.9197 | 4124.6859 | 4459.5725 | 4859.6554 | 5202.5094 | 5588.4015 | 5917.2671 | 6217.0849 | 6525.1669 | 6732.195 | 6797.2482 | 6811.1103 | 6764.2124 | 6663.5921 | 6609.3126 | 6572.926 | 6518.4301 | 6465.3214 | 6377.984 | 6285.8136 | 6179.1109 | 6100.3841 | 5999.4545 | 5913.1881 | 5835.8185 | 5741.2804 | 5673.4952 | 5635.9202
| Five Year Forecast | Annual end-use gas demand from industry | gas | Industrial demand | Annuals | GWh | 101324.4052 | 111543.6182 | 119164.0442 | 110400.5915 | 108528.9184 | 107399.8055 | 108044.7005 | 106852.763 | 103151.5125 | 98211.3582
| Holistic Transition | Annual end-use gas demand from industry | gas | Industrial demand | Annuals | GWh | 101324.4052 | 111543.6182 | 119164.0442 | 112310.1264 | 110212.631 | 108729.7889 | 108747.5888 | 106687.4505 | 101376.789 | 94956.0126 | 88705.5462 | 83231.4834 | 77726.7204 | 71866.0437 | 65205.8333 | 58229.3115 | 51164.0879 | 45017.2405 | 39662.7455 | 35231.1799 | 31516.1189 | 28196.2262 | 25357.4814 | 22737.4238 | 20274.1729 | 17967.6921 | 15800.3022 | 13705.0779 | 11811.7164 | 10000.2678 | 8735.6865
| Hydrogen Evolution | Annual end-use gas demand from industry | gas | Industrial demand | Annuals | GWh | 101324.4052 | 111543.6182 | 119164.0442 | 110438.0356 | 108565.5412 | 107428.3534 | 107992.0025 | 106500.644 | 100408.0378 | 93442.8012 | 87099.1122 | 81449.4427 | 76190.6948 | 71401.1756 | 66916.1358 | 62455.4839 | 57736.4469 | 53213.3862 | 48736.2196 | 44387.3507 | 40209.3761 | 36157.6353 | 32399.4983 | 28774.9282 | 25235.8796 | 21691.8613 | 18326.782 | 14982.3721 | 11774.2808 | 8639.1534 | 6526.2174
| Electric Engagement | Annual end-use gas demand from industry | gas | Industrial demand | Annuals | GWh | 101324.4052 | 111543.6182 | 119164.0442 | 112317.85 | 110221.0161 | 108992.5587 | 109303.0671 | 109173.4754 | 105827.2497 | 102085.6634 | 98317.588 | 93847.1885 | 89044.0763 | 82920.8896 | 75753.5129 | 67441.864 | 58069.1808 | 49287.6964 | 41241.0348 | 34651.3985 | 29368.3332 | 25088.6508 | 21798.6976 | 19195.6818 | 17017.8099 | 15209.0962 | 13572.4183 | 12159.6133 | 10718.8257 | 9556.1983 | 8494.2338
| Counterfactual | Annual end-use gas demand from industry | gas | Industrial demand | Annuals | GWh | 101324.4052 | 111543.6182 | 119164.0442 | 110418.1407 | 108818.0441 | 107754.2377 | 108260.2288 | 108150.9989 | 106591.6706 | 105139.6386 | 103616.0484 | 101964.1637 | 100026.0089 | 97990.4092 | 96011.3612 | 94000.5318 | 92155.5313 | 90338.5731 | 88457.1179 | 86535.1106 | 84507.4794 | 82424.3391 | 80104.4492 | 77695.0108 | 75457.4704 | 73076.3461 | 70871.217 | 68469.7374 | 66085.9203 | 63438.8476 | 60710.3414
| Five Year Forecast | Gas exported from GB | gas | Gas exported from GB | Annuals | GWh | 115557.2285 | 88077.8048 | 269984.4719 | 186440.4101 | 109632.1401 | 119959.2416 | 107131.281 | 107056.1352 | 121674.5622 | 129335.5385
| Holistic Transition | Gas exported from GB | gas | Gas exported from GB | Annuals | GWh | 115557.2285 | 88077.8048 | 269984.4719 | 186440.4101 | 108870.4077 | 118625.5246 | 105131.6498 | 104801.3861 | 119463.037 | 127034.8846 | 118896.8424 | 101569.5663 | 86122.5071 | 80660.2109 | 68634.7233 | 44762.9655 | 33204.9504 | 33328.6268 | 29986.4267 | 26949.7574 | 24315.0786 | 21858.6026 | 19563.7568 | 17415.725 | 15401.2441 | 13508.4252 | 11726.5969 | 10046.1674 | 8458.5033 | 6955.8227 | 5531.1016
| Hydrogen Evolution | Gas exported from GB | gas | Gas exported from GB | Annuals | GWh | 115557.2285 | 88077.8048 | 269984.4719 | 186440.4101 | 111155.6049 | 122626.6755 | 111130.5432 | 111565.6334 | 126097.6126 | 133936.8463 | 126399.6312 | 109611.8157 | 94171.2768 | 88701.6425 | 76630.0976 | 52681.5556 | 41022.6463 | 41026.7796 | 37550.8783 | 34370.0279 | 31583.6876 | 28970.5028 | 26515.8632 | 24206.5241 | 22030.4708 | 19976.7962 | 18035.5922 | 16197.8515 | 14455.3791 | 12800.7139 | 11227.0573
| Electric Engagement | Gas exported from GB | gas | Gas exported from GB | Annuals | GWh | 115557 | 88078 | 269984.4719 | 186440.4101 | 108870.4077 | 118625.5246 | 105131.6498 | 104801.3861 | 119463.037 | 127034.8846 | 118896.8424 | 101569.5663 | 86122.5071 | 80660.2109 | 68634.7233 | 44762.9655 | 33204.9504 | 33328.6268 | 29986.4267 | 26949.7574 | 24315.0786 | 21858.6026 | 19563.7568 | 17415.725 | 15401.2441 | 13508.4252 | 11726.5969 | 10046.1674 | 8458.5033 | 6955.8227 | 5531.1016
| Counterfactual | Gas exported from GB | gas | Gas exported from GB | Annuals | GWh | 115557 | 88078 | 269984.4719 | 186440.4101 | 113580.6268 | 127499.9674 | 118265.5454 | 119417.5677 | 135542.4624 | 144162.3611 | 137800.6369 | 123446.6813 | 110317.2945 | 106950.2692 | 96739.5277 | 74436.0988 | 64229.9937 | 65515.5561 | 63168.4525 | 60938.2027 | 58882.8287 | 56893.2446 | 54966.8879 | 53101.301 | 51294.1265 | 49543.1035 | 47846.063 | 46200.9244 | 44605.6916 | 43058.4496 | 41557.3611
| Electric Engagement | Total GB Peak 1-in-20 Demand | gas | Total GB demand | Peak 1in20 | GWh/day | 5831.8957 | 5555.0912 | 5313 | 5082 | 5017.2359 | 5075.544 | 5037.3873 | 5022.174 | 4814.9479 | 4638.211 | 4327.3396 | 4097.4806 | 3981.1642 | 3772.7139 | 3572.4924 | 3288.7305 | 3078.1527 | 2880.6976 | 2657.0687 | 2486.1468 | 2227.2373 | 2004.2184 | 1808.9115 | 1613.176 | 1474.8062 | 1355.0939 | 1306.3467 | 1239.0093 | 1170.8725 | 1134.2067 | 1136.2407
| Hydrogen Evolution | Total GB Peak 1-in-20 Demand | gas | Total GB demand | Peak 1in20 | GWh/day | 5831.8957 | 5555.0912 | 5313 | 5082 | 5195.2035 | 5260.5941 | 5253.0205 | 5211.9875 | 5014.8884 | 4983.5886 | 4726.2133 | 4503.5274 | 4347.3649 | 4072.9772 | 3887.1864 | 3786.4924 | 3673.4337 | 3546.8149 | 3337.0962 | 3078.9549 | 2922.4991 | 2776.9342 | 2689.211 | 2530.3072 | 2485.1614 | 2380.6056 | 2302.1989 | 2219.5739 | 2113.7043 | 1819.2392 | 1790.844
| Holistic Transition | Total GB Peak 1-in-20 Demand | gas | Total GB demand | Peak 1in20 | GWh/day | 5831.8957 | 5555.0912 | 5313 | 5082 | 4970.769 | 5059.54 | 5025.1243 | 4976.0537 | 4766.2948 | 4496.8577 | 4172.6264 | 3877.2774 | 3700.6083 | 3449.9556 | 3214.7949 | 2924.6651 | 2647.7755 | 2433.4717 | 2190.9976 | 1999.1239 | 1863.8129 | 1664.2589 | 1530.8046 | 1381.6928 | 1252.5787 | 1193.7467 | 1195.377 | 1130.6686 | 1075.6336 | 1027.4356 | 1022.8667
| Counterfactual | Total GB Peak 1-in-20 Demand | gas | Total GB demand | Peak 1in20 | GWh/day | 5831.8957 | 5555.0912 | 5313 | 5082 | 5353.5961 | 5553.5529 | 5548.5641 | 5631.5276 | 5482.1093 | 5485.7396 | 5351.6989 | 5126.6565 | 5118.5272 | 5027.3208 | 5012.7268 | 4933.4026 | 4972.774 | 5032.621 | 5013.9476 | 5016.8705 | 4976.3245 | 4976.2867 | 5006.4967 | 4947.1859 | 4834.4307 | 4845.7234 | 4774.5853 | 4736.328 | 4705.7174 | 4620.9127 | 4592.7546
| Five Year Forecast | Total GB Peak 1-in-20 Demand | gas | Total GB demand | Peak 1in20 | GWh/day | 5831.8957 | 5555.0912 | 5313 | 5082 | 5235.7033 | 5298.3918 | 5227.7301 | 5254.0299 | 5031.8642 | 4705.1396

## ED4
ED4: Natural Gas demand definitions
Return to: Main Menu
Return to: Chapter contents
| Item no. | Description | Definition
| 1 | Annual end-use gas demand from industry | Gas used in industry, including for electricity generation from gas distribution network connected Combined Heat and Power plants (CHPs) and Combined Cycle Gas Turbines (CCGTs), and industrial gas usage fitted with CCS
| 2 | Annual end-use gas demand from the commercial sector | Gas used in the commercial sector, excluding gas used for electricity generation by peaking/flexible plants
| 3 | Gas end-use demand for transport | Gas used in the transport sector, including networked Compressed Natural Gas (CNG) and non-networked Liquified Natural Gas (LNG)
| 4 | Total end-use residential gas demand | Gas used in the residential sector, including for heating and cooking (using NDM1 gas load band)
| 5 | Total gas demand (gas NTS connected only) for electricity generation | Gas used for power generation, for power stations connected to the gas transmission network
| 6 | LDZ connected peaking/flexible plants (estimated) | Gas used for electricity generation by flexible/peaking plants connected to the gas distribution networks
| 7 | Total (NTS+LDZ) gas shrinkage | Total gas shrinkage from transmission and distribution networks
| 8 | Hydrogen Production - Natural Gas Demand | Gas used for producing hydrogen via steam methane reforming
| 9 | Gas exported from GB | Gas export through to Ireland and Continental Europe
| 10 | Total GB Peak 1-in-20 Demand | Total daily GB gas demand on a cold day expected to occur once every 20 years. Data is in gas years, i.e. 2022 is GY 2022/23 which is 01/10/2022 - 30/09/2023
|  | Total GB Gas Demand (Excluding exports and shrinkage) | = 1 + 2 + 3 + 4 + 5 + 6 + 8

## ED5
ED5: Road transport summary
Return to: Main Menu
Return to: Chapter contents
Notes: Historic transport demands do not account for reduced vehicle usage during Covid-19 pandemic
| Data item | Unit | Pathway | Fuel | Peak/Annual/Minimum | 2020-01-01 | 2021-01-01 | 2022-01-01 | 2023-01-01 | 2024-01-01 | 2025-01-01 | 2026-01-01 | 2027-01-01 | 2028-01-01 | 2029-01-01 | 2030-01-01 | 2031-01-01 | 2032-01-01 | 2033-01-01 | 2034-01-01 | 2035-01-01 | 2036-01-01 | 2037-01-01 | 2038-01-01 | 2039-01-01 | 2040-01-01 | 2041-01-01 | 2042-01-01 | 2043-01-01 | 2044-01-01 | 2045-01-01 | 2046-01-01 | 2047-01-01 | 2048-01-01 | 2049-01-01 | 2050-01-01
| V2G available at Peak | GW | Holistic Transition | Electricity | Reference data | 0 | 0 | 0 | 0 | 0 | -0.030114 | -0.070307 | -0.14949 | -0.29414 | -0.53172 | -0.93588 | -1.5794 | -2.5585 | -4.0299 | -6.1459 | -8.9352 | -12.401 | -16.2966 | -20.381 | -24.2829 | -27.7153 | -30.5209 | -32.471 | -32.471 | -32.471 | -32.471 | -32.471 | -32.471 | -32.471 | -32.471 | -32.471
| V2G available at Peak | GW | Electric Engagement | Electricity | Reference data | 0 | 0 | 0 | 0 | 0 | -0.017462 | -0.042566 | -0.093085 | -0.17559 | -0.31791 | -0.5576 | -0.93307 | -1.4937 | -2.2964 | -3.4196 | -4.8598 | -6.7094 | -8.8518 | -11.1541 | -13.4431 | -15.5288 | -17.3438 | -18.8091 | -19.9091 | -19.9812 | -19.9812 | -19.9812 | -19.9812 | -19.9812 | -19.9812 | -19.9812
| V2G available at Peak | GW | Counterfactual | Electricity | Reference data | 0 | 0 | 0 | 0 | 0 | 0 | 0 | 0 | 0 | 0 | 0 | 0 | 0 | -0.016401 | -0.02546 | -0.047641 | -0.077945 | -0.12266 | -0.18131 | -0.26204 | -0.37357 | -0.51984 | -0.70653 | -0.94336 | -1.2382 | -1.5994 | -1.9962 | -2.4449 | -2.9624 | -3.5465 | -4.1858
| V2G available at Peak | GW | Hydrogen Evolution | Electricity | Reference data | 0 | 0 | 0 | 0 | 0 | 0 | 0 | 0 | -0.0086307 | -0.014668 | -0.030362 | -0.053644 | -0.091423 | -0.14871 | -0.23462 | -0.3583 | -0.53199 | -0.76805 | -1.0826 | -1.4888 | -2.0013 | -2.6405 | -3.4032 | -4.2843 | -5.2525 | -6.2182 | -7.1646 | -7.9654 | -8.6626 | -9.2426 | -9.6923
| V2G available at Peak | GW | Five Year Forecast | Electricity | Reference data | 2020-01-01: 0; 2021-01-01: 0; 2022-01-01: 0; 2023-01-01: 0; 2024-01-01: 0; 2025-01-01: -0.015973; 2026-01-01: -0.037837; 2027-01-01: -0.081232; 2028-01-01: -0.16002; 2029-01-01: -0.28893
| V2G Maximum Capacity | GW | Holistic Transition | Electricity | Reference data | 0 | 0 | 0 | 0 | 0 | -0.060241 | -0.14064 | -0.29904 | -0.58841 | -1.0637 | -1.8722 | -3.1595 | -5.1181 | -8.0615 | -12.2945 | -17.8743 | -24.8074 | -32.6003 | -40.7708 | -48.5763 | -55.4426 | -61.055 | -64.956 | -64.956 | -64.956 | -64.956 | -64.956 | -64.956 | -64.956 | -64.956 | -64.956
| V2G Maximum Capacity | GW | Electric Engagement | Electricity | Reference data | 0 | 0 | 0 | 0 | 0 | -0.034932 | -0.08515 | -0.18621 | -0.35126 | -0.63596 | -1.1154 | -1.8665 | -2.9881 | -4.5938 | -6.8406 | -9.7217 | -13.4218 | -17.7075 | -22.313 | -26.892 | -31.0642 | -34.6951 | -37.6264 | -39.8267 | -39.9711 | -39.9711 | -39.9711 | -39.9711 | -39.9711 | -39.9711 | -39.9711
| V2G Maximum Capacity | GW | Counterfactual | Electricity | Reference data | 0 | 0 | 0 | 0 | 0 | 0 | 0 | 0 | 0 | 0 | 0 | 0 | 0 | -0.03281 | -0.050932 | -0.095302 | -0.15592 | -0.24538 | -0.36271 | -0.52419 | -0.74731 | -1.0399 | -1.4134 | -1.8871 | -2.477 | -3.1995 | -3.9933 | -4.8908 | -5.926 | -7.0945 | -8.3734
| V2G Maximum Capacity | GW | Hydrogen Evolution | Electricity | Reference data | 0 | 0 | 0 | 0 | 0 | 0 | 0 | 0 | -0.017265 | -0.029342 | -0.060738 | -0.10731 | -0.18289 | -0.29749 | -0.46934 | -0.71675 | -1.0642 | -1.5364 | -2.1657 | -2.9782 | -4.0035 | -5.2821 | -6.8079 | -8.5704 | -10.5072 | -12.439 | -14.3324 | -15.9342 | -17.329 | -18.4891 | -19.3887
| V2G Maximum Capacity | GW | Five Year Forecast | Electricity | Reference data | 2020-01-01: 0; 2021-01-01: 0; 2022-01-01: 0; 2023-01-01: 0; 2024-01-01: 0; 2025-01-01: -0.031953; 2026-01-01: -0.075691; 2027-01-01: -0.1625; 2028-01-01: -0.32012; 2029-01-01: -0.57799
| Electric Vehicle Peak Demand | GW | Holistic Transition | Electricity | Peak | 0.3 | 0.4 | 0.5 | 0.7 | 0.8 | 1 | 1.3 | 1.4 | 1.7 | 2.1 | 2.4 | 2.8 | 3.5 | 4.1 | 4.8 | 5.5 | 6.2 | 6.9 | 7.6 | 8.2 | 8.8 | 9.2 | 9.6 | 9.8 | 10.1 | 10.2 | 10.2 | 10.2 | 10.2 | 10.2 | 10
| Electric Vehicle Peak Demand | GW | Electric Engagement | Electricity | Peak | 0.3 | 0.4 | 0.5 | 0.7 | 1 | 1.3 | 1.7 | 2.2 | 2.6 | 3.2 | 3.7 | 4.4 | 5.1 | 6 | 6.8 | 7.6 | 8.6 | 9.6 | 10.7 | 11.7 | 12.6 | 13.4 | 14 | 14.5 | 14.8 | 15.1 | 15.2 | 15.3 | 15.3 | 15.3 | 15.3
| Electric Vehicle Peak Demand | GW | Hydrogen Evolution | Electricity | Peak | 0.3 | 0.4 | 0.5 | 0.7 | 1.2 | 1.5 | 2 | 2.6 | 3.2 | 3.8 | 4.8 | 5.6 | 6.5 | 7.5 | 8.4 | 9.4 | 10.2 | 11 | 11.8 | 12.5 | 13.1 | 13.7 | 14.2 | 14.6 | 14.9 | 15.1 | 15.1 | 15.1 | 15.1 | 15.1 | 15
| Electric Vehicle Peak Demand | GW | Counterfactual | Electricity | Peak | 0.3 | 0.4 | 0.5 | 0.7 | 1.2 | 1.5 | 2 | 2.4 | 3.1 | 3.7 | 4.5 | 5.3 | 6.1 | 6.9 | 7.8 | 8.6 | 9.7 | 10.7 | 11.7 | 12.5 | 13.3 | 14 | 14.8 | 15.5 | 16.2 | 16.8 | 17.3 | 17.6 | 17.9 | 18.2 | 18.5
| Electric Vehicle Peak Demand | GW | Five Year Forecast | Electricity | Peak | 2020-01-01: 0.3; 2021-01-01: 0.4; 2022-01-01: 0.5; 2023-01-01: 0.7; 2024-01-01: 1; 2025-01-01: 1.3; 2026-01-01: 1.7; 2027-01-01: 2.1; 2028-01-01: 2.5; 2029-01-01: 3
| Electric Vehicle Unmanaged Peak Demand | GW | Holistic Transition | Electricity | Reference data | 0.33175 | 0.55867 | 0.80908 | 1.1555 | 1.5964 | 2.1353 | 2.7963 | 3.5808 | 4.51 | 5.5848 | 6.8617 | 8.3042 | 9.8986 | 11.6092 | 13.3585 | 15.1556 | 16.8533 | 18.5712 | 20.2161 | 21.7673 | 23.0727 | 24.18 | 25.0816 | 25.8253 | 26.3813 | 26.5687 | 26.6817 | 26.7258 | 26.6979 | 26.4626 | 26.1747
| Electric Vehicle Unmanaged Peak Demand | GW | Electric Engagement | Electricity | Reference data | 0.33175 | 0.55867 | 0.80908 | 1.1563 | 1.5928 | 2.1303 | 2.7891 | 3.5711 | 4.498 | 5.5715 | 6.8496 | 8.2976 | 9.9061 | 11.6396 | 13.4243 | 15.2835 | 17.0445 | 18.8461 | 20.5957 | 22.2103 | 23.5713 | 24.6848 | 25.6571 | 26.4744 | 27.1265 | 27.5397 | 27.7798 | 27.9492 | 27.8993 | 27.8321 | 27.7569
| Electric Vehicle Unmanaged Peak Demand | GW | Hydrogen Evolution | Electricity | Reference data | 0.33175 | 0.55867 | 0.80908 | 1.1585 | 1.5978 | 2.125 | 2.781 | 3.5563 | 4.4703 | 5.521 | 6.769 | 8.1711 | 9.7093 | 11.3502 | 13.0071 | 14.708 | 16.2583 | 17.7706 | 19.1566 | 20.3432 | 21.2912 | 22.0017 | 22.5175 | 22.8877 | 23.2352 | 23.492 | 23.6199 | 23.6093 | 23.5957 | 23.5788 | 23.5628
| Electric Vehicle Unmanaged Peak Demand | GW | Counterfactual | Electricity | Reference data | 0.33175 | 0.55867 | 0.80908 | 1.1591 | 1.4811 | 1.9138 | 2.4436 | 3.0552 | 3.7645 | 4.5656 | 5.4631 | 6.4533 | 7.5404 | 8.7229 | 9.9797 | 11.2972 | 12.7834 | 14.3428 | 15.9004 | 17.4132 | 18.8112 | 20.1328 | 21.2914 | 22.3295 | 23.2431 | 24.123 | 24.7413 | 25.2051 | 25.6404 | 26.0531 | 26.4466
| Electric Vehicle Unmanaged Peak Demand | GW | Five Year Forecast | Electricity | Reference data | 2020-01-01: 0.33175; 2021-01-01: 0.55867; 2022-01-01: 0.80908; 2023-01-01: 1.1568; 2024-01-01: 1.5955; 2025-01-01: 2.1301; 2026-01-01: 2.789; 2027-01-01: 3.5691; 2028-01-01: 4.4928; 2029-01-01: 5.5595
| # Cars - All | # Cars | Holistic Transition | All | # Vehicles | 31695988 | 31878624 | 32169932 | 32240655.1883 | 32306032.0489 | 32368583.2553 | 32430204.8545 | 32491419.5694 | 32552013.2912 | 32611393.7142 | 32668705.7142 | 32722857.7142 | 32772516.7142 | 32814557.7142 | 32845469.7119 | 32863256 | 32863650 | 32845264 | 32804855 | 32740646 | 32654067 | 32542157 | 32402847 | 32234805 | 32027974 | 31775262 | 31477618 | 31123635 | 30707468 | 30222940 | 29663533
| # Cars - All | # Cars | Electric Engagement | All | # Vehicles | 31695988 | 31878624 | 32169932 | 32240655.1883 | 32306032.0489 | 32368583.2553 | 32430220.8545 | 32491556.5694 | 32552560.2912 | 32612917.7142 | 32672149.7142 | 32729636.7142 | 32784623.7142 | 32835349.7142 | 32879670.9758 | 32916611 | 32943750 | 32960931 | 32965070 | 32955545 | 32932961 | 32895435 | 32841537 | 32770189 | 32675438 | 32549463 | 32408034 | 32234699 | 32024554 | 31768797 | 31459476
| # Cars - All | # Cars | Hydrogen Evolution | All | # Vehicles | 31695988 | 31878624 | 32169932 | 32240655.4307 | 32306032.4714 | 32368583.349 | 32430237.8984 | 32491726.6225 | 32553254.6385 | 32614868.5349 | 32676572.5349 | 32738356.5349 | 32800203.5349 | 32862093.5349 | 32923621.0068 | 32985125 | 33046567 | 33109429 | 33170990 | 33232327 | 33293370 | 33354038 | 33414238 | 33473869 | 33532818 | 33590959 | 33648153 | 33704250 | 33759084 | 33812475 | 33864228
| # Cars - All | # Cars | Counterfactual | All | # Vehicles | 31695988 | 31878624 | 32169932 | 32240655.4307 | 32306032.4714 | 32368583.349 | 32430237.8984 | 32491726.6225 | 32553254.6385 | 32614868.5349 | 32676573.288 | 32738357.4744 | 32800204.2112 | 32862094.4582 | 32923997.6451 | 32985882.4487 | 33047708.4487 | 33109429.4487 | 33170990.4487 | 33232327.4487 | 33292972 | 33353239 | 33414238 | 33473869 | 33532818 | 33590959 | 33648153 | 33704250 | 33759084 | 33812475 | 33864228
| # Cars - All | # Cars | Five Year Forecast | All | # Vehicles | 2020-01-01: 31695988; 2021-01-01: 31878624; 2022-01-01: 32169932; 2023-01-01: 32240656; 2024-01-01: 32306032; 2025-01-01: 32368583; 2026-01-01: 32430222; 2027-01-01: 32491567; 2028-01-01: 32552610; 2029-01-01: 32613060
| # Vans - All | # Vans | Holistic Transition | All | # Vehicles | 4213978 | 4399525 | 4478647 | 4487166.0688 | 4495701.3422 | 4504252.851 | 4512820.626 | 4521404.6983 | 4530005.0988 | 4538621.8585 | 4547255.0087 | 4555904.5804 | 4564570.6049 | 4573253.1135 | 4581952.1376 | 4590667.7085 | 4599399.8578 | 4608148.6169 | 4616914.0176 | 4625696.0913 | 4634494.8699 | 4643310.3851 | 4652142.6688 | 4660991.7528 | 4669857.6691 | 4678740.4498 | 4687640.1268 | 4696556.7324 | 4705490.2987 | 4714440.8581 | 4723408.4427
| # Vans - All | # Vans | Electric Engagement | All | # Vehicles | 4213978 | 4399525 | 4478647 | 4487166.0688 | 4495701.3422 | 4504252.851 | 4512820.626 | 4521404.6983 | 4530005.0988 | 4538621.8585 | 4547255.0087 | 4555904.5804 | 4564570.6049 | 4573253.1135 | 4581952.1376 | 4590667.7085 | 4599399.8578 | 4608148.6169 | 4616914.0176 | 4625696.0913 | 4634494.8699 | 4643310.3851 | 4652142.6688 | 4660991.7528 | 4669857.6691 | 4678740.4498 | 4687640.1268 | 4696556.7324 | 4705490.2987 | 4714440.8581 | 4723408.4427
| # Vans - All | # Vans | Hydrogen Evolution | All | # Vehicles | 4213978 | 4399525 | 4478647 | 4487166.0688 | 4495701.3422 | 4504252.851 | 4512820.626 | 4521404.6983 | 4530005.0988 | 4538621.8585 | 4547255.0087 | 4555904.5804 | 4564570.6049 | 4573253.1135 | 4581952.1376 | 4590667.7085 | 4599399.8578 | 4608148.6169 | 4616914.0176 | 4625696.0913 | 4634494.8699 | 4643310.3851 | 4652142.6688 | 4660991.7528 | 4669857.6691 | 4678740.4498 | 4687640.1268 | 4696556.7324 | 4705490.2987 | 4714440.8581 | 4723408.4427
| # Vans - All | # Vans | Counterfactual | All | # Vehicles | 4213978 | 4399525 | 4478647 | 4487166.0688 | 4495701.3422 | 4504252.851 | 4512820.626 | 4521404.6983 | 4530005.0988 | 4538621.8585 | 4547255.0087 | 4555904.5804 | 4564570.6049 | 4573253.1135 | 4581952.1376 | 4590667.7085 | 4599399.8578 | 4608148.6169 | 4616914.0176 | 4625696.0913 | 4634494.8699 | 4643310.3851 | 4652142.6688 | 4660991.7528 | 4669857.6691 | 4678740.4498 | 4687640.1268 | 4696556.7324 | 4705490.2987 | 4714440.8581 | 4723408.4427
| # Vans - All | # Vans | Five Year Forecast | All | # Vehicles | 2020-01-01: 4213978; 2021-01-01: 4399525; 2022-01-01: 4478647; 2023-01-01: 4487166; 2024-01-01: 4495701; 2025-01-01: 4504253; 2026-01-01: 4512820; 2027-01-01: 4521404; 2028-01-01: 4530005; 2029-01-01: 4538622
| # Motorbikes - All | # Motorbikes | Holistic Transition | All | # Vehicles | 1304945 | 1385128 | 1420086 | 1444960.0571 | 1470269.8051 | 1496022.8758 | 1522227.0341 | 1548890.1813 | 1576020.3571 | 1603625.7417 | 1631714.659 | 1660295.5785 | 1689377.1179 | 1718968.046 | 1749077.2854 | 1779713.9146 | 1810887.1713 | 1842606.4551 | 1874881.3301 | 1907721.5279 | 1941136.9508 | 1975137.6742 | 2009733.9502 | 2044936.2104 | 2080755.0693 | 2117201.327 | 2154285.973 | 2192020.1893 | 2230415.3536 | 2269483.043 | 2309235.0374
| # Motorbikes - All | # Motorbikes | Electric Engagement | All | # Vehicles | 1304945 | 1385128 | 1420086 | 1444960.0571 | 1470269.8051 | 1496022.8758 | 1522227.0341 | 1548890.1813 | 1576020.3571 | 1603625.7417 | 1631714.659 | 1660295.5785 | 1689377.1179 | 1718968.046 | 1749077.2854 | 1779713.9146 | 1810887.1713 | 1842606.4551 | 1874881.3301 | 1907721.5279 | 1941136.9508 | 1975137.6742 | 2009733.9502 | 2044936.2104 | 2080755.0693 | 2117201.327 | 2154285.973 | 2192020.1893 | 2230415.3536 | 2269483.043 | 2309235.0374
| # Motorbikes - All | # Motorbikes | Hydrogen Evolution | All | # Vehicles | 1304945 | 1385128 | 1420086 | 1444960.0571 | 1470269.8051 | 1496022.8758 | 1522227.0341 | 1548890.1813 | 1576020.3571 | 1603625.7417 | 1631714.659 | 1660295.5785 | 1689377.1179 | 1718968.046 | 1749077.2854 | 1779713.9146 | 1810887.1713 | 1842606.4551 | 1874881.3301 | 1907721.5279 | 1941136.9508 | 1975137.6742 | 2009733.9502 | 2044936.2104 | 2080755.0693 | 2117201.327 | 2154285.973 | 2192020.1893 | 2230415.3536 | 2269483.043 | 2309235.0374
| # Motorbikes - All | # Motorbikes | Counterfactual | All | # Vehicles | 1304945 | 1385128 | 1420086 | 1444960.0571 | 1470269.8051 | 1496022.8758 | 1522227.0341 | 1548890.1813 | 1576020.3571 | 1603625.7417 | 1631714.659 | 1660295.5785 | 1689377.1179 | 1718968.046 | 1749077.2854 | 1779713.9146 | 1810887.1713 | 1842606.4551 | 1874881.3301 | 1907721.5279 | 1941136.9508 | 1975137.6742 | 2009733.9502 | 2044936.2104 | 2080755.0693 | 2117201.327 | 2154285.973 | 2192020.1893 | 2230415.3536 | 2269483.043 | 2309235.0374
| # Motorbikes - All | # Motorbikes | Five Year Forecast | All | # Vehicles | 2020-01-01: 1304945; 2021-01-01: 1385128; 2022-01-01: 1420086; 2023-01-01: 1444960; 2024-01-01: 1470269; 2025-01-01: 1496023; 2026-01-01: 1522227; 2027-01-01: 1548891; 2028-01-01: 1576020; 2029-01-01: 1603625
| # Buses - All | # Buses | Holistic Transition | All | # Vehicles | 136749 | 140675 | 138108 | 138702 | 139298 | 139897 | 140499 | 141103 | 141710 | 142319 | 142931 | 143546 | 144163 | 144783 | 145406 | 146031.1722 | 146658.6323 | 147289.8085 | 147922.9847 | 148558.8769 | 149198.2011 | 149839.9574 | 150484.2896 | 151131.1979 | 151781.2542 | 152434 | 153089 | 153747 | 154408 | 155072 | 155739
| # Buses - All | # Buses | Electric Engagement | All | # Vehicles | 136749 | 140675 | 138108 | 138757 | 139409 | 140064 | 140722 | 141383 | 142048 | 142716 | 143387 | 144061 | 144738 | 145418 | 146101 | 146788.1722 | 147477.6323 | 148170.8085 | 148866.9847 | 149566.8769 | 150270.2011 | 150975.9574 | 151686.2896 | 152399.1979 | 153115.2542 | 153835.4586 | 154557.9549 | 155283.7434 | 156013.9678 | 156747 | 157484
| # Buses - All | # Buses | Hydrogen Evolution | All | # Vehicles | 136749 | 140675 | 138108 | 138633 | 139160 | 139689 | 140220 | 140753 | 141288 | 141825 | 142364 | 142905 | 143448 | 143993 | 144540 | 145089.1722 | 145639.6323 | 146192.8085 | 146748.9847 | 147306.8769 | 147867.2011 | 148428.9574 | 148993.2896 | 149559.1979 | 150127.2542 | 150697 | 151270 | 151845 | 152422 | 153001 | 153582
| # Buses - All | # Buses | Counterfactual | All | # Vehicles | 136749 | 140675 | 138108 | 138384 | 138661 | 138938 | 139216 | 139494 | 139773 | 140053 | 140333 | 140614 | 140895 | 141177 | 141459 | 141742 | 142025 | 142309 | 142594 | 142879 | 143165.0418 | 143451.3198 | 143738.4589 | 144025.2925 | 144312.654 | 144602.0572 | 144891.4883 | 145180.8778 | 145471.3092 | 145762.338 | 146054.4086
| # Buses - All | # Buses | Five Year Forecast | All | # Vehicles | 2020-01-01: 136749; 2021-01-01: 140675; 2022-01-01: 138108; 2023-01-01: 138698; 2024-01-01: 139289; 2025-01-01: 139883; 2026-01-01: 140480; 2027-01-01: 141080; 2028-01-01: 141682; 2029-01-01: 142287
| # HGVs - All | # HGVs | Holistic Transition | All | # Vehicles | 471634 | 488341 | 496034 | 496716 | 497661 | 498608 | 499557 | 500508 | 501461 | 502415 | 503371 | 504329 | 505289 | 506251 | 507213 | 508178 | 509145 | 510115 | 511085 | 512058 | 513034 | 514009 | 514988 | 515966 | 516948 | 517931 | 518916 | 519903 | 520893 | 521884 | 522878
| # HGVs - All | # HGVs | Electric Engagement | All | # Vehicles | 471634 | 488341 | 496034 | 496713 | 497658 | 498605 | 499554 | 500505 | 501458 | 502412 | 503368 | 504326 | 505285 | 506247 | 507210 | 508176 | 509144 | 510112 | 511082 | 512053 | 513027 | 514004 | 514982 | 515961 | 516943 | 517926 | 518911 | 519897 | 520886 | 521878 | 522871
| # HGVs - All | # HGVs | Hydrogen Evolution | All | # Vehicles | 471634 | 488341 | 496034 | 496978 | 497923 | 498870 | 499819 | 500770 | 501723 | 502677 | 503633 | 504591 | 505551 | 506513 | 507476 | 508441 | 509408 | 510377 | 511347 | 512319 | 513293 | 514269 | 515247 | 516226 | 517208 | 518192 | 519177 | 520164 | 521152 | 522143 | 523137
| # HGVs - All | # HGVs | Counterfactual | All | # Vehicles | 471634 | 488341 | 496034 | 496921 | 497866 | 498813 | 499762 | 500713 | 501666 | 502620 | 503576 | 504534 | 505494 | 506456 | 507419 | 508384 | 509351 | 510320 | 511290 | 512262 | 513237 | 514212 | 515190 | 516170 | 517151 | 518134 | 519118 | 520104 | 521094 | 522085 | 523079
| # HGVs - All | # HGVs | Five Year Forecast | All | # Vehicles | 2020-01-01: 471634; 2021-01-01: 488341; 2022-01-01: 496034; 2023-01-01: 496802; 2024-01-01: 497747; 2025-01-01: 498694; 2026-01-01: 499644; 2027-01-01: 500594; 2028-01-01: 501547; 2029-01-01: 502501
| # Vehicles - Electric Vehicles | # Vehicles | Holistic Transition | Electricity & Hybrid | # Vehicles | 433138 | 741596 | 1101512 | 1604698.1883 | 2258005.0489 | 3065159.2553 | 4062553.8545 | 5253269.5694 | 6674070.2912 | 8332475.7142 | 10322914.7142 | 12569225.7142 | 15066715.7142 | 17785108.7142 | 20517611.7119 | 23322903 | 26072825 | 28700538 | 31120136 | 33238117 | 35023155 | 36487981 | 37618179 | 38495238 | 39061498.207 | 38937694.698 | 38745275.5385 | 38480935.7416 | 38142340.9425 | 37703508.9281 | 37179225.5605
| # Vehicles - Electric Vehicles | # Vehicles | Electric Engagement | Electricity & Hybrid | # Vehicles | 433138 | 741596 | 1101512 | 1603459.1883 | 2255715.0489 | 3061439.2553 | 4056900.8545 | 5245036.5694 | 6662459.2912 | 8316532.7142 | 10301593.7142 | 12541541.7142 | 15032126.7142 | 17743584.7142 | 20469905.9758 | 23272951 | 26024757 | 28661690 | 31100299 | 33245919 | 35070335 | 36586367 | 37780910 | 38735012 | 39434555 | 39683063.2814 | 39655926.0743 | 39580936.565 | 39448817.9474 | 39262844.4795 | 39019244.3531
| # Vehicles - Electric Vehicles | # Vehicles | Hydrogen Evolution | Electricity & Hybrid | # Vehicles | 433138 | 741596 | 1101512 | 1621000.4307 | 2262429.4714 | 3058116.349 | 4060026.8984 | 5254120.6225 | 6677042.6385 | 8334499.5349 | 10329459.5349 | 12578050.5349 | 15070059.5349 | 17785427.5349 | 20510859.0068 | 23311083 | 26055053 | 28666502 | 31094756 | 33232412 | 35061452 | 36596365 | 37826964 | 38836763 | 39613698 | 40236265.0838 | 40646683.3539 | 40750279.3829 | 40842851.6578 | 40925292.5475 | 40998961.6249
| # Vehicles - Electric Vehicles | # Vehicles | Counterfactual | Electricity & Hybrid | # Vehicles | 433138 | 741596 | 1101512 | 1570063.4307 | 2135353.4714 | 2818086.349 | 3660789.8984 | 4641867.6225 | 5787990.6385 | 7098852.5349 | 8582354.288 | 10221255.4744 | 12028615.2112 | 13990215.4582 | 16079654.6451 | 18265259.4487 | 20768759.4487 | 23327542.4487 | 25900869.4487 | 28435117.4487 | 30605146 | 32644237 | 34482028 | 36129603 | 37559287 | 38804577 | 39343353.5202 | 39609330.5299 | 39855276.004 | 40085862.8858 | 40304568.4017
| # Vehicles - Electric Vehicles | # Vehicles | Five Year Forecast | Electricity & Hybrid | # Vehicles | 2020-01-01: 433138; 2021-01-01: 741596; 2022-01-01: 1101512; 2023-01-01: 1609720; 2024-01-01: 2258716; 2025-01-01: 3061571; 2026-01-01: 4059828; 2027-01-01: 5250808; 2028-01-01: 6671191; 2029-01-01: 8327837
| # Vehicles - Hydrogen | # Vehicles | Holistic Transition | Hydrogen | # Vehicles | 240 | 282 | 224 | 411 | 647 | 936 | 1290 | 1722 | 2248 | 2887 | 3662 | 4601 | 5721 | 6993 | 8486 | 10462 | 12509 | 15371 | 19383 | 25070 | 30515 | 36031 | 42749 | 50847 | 60568.793 | 72222.8434 | 86036.5065 | 102528.5151 | 122006.0897 | 143608.1149 | 168632.4769
| # Vehicles - Hydrogen | # Vehicles | Electric Engagement | Hydrogen | # Vehicles | 240 | 282 | 224 | 426 | 671 | 956 | 1290 | 1681 | 2138 | 2673 | 3300 | 4035 | 4893 | 5864 | 6989 | 8447 | 9885 | 11843 | 14359 | 17599 | 21194 | 24943 | 29505 | 35007 | 41627 | 49595.7186 | 59169.9257 | 70578.435 | 83841.0526 | 99527.5205 | 118135.6469
| # Vehicles - Hydrogen | # Vehicles | Hydrogen Evolution | Hydrogen | # Vehicles | 240 | 282 | 224 | 700 | 1308 | 2075 | 3039 | 4251 | 5775 | 7695 | 10123 | 13210 | 17136 | 22081 | 28427 | 37063 | 47756 | 62293 | 81818 | 107490 | 138571 | 170433 | 204567 | 241141 | 280324 | 322187.4576 | 366167.6642 | 410923.063 | 458022.728 | 498833.4954 | 544573.4125
| # Vehicles - Hydrogen | # Vehicles | Counterfactual | Hydrogen | # Vehicles | 240 | 282 | 224 | 532 | 881 | 1271 | 1706 | 2191 | 2731 | 3329 | 3991 | 4721 | 5527 | 6414 | 7388 | 8457 | 9629 | 10912 | 12315 | 13846 | 15517 | 17339 | 19323 | 21480 | 23824 | 26370 | 29129.4798 | 32121.4701 | 35361.996 | 38870.1142 | 42664.5983
| # Vehicles - Hydrogen | # Vehicles | Five Year Forecast | Hydrogen | # Vehicles | 2020-01-01: 240; 2021-01-01: 282; 2022-01-01: 224; 2023-01-01: 512; 2024-01-01: 875; 2025-01-01: 1322; 2026-01-01: 1873; 2027-01-01: 2552; 2028-01-01: 3387; 2029-01-01: 4418
| # Vehicles - Natural Gas | # Vehicles | Holistic Transition | Natural Gas | # Vehicles | 1243 | 1652 | 2368 | 2673 | 3008 | 3376 | 3780 | 4224 | 4713 | 5250 | 5839 | 6485 | 7183 | 7882 | 8615 | 8823.1722 | 9047.6323 | 9288.8085 | 9539.9847 | 9106.8769 | 8631.2011 | 8067.9574 | 7452.2896 | 6780.1979 | 6016.2542 | 5181.4586 | 4255.9549 | 3215.7434 | 2088.9678 | 1032 | 2
| # Vehicles - Natural Gas | # Vehicles | Electric Engagement | Natural Gas | # Vehicles | 1243 | 1652 | 2368 | 2860 | 3444 | 4136 | 4958 | 5933 | 7092 | 8466 | 10095 | 12026 | 14274 | 16665 | 19341 | 20805.1722 | 22540.6323 | 24589.8085 | 26989.9847 | 26244.8769 | 25362.2011 | 24269.9574 | 22979.2896 | 21457.1979 | 19620.2542 | 17452.4586 | 14873.9549 | 11792.7434 | 8191.9678 | 4319 | 0
| # Vehicles - Natural Gas | # Vehicles | Hydrogen Evolution | Natural Gas | # Vehicles | 1243 | 1652 | 2368 | 3179 | 4193 | 5467 | 7076 | 9115 | 11708 | 15010 | 19216 | 24565 | 31079 | 37830 | 45128 | 47081.1722 | 49311.6323 | 51852.8085 | 54711.9847 | 57822.8769 | 56444.2011 | 54553.9574 | 52253.2896 | 49464.1979 | 45939.2542 | 41620.4586 | 36273.9549 | 29613.7434 | 21598.9678 | 13212 | 4146
| # Vehicles - Natural Gas | # Vehicles | Counterfactual | Natural Gas | # Vehicles | 1243 | 1652 | 2368 | 3230 | 4311 | 5671 | 7389 | 9568 | 12340 | 15871 | 20367 | 26083 | 33344 | 42490 | 53897 | 66722 | 80300 | 94861 | 110521 | 127306 | 129647.0418 | 132120.3198 | 134681.4589 | 137260.2925 | 139065.654 | 134621.0572 | 129100.4883 | 122205.8778 | 113593.3092 | 102823.338 | 89561.4086
| # Vehicles - Natural Gas | # Vehicles | Five Year Forecast | Natural Gas | # Vehicles | 2020-01-01: 1243; 2021-01-01: 1652; 2022-01-01: 2368; 2023-01-01: 2904; 2024-01-01: 3548; 2025-01-01: 4326; 2026-01-01: 5271; 2027-01-01: 6424; 2028-01-01: 7838; 2029-01-01: 9575
| # Vehicles - Internal Combustion Engine | # Vehicles | Holistic Transition | Petrol/Diesel | # Vehicles | 37388673 | 37548763 | 37598703 | 37200417.1259 | 36647302.1474 | 35937892.7268 | 35037684.6601 | 33944109.8796 | 32620178.4559 | 31057762.6003 | 29161561.6677 | 27006621.1589 | 24596296.7228 | 21957829.1596 | 19294405.423 | 16545658.6231 | 13835359.0291 | 11228226.072 | 8806599.3477 | 6662386.6192 | 4829629.8207 | 3292374.0593 | 2061815.619 | 1054964.9632 | 319232.7384 | 226469.7768 | 155981.0998 | 99181.9217 | 52238.6523 | 35670.8581 | 26933.4427
| # Vehicles - Internal Combustion Engine | # Vehicles | Electric Engagement | Petrol/Diesel | # Vehicles | 37388673 | 37548763 | 37598703 | 37201506.1259 | 36649240.1474 | 35940996.7268 | 35042395.6601 | 33951088.8796 | 32630402.4559 | 31072621.6003 | 29182885.6677 | 27036621.1589 | 24637300.7228 | 22013122.1596 | 19367775.423 | 16639753.6231 | 13953476.0291 | 11371846.072 | 8975166.3477 | 6860819.6192 | 5054998.8207 | 3543283.0593 | 2336687.619 | 1353000.9632 | 600306.7384 | 267054.7768 | 193459.0998 | 135148.9217 | 96508.6523 | 64654.901 | 35094.4801
| # Vehicles - Internal Combustion Engine | # Vehicles | Hydrogen Evolution | Petrol/Diesel | # Vehicles | 37388673 | 37548763 | 37598703 | 37183513.1259 | 36641156.1474 | 35941759.7268 | 35035182.6601 | 33936057.8796 | 32607765.4559 | 31044413.6003 | 29142740.6677 | 26986227.1589 | 24584875.7228 | 21959482.1596 | 19322252.423 | 16613809.6231 | 13959781.0291 | 11436106.072 | 9089595.3477 | 7027645.6192 | 5273694.8207 | 3813832.0593 | 2656570.619 | 1718213.9632 | 1010804.7384 | 455716.7768 | 111401.1268 | 74019.7324 | 46090.2987 | 34204.8581 | 25909.4427
| # Vehicles - Internal Combustion Engine | # Vehicles | Counterfactual | Petrol/Diesel | # Vehicles | 37388673 | 37548763 | 37598703 | 37234261.1259 | 36767985.1474 | 36181581.7268 | 35434378.6601 | 34548601.8796 | 33497657.4559 | 32281736.6003 | 30892739.6677 | 29347646.1589 | 27633054.7228 | 25762829.1596 | 23762965.423 | 21665951.6231 | 19250683.0291 | 16779498.072 | 14292964.3477 | 11844616.6192 | 9774695.8207 | 7835654.0593 | 6099010.619 | 4551648.9632 | 3222717.7384 | 2084068.7768 | 1652505.0998 | 1494453.9217 | 1357323.6523 | 1236689.901 | 1129210.4801
| # Vehicles - Internal Combustion Engine | # Vehicles | Five Year Forecast | Petrol/Diesel | # Vehicles | 2020-01-01: 37388673; 2021-01-01: 37548763; 2022-01-01: 37598703; 2023-01-01: 37195146; 2024-01-01: 36645899; 2025-01-01: 35940217; 2026-01-01: 35038421; 2027-01-01: 33943752; 2028-01-01: 32619448; 2029-01-01: 31058265
| # Cars - Electric Vehicles | # Cars | Holistic Transition | Electricity & Hybrid | # Vehicles | 412157 | 702934 | 1040029 | 1494189.1883 | 2077663.0489 | 2793369.2553 | 3671250.8545 | 4708809.5694 | 5933858.2912 | 7346449.7142 | 9032142.7142 | 10910795.7142 | 12981268.7142 | 15217585.7142 | 17410003.7119 | 19640220 | 21819973 | 23895733 | 25804676 | 27468828 | 28880200 | 30046371 | 30935435 | 31618423 | 32027822.207 | 31775112.7858 | 31477470.8262 | 31123489.6822 | 30707324.6655 | 30222798.955 | 29663394.5981
| # Cars - Electric Vehicles | # Cars | Electric Engagement | Electricity & Hybrid | # Vehicles | 412157 | 702934 | 1040029 | 1493689.1883 | 2077163.0489 | 2792869.2553 | 3670751.8545 | 4708312.5694 | 5933373.2912 | 7345998.7142 | 9031784.7142 | 10910656.7142 | 12981607.7142 | 15218943.7142 | 17413242.9758 | 19647565 | 21833909 | 23920877 | 25847474 | 27537739 | 28985093 | 30198241 | 31146194 | 31900110 | 32436367 | 32549312.2814 | 32407885.0743 | 32234551.565 | 32024407.9474 | 31768652.1331 | 31459332.5612
| # Cars - Electric Vehicles | # Cars | Hydrogen Evolution | Electricity & Hybrid | # Vehicles | 412157 | 702934 | 1040029 | 1503915.4307 | 2075058.4714 | 2779004.349 | 3661443.8984 | 4703002.6225 | 5931725.6385 | 7346281.5349 | 9041311.5349 | 10929417.5349 | 13004539.5349 | 15250552.5349 | 17451330.0068 | 19690243 | 21880702 | 23959558 | 25898818 | 27608368 | 29085919 | 30343150 | 31351214 | 32183585 | 32818471 | 33326196 | 33648001.3033 | 33704099.4815 | 33758934.4742 | 33812326.1126 | 33864079.6369
| # Cars - Electric Vehicles | # Cars | Counterfactual | Electricity & Hybrid | # Vehicles | 412157 | 702934 | 1040029 | 1480135.4307 | 2009759.4714 | 2647741.349 | 3433476.8984 | 4343619.6225 | 5400050.6385 | 6601114.5349 | 7947573.288 | 9419640.4744 | 11027557.2112 | 12748905.4582 | 14562199.6451 | 16425724.4487 | 18576415.4487 | 20752865.4487 | 22933606.4487 | 25082963.4487 | 26819725 | 28443434 | 29909158 | 31226719 | 32362398 | 33343332 | 33648003.5202 | 33704103.5299 | 33758940.004 | 33812332.8858 | 33864087.4017
| # Cars - Electric Vehicles | # Cars | Five Year Forecast | Electricity & Hybrid | # Vehicles | 2020-01-01: 412157; 2021-01-01: 702934; 2022-01-01: 1040029; 2023-01-01: 1497265; 2024-01-01: 2076628; 2025-01-01: 2788414; 2026-01-01: 3667816; 2027-01-01: 4706708; 2028-01-01: 5932986; 2029-01-01: 7346244
| # Cars - Electric Vehicles - Plug-in Hybrid Electric Vehicle | # Cars | Holistic Transition | Hybrid (Electricity & Petrol/Diesel) | # Vehicles | 220207 | 327771 | 418831 | 545286.1883 | 680078.0489 | 824048.2553 | 982868.8545 | 1151747.5694 | 1335919.2912 | 1530869.7142 | 1710345.7142 | 1877040.7142 | 2038903.7142 | 2206304.7142 | 2078075.0366 | 1978489.1258 | 1809658.2574 | 1666559.9256 | 1515720.3049 | 1354331.7018 | 1175667.2627 | 985191.8286 | 776707.101 | 555923.5709 | 346974.3202 | 152904.9441 | 0 | 0 | 0 | 0 | 0
| # Cars - Electric Vehicles - Plug-in Hybrid Electric Vehicle | # Cars | Electric Engagement | Hybrid (Electricity & Petrol/Diesel) | # Vehicles | 220207 | 327771 | 418831 | 545286.1883 | 680078.0489 | 824048.2553 | 982868.8545 | 1151748.5694 | 1335924.2912 | 1530883.7142 | 1710380.7142 | 1877114.7142 | 2039046.7142 | 2206570.7142 | 2078350.717 | 1979245.676 | 1810408.934 | 1666804.0237 | 1515957.3788 | 1354561.2603 | 1175888.5013 | 985403.033 | 776903.9398 | 556099.6499 | 347116.2193 | 152992.3992 | 0 | 0 | 0 | 0 | 0
| # Cars - Electric Vehicles - Plug-in Hybrid Electric Vehicle | # Cars | Hydrogen Evolution | Hybrid (Electricity & Petrol/Diesel) | # Vehicles | 220207 | 327771 | 418831 | 527586.4307 | 643598.4714 | 767993.349 | 927443.8984 | 1097031.6225 | 1281991.6385 | 1477782.5349 | 1658036.5349 | 1825540.5349 | 1988271.5349 | 2156653.5349 | 2028050.9923 | 1928270.6602 | 1791613.6758 | 1668819.1529 | 1538934.875 | 1399463.1905 | 1219109.0921 | 1026903.7476 | 816614.5826 | 593967.848 | 383189.8996 | 187321.0174 | 0 | 0 | 0 | 0 | 0
| # Cars - Electric Vehicles - Plug-in Hybrid Electric Vehicle | # Cars | Counterfactual | Hybrid (Electricity & Petrol/Diesel) | # Vehicles | 220207 | 327771 | 418831 | 549575.4307 | 694094.4714 | 853985.349 | 1056948.8984 | 1279653.6225 | 1528326.6385 | 1799018.5349 | 2091854.288 | 2391586.4744 | 2703389.2112 | 3016323.4582 | 3341291.6451 | 3666791.4487 | 3977703.4487 | 4278198.4487 | 4572660.4487 | 4891441.4487 | 4592658.0078 | 4265647.4191 | 3940293.9584 | 3593769.1721 | 3218007.806 | 2832219.2229 | 2430413.4767 | 2025906.6384 | 1605545.9042 | 1183189.392 | 777095.5967
| # Cars - Electric Vehicles - Plug-in Hybrid Electric Vehicle | # Cars | Five Year Forecast | Hybrid (Electricity & Petrol/Diesel) | # Vehicles | 2020-01-01: 220207; 2021-01-01: 327771; 2022-01-01: 418831; 2023-01-01: 539387; 2024-01-01: 667918; 2025-01-01: 805363; 2026-01-01: 964394; 2027-01-01: 1133509; 2028-01-01: 1317945; 2029-01-01: 1513179
| # Cars - Electric Vehicles - Battery Electric Vehicle | # Cars | Holistic Transition | Electricity | # Vehicles | 191950 | 375163 | 621198 | 948903 | 1397585 | 1969321 | 2688382 | 3557062 | 4597939 | 5815580 | 7321797 | 9033755 | 10942365 | 13011281 | 15331928.6752 | 17661730.8742 | 20010314.7426 | 22229173.0744 | 24288955.6951 | 26114496.2982 | 27704532.7373 | 29061179.1714 | 30158727.899 | 31062499.4291 | 31680847.8868 | 31622207.8418 | 31477470.8262 | 31123489.6822 | 30707324.6655 | 30222798.955 | 29663394.5981
| # Cars - Electric Vehicles - Battery Electric Vehicle | # Cars | Electric Engagement | Electricity | # Vehicles | 191950 | 375163 | 621198 | 948403 | 1397085 | 1968821 | 2687883 | 3556564 | 4597449 | 5815115 | 7321404 | 9033542 | 10942561 | 13012373 | 15334892.2589 | 17668319.324 | 20023500.066 | 22254072.9763 | 24331516.6212 | 26183177.7397 | 27809204.4987 | 29212837.967 | 30369290.0602 | 31344010.3501 | 32089250.7807 | 32396319.8822 | 32407885.0743 | 32234551.565 | 32024407.9474 | 31768652.1331 | 31459332.5612
| # Cars - Electric Vehicles - Battery Electric Vehicle | # Cars | Hydrogen Evolution | Electricity | # Vehicles | 191950 | 375163 | 621198 | 976329 | 1431460 | 2011011 | 2734000 | 3605971 | 4649734 | 5868499 | 7383275 | 9103877 | 11016268 | 13093899 | 15423279.0145 | 17761972.3398 | 20089088.3242 | 22290738.8471 | 24359883.125 | 26208904.8095 | 27866809.9079 | 29316246.2524 | 30534599.4174 | 31589617.152 | 32435281.1004 | 33138874.9826 | 33648001.3033 | 33704099.4815 | 33758934.4742 | 33812326.1126 | 33864079.6369
| # Cars - Electric Vehicles - Battery Electric Vehicle | # Cars | Counterfactual | Electricity | # Vehicles | 191950 | 375163 | 621198 | 930560 | 1315665 | 1793756 | 2376528 | 3063966 | 3871724 | 4802096 | 5855719 | 7028054 | 8324168 | 9732582 | 11220908 | 12758933 | 14598712 | 16474667 | 18360946 | 20191522 | 22227066.9922 | 24177786.5809 | 25968864.0416 | 27632949.8279 | 29144390.194 | 30511112.7771 | 31217590.0435 | 31678196.8915 | 32153394.0998 | 32629143.4939 | 33086991.805
| # Cars - Electric Vehicles - Battery Electric Vehicle | # Cars | Five Year Forecast | Electricity | # Vehicles | 2020-01-01: 191950; 2021-01-01: 375163; 2022-01-01: 621198; 2023-01-01: 957878; 2024-01-01: 1408710; 2025-01-01: 1983051; 2026-01-01: 2703422; 2027-01-01: 3573199; 2028-01-01: 4615041; 2029-01-01: 5833065
| # Cars - Hydrogen | # Cars | Holistic Transition | Hydrogen | # Vehicles | 217 | 215 | 152 | 152 | 152 | 152 | 152 | 152 | 152 | 152 | 152 | 152 | 152 | 152 | 152 | 152 | 152 | 152 | 152 | 152 | 152 | 152 | 152 | 152 | 151.793 | 149.2142 | 147.1738 | 145.3178 | 143.3345 | 141.045 | 138.4019
| # Cars - Hydrogen | # Cars | Electric Engagement | Hydrogen | # Vehicles | 217 | 215 | 152 | 152 | 152 | 152 | 152 | 152 | 152 | 152 | 152 | 152 | 152 | 152 | 152 | 152 | 152 | 152 | 152 | 152 | 152 | 152 | 152 | 152 | 152 | 150.7186 | 148.9257 | 147.435 | 146.0526 | 144.8669 | 143.4388
| # Cars - Hydrogen | # Cars | Hydrogen Evolution | Hydrogen | # Vehicles | 217 | 215 | 152 | 152 | 152 | 152 | 152 | 152 | 152 | 152 | 152 | 152 | 152 | 152 | 152 | 152 | 152 | 152 | 152 | 152 | 152 | 152 | 152 | 152 | 152 | 152 | 151.6967 | 150.5185 | 149.5258 | 148.8874 | 148.3631
| # Cars - Hydrogen | # Cars | Counterfactual | Hydrogen | # Vehicles | 217 | 215 | 152 | 152 | 152 | 152 | 152 | 152 | 152 | 152 | 152 | 152 | 152 | 152 | 152 | 152 | 152 | 152 | 152 | 152 | 152 | 152 | 152 | 152 | 152 | 152 | 149.4798 | 146.4701 | 143.996 | 142.1142 | 140.5983
| # Cars - Hydrogen | # Cars | Five Year Forecast | Hydrogen | # Vehicles | 2020-01-01: 217; 2021-01-01: 215; 2022-01-01: 152; 2023-01-01: 152; 2024-01-01: 152; 2025-01-01: 152; 2026-01-01: 152; 2027-01-01: 152; 2028-01-01: 152; 2029-01-01: 152
| # Cars - Internal Combustion Engine | # Cars | Holistic Transition | Petrol/Diesel | # Vehicles | 31283614 | 31175475 | 31129751 | 30746314 | 30228217 | 29575062 | 28758802 | 27782458 | 26618003 | 25264792 | 23636411 | 21811910 | 19791096 | 17596820 | 15435314 | 13222884 | 11043525 | 8949379 | 7000027 | 5271666 | 3773715 | 2495634 | 1467260 | 616230 | 0 | 0 | 0 | 0 | 0 | 0 | 0
| # Cars - Internal Combustion Engine | # Cars | Electric Engagement | Petrol/Diesel | # Vehicles | 31283614 | 31175475 | 31129751 | 30746814 | 30228717 | 29575562 | 28759317 | 27783092 | 26619035 | 25266767 | 23640213 | 21818828 | 19802864 | 17616254 | 15466276 | 13268894 | 11109689 | 9039902 | 7117444 | 5417654 | 3947716 | 2697042 | 1695191 | 869927 | 238919 | 0 | 0 | 0 | 0 | 0 | 0
| # Cars - Internal Combustion Engine | # Cars | Hydrogen Evolution | Petrol/Diesel | # Vehicles | 31283614 | 31175475 | 31129751 | 30736588 | 30230822 | 29589427 | 28768642 | 27788572 | 26621377 | 25268435 | 23635109 | 21808787 | 19795512 | 17611389 | 15472139 | 13294730 | 11165713 | 9149719 | 7272020 | 5623807 | 4207299 | 3010736 | 2062872 | 1290132 | 714195 | 264611 | 0 | 0 | 0 | 0 | 0
| # Cars - Internal Combustion Engine | # Cars | Counterfactual | Petrol/Diesel | # Vehicles | 31283614 | 31175475 | 31129751 | 30760368 | 30296121 | 29720690 | 28996609 | 28147955 | 27153052 | 26013602 | 24728848 | 23318565 | 21772495 | 20113037 | 18361646 | 16560006 | 14471141 | 12356412 | 10237232 | 8149212 | 6473095 | 4909653 | 3504928 | 2246998 | 1170268 | 247475 | 0 | 0 | 0 | 0 | 0
| # Cars - Internal Combustion Engine | # Cars | Five Year Forecast | Petrol/Diesel | # Vehicles | 2020-01-01: 31283614; 2021-01-01: 31175475; 2022-01-01: 31129751; 2023-01-01: 30743239; 2024-01-01: 30229252; 2025-01-01: 29580017; 2026-01-01: 28762254; 2027-01-01: 27784707; 2028-01-01: 26619472; 2029-01-01: 25266664
| # Vans - Electric Vehicles | # Vans | Holistic Transition | Electricity & Hybrid | # Vehicles | 16610 | 30342 | 47096 | 84617 | 138502 | 208095 | 297825 | 410700 | 552475 | 726833 | 938497 | 1187540 | 1468679 | 1782507 | 2133640 | 2498171 | 2859922 | 3202227 | 3510980 | 3777022 | 3997017 | 4172733 | 4309337 | 4413548 | 4492201 | 4551404 | 4596193 | 4630504 | 4657301 | 4678765 | 4696470
| # Vans - Electric Vehicles | # Vans | Electric Engagement | Electricity & Hybrid | # Vehicles | 16610 | 30342 | 47096 | 84617 | 138502 | 208095 | 297825 | 410700 | 552475 | 726833 | 938497 | 1187540 | 1468679 | 1782507 | 2133640 | 2498171 | 2859922 | 3202227 | 3510980 | 3777022 | 3997017 | 4172733 | 4309337 | 4413548 | 4492201 | 4551404 | 4596193 | 4630504 | 4657301 | 4678765 | 4696470
| # Vans - Electric Vehicles | # Vans | Hydrogen Evolution | Electricity & Hybrid | # Vehicles | 16610 | 30342 | 47096 | 92344 | 148358 | 220584 | 313519 | 430219 | 576442 | 755828 | 972899 | 1227401 | 1513342 | 1830928 | 2184781 | 2549851 | 2909714 | 3247893 | 3550875 | 3810323 | 4023711 | 4193408 | 4324910 | 4425025 | 4500520 | 4557361 | 4600421 | 4633486 | 4659395 | 4680231 | 4697494
| # Vans - Electric Vehicles | # Vans | Counterfactual | Electricity & Hybrid | # Vehicles | 16610 | 30342 | 47096 | 67944 | 94466 | 128326 | 172322 | 227825 | 299176 | 387198 | 498424 | 634728 | 798162 | 996168 | 1223103 | 1490498 | 1784211 | 2102516 | 2425804 | 2735932 | 3076836 | 3392919 | 3673129 | 3911383 | 4106683 | 4262037 | 4382850 | 4475403 | 4545782 | 4599299 | 4640283
| # Vans - Electric Vehicles | # Vans | Five Year Forecast | Electricity & Hybrid | # Vehicles | 2020-01-01: 16610; 2021-01-01: 30342; 2022-01-01: 47096; 2023-01-01: 87193; 2024-01-01: 141787; 2025-01-01: 212258; 2026-01-01: 303056; 2027-01-01: 417206; 2028-01-01: 560464; 2029-01-01: 736498
| # Vans - Electric Vehicles - Battery Electric Vehicle | # Vans | Holistic Transition | Electricity | # Vehicles | 15471 | 28057 | 44285 | 81048 | 133843 | 202614 | 291005 | 403113 | 543307 | 716734 | 926353 | 1174260 | 1455332 | 1769160 | 2121734.2738 | 2487551.7938 | 2851226.8994 | 3194042.587 | 3503577.6096 | 3770744.1539 | 3991587.2048 | 4168684.6404 | 4306079.9482 | 4411922.0533 | 4491535.5586 | 4551404 | 4596193 | 4630504 | 4657301 | 4678765 | 4696470
| # Vans - Electric Vehicles - Battery Electric Vehicle | # Vans | Electric Engagement | Electricity | # Vehicles | 15471 | 28057 | 44285 | 81048 | 133843 | 202614 | 291005 | 403113 | 543307 | 716734 | 926353 | 1174260 | 1455332 | 1769160 | 2121734.2738 | 2487551.7938 | 2851226.8994 | 3194042.587 | 3503577.6096 | 3770744.1539 | 3991587.2048 | 4168684.6404 | 4306079.9482 | 4411922.0533 | 4491535.5586 | 4551404 | 4596193 | 4630504 | 4657301 | 4678765 | 4696470
| # Vans - Electric Vehicles - Battery Electric Vehicle | # Vans | Hydrogen Evolution | Electricity | # Vehicles | 15471 | 28057 | 44285 | 88775 | 143699 | 215103 | 306699 | 422632 | 567274 | 745729 | 960755 | 1214121 | 1499995 | 1817581 | 2172875.2738 | 2539231.7938 | 2901018.8994 | 3239708.587 | 3543472.6096 | 3804045.1539 | 4018281.2048 | 4189359.6404 | 4321652.9482 | 4423399.0533 | 4499854.5586 | 4557361 | 4600421 | 4633486 | 4659395 | 4680231 | 4697494
| # Vans - Electric Vehicles - Battery Electric Vehicle | # Vans | Counterfactual | Electricity | # Vehicles | 15471 | 28057 | 44285 | 64375 | 89807 | 122845 | 165502 | 220238 | 290008 | 377282 | 486603 | 622049 | 785483 | 981675 | 1208036 | 1474787 | 1768500 | 2086805 | 2410093 | 2720221 | 3062293.5163 | 3380279.9753 | 3661580.3062 | 3902081.7809 | 4098445.1023 | 4256507.1602 | 4378539.8523 | 4471092.8523 | 4544050.5489 | 4598383.5201 | 4640283
| # Vans - Electric Vehicles - Battery Electric Vehicle | # Vans | Five Year Forecast | Electricity | # Vehicles | 2020-01-01: 15471; 2021-01-01: 28057; 2022-01-01: 44285; 2023-01-01: 83624; 2024-01-01: 137128; 2025-01-01: 206777; 2026-01-01: 296236; 2027-01-01: 409619; 2028-01-01: 551296; 2029-01-01: 726399
| # Vans - Electric Vehicles - Plug-in Hybrid Electric Vehicle | # Vans | Holistic Transition | Hybrid (Electricity & Petrol/Diesel) | # Vehicles | 1139 | 2285 | 2811 | 3569 | 4659 | 5481 | 6820 | 7587 | 9168 | 10099 | 12144 | 13280 | 13347 | 13347 | 11905.7262 | 10619.2062 | 8695.1006 | 8184.413 | 7402.3904 | 6277.8461 | 5429.7952 | 4048.3596 | 3257.0518 | 1625.9467 | 665.4414 | 0 | 0 | 0 | 0 | 0 | 0
| # Vans - Electric Vehicles - Plug-in Hybrid Electric Vehicle | # Vans | Electric Engagement | Hybrid (Electricity & Petrol/Diesel) | # Vehicles | 1139 | 2285 | 2811 | 3569 | 4659 | 5481 | 6820 | 7587 | 9168 | 10099 | 12144 | 13280 | 13347 | 13347 | 11905.7262 | 10619.2062 | 8695.1006 | 8184.413 | 7402.3904 | 6277.8461 | 5429.7952 | 4048.3596 | 3257.0518 | 1625.9467 | 665.4414 | 0 | 0 | 0 | 0 | 0 | 0
| # Vans - Electric Vehicles - Plug-in Hybrid Electric Vehicle | # Vans | Hydrogen Evolution | Hybrid (Electricity & Petrol/Diesel) | # Vehicles | 1139 | 2285 | 2811 | 3569 | 4659 | 5481 | 6820 | 7587 | 9168 | 10099 | 12144 | 13280 | 13347 | 13347 | 11905.7262 | 10619.2062 | 8695.1006 | 8184.413 | 7402.3904 | 6277.8461 | 5429.7952 | 4048.3596 | 3257.0518 | 1625.9467 | 665.4414 | 0 | 0 | 0 | 0 | 0 | 0
| # Vans - Electric Vehicles - Plug-in Hybrid Electric Vehicle | # Vans | Counterfactual | Hybrid (Electricity & Petrol/Diesel) | # Vehicles | 1139 | 2285 | 2811 | 3569 | 4659 | 5481 | 6820 | 7587 | 9168 | 9916 | 11821 | 12679 | 12679 | 14493 | 15067 | 15711 | 15711 | 15711 | 15711 | 15711 | 14542.4837 | 12639.0247 | 11548.6938 | 9301.2191 | 8237.8977 | 5529.8398 | 4310.1477 | 4310.1477 | 1731.4511 | 915.4799 | 0
| # Vans - Electric Vehicles - Plug-in Hybrid Electric Vehicle | # Vans | Five Year Forecast | Hybrid (Electricity & Petrol/Diesel) | # Vehicles | 2020-01-01: 1139; 2021-01-01: 2285; 2022-01-01: 2811; 2023-01-01: 3569; 2024-01-01: 4659; 2025-01-01: 5481; 2026-01-01: 6820; 2027-01-01: 7587; 2028-01-01: 9168; 2029-01-01: 10099
| # Vans - Hydrogen | # Vans | Holistic Transition | Hydrogen | # Vehicles | 4 | 5 | 5 | 5 | 5 | 5 | 5 | 5 | 5 | 5 | 5 | 5 | 5 | 5 | 5 | 5 | 5 | 5 | 5 | 5 | 5 | 5 | 5 | 5 | 5 | 5 | 5 | 5 | 5 | 5 | 5
| # Vans - Hydrogen | # Vans | Electric Engagement | Hydrogen | # Vehicles | 4 | 5 | 5 | 5 | 5 | 5 | 5 | 5 | 5 | 5 | 5 | 5 | 5 | 5 | 5 | 5 | 5 | 5 | 5 | 5 | 5 | 5 | 5 | 5 | 5 | 5 | 5 | 5 | 5 | 5 | 5
| # Vans - Hydrogen | # Vans | Hydrogen Evolution | Hydrogen | # Vehicles | 4 | 5 | 5 | 5 | 5 | 5 | 5 | 5 | 5 | 5 | 5 | 5 | 5 | 5 | 5 | 5 | 5 | 5 | 5 | 5 | 5 | 5 | 5 | 5 | 5 | 5 | 5 | 5 | 5 | 5 | 5
| # Vans - Hydrogen | # Vans | Counterfactual | Hydrogen | # Vehicles | 4 | 5 | 5 | 5 | 5 | 5 | 5 | 5 | 5 | 5 | 5 | 5 | 5 | 5 | 5 | 5 | 5 | 5 | 5 | 5 | 5 | 5 | 5 | 5 | 5 | 5 | 5 | 5 | 5 | 5 | 5
| # Vans - Hydrogen | # Vans | Five Year Forecast | Hydrogen | # Vehicles | 2020-01-01: 4; 2021-01-01: 5; 2022-01-01: 5; 2023-01-01: 5; 2024-01-01: 5; 2025-01-01: 5; 2026-01-01: 5; 2027-01-01: 5; 2028-01-01: 5; 2029-01-01: 5
| # Vans - Internal Combustion Engine | # Vans | Holistic Transition | Petrol/Diesel | # Vehicles | 4197364 | 4369178 | 4431546 | 4402544.0688 | 4357194.3422 | 4296152.851 | 4214990.626 | 4110699.6983 | 3977525.0988 | 3811783.8585 | 3608753.0087 | 3368359.5804 | 3095886.6049 | 2790741.1135 | 2448307.1376 | 2092491.7085 | 1739472.8578 | 1405916.6169 | 1105929.0176 | 848669.0913 | 637472.8699 | 470572.3851 | 342800.6688 | 247438.7528 | 177651.6691 | 127331.4498 | 91442.1268 | 66047.7324 | 48184.2987 | 35670.8581 | 26933.4427
| # Vans - Internal Combustion Engine | # Vans | Electric Engagement | Petrol/Diesel | # Vehicles | 4197364 | 4369178 | 4431546 | 4402544.0688 | 4357194.3422 | 4296152.851 | 4214990.626 | 4110699.6983 | 3977525.0988 | 3811783.8585 | 3608753.0087 | 3368359.5804 | 3095886.6049 | 2790741.1135 | 2448307.1376 | 2092491.7085 | 1739472.8578 | 1405916.6169 | 1105929.0176 | 848669.0913 | 637472.8699 | 470572.3851 | 342800.6688 | 247438.7528 | 177651.6691 | 127331.4498 | 91442.1268 | 66047.7324 | 48184.2987 | 35670.8581 | 26933.4427
| # Vans - Internal Combustion Engine | # Vans | Hydrogen Evolution | Petrol/Diesel | # Vehicles | 4197364 | 4369178 | 4431546 | 4394817.0688 | 4347338.3422 | 4283663.851 | 4199296.626 | 4091180.6983 | 3953558.0988 | 3782788.8585 | 3574351.0087 | 3328498.5804 | 3051223.6049 | 2742320.1135 | 2397166.1376 | 2040811.7085 | 1689680.8578 | 1360250.6169 | 1066034.0176 | 815368.0913 | 610778.8699 | 449897.3851 | 327227.6688 | 235961.7528 | 169332.6691 | 121374.4498 | 87214.1268 | 63065.7324 | 46090.2987 | 34204.8581 | 25909.4427
| # Vans - Internal Combustion Engine | # Vans | Counterfactual | Petrol/Diesel | # Vehicles | 4197364 | 4369178 | 4431546 | 4419217.0688 | 4401230.3422 | 4375921.851 | 4340493.626 | 4293574.6983 | 4230824.0988 | 4151418.8585 | 4048826.0087 | 3921171.5804 | 3766403.6049 | 3577080.1135 | 3358844.1376 | 3100164.7085 | 2815183.8578 | 2505627.6169 | 2191105.0176 | 1889759.0913 | 1557653.8699 | 1250386.3851 | 979008.6688 | 749603.7528 | 563169.6691 | 416698.4498 | 304785.1268 | 221148.7324 | 159703.2987 | 115136.8581 | 83120.4427
| # Vans - Internal Combustion Engine | # Vans | Five Year Forecast | Petrol/Diesel | # Vehicles | 2020-01-01: 4197364; 2021-01-01: 4369178; 2022-01-01: 4431546; 2023-01-01: 4399968; 2024-01-01: 4353909; 2025-01-01: 4291990; 2026-01-01: 4209759; 2027-01-01: 4104193; 2028-01-01: 3969536; 2029-01-01: 3802119
| # Buses - Natural Gas | # Buses | Five Year Forecast | Natural Gas | # Vehicles | 2020-01-01: 459; 2021-01-01: 460; 2022-01-01: 483; 2023-01-01: 544; 2024-01-01: 611; 2025-01-01: 684; 2026-01-01: 765; 2027-01-01: 854; 2028-01-01: 952; 2029-01-01: 1059
| # Buses - Electric Vehicles - Battery Electric Vehicle | # Buses | Five Year Forecast | Electricity | # Vehicles | 2020-01-01: 810; 2021-01-01: 1295; 2022-01-01: 1929; 2023-01-01: 2812; 2024-01-01: 4041; 2025-01-01: 5647; 2026-01-01: 7732; 2027-01-01: 10403; 2028-01-01: 13777; 2029-01-01: 17972
| # Buses - Hydrogen | # Buses | Five Year Forecast | Hydrogen | # Vehicles | 2020-01-01: 17; 2021-01-01: 60; 2022-01-01: 65; 2023-01-01: 102; 2024-01-01: 151; 2025-01-01: 211; 2026-01-01: 284; 2027-01-01: 372; 2028-01-01: 477; 2029-01-01: 602
| # Buses - Internal Combustion Engine | # Buses | Five Year Forecast | Petrol/Diesel | # Vehicles | 2020-01-01: 135463; 2021-01-01: 138860; 2022-01-01: 135631; 2023-01-01: 135240; 2024-01-01: 134486; 2025-01-01: 133341; 2026-01-01: 131699; 2027-01-01: 129451; 2028-01-01: 126476; 2029-01-01: 122654
| # HGVs - Natural Gas | # HGVs | Five Year Forecast | Natural Gas | # Vehicles | 2020-01-01: 784; 2021-01-01: 1192; 2022-01-01: 1885; 2023-01-01: 2360; 2024-01-01: 2937; 2025-01-01: 3642; 2026-01-01: 4506; 2027-01-01: 5570; 2028-01-01: 6886; 2029-01-01: 8516
| # HGVs - Electric Vehicles - Battery Electric Vehicle | # HGVs | Five Year Forecast | Electricity | # Vehicles | 2020-01-01: 168; 2021-01-01: 284; 2022-01-01: 1055; 2023-01-01: 2060; 2024-01-01: 3562; 2025-01-01: 5798; 2026-01-01: 9116; 2027-01-01: 14002; 2028-01-01: 21135; 2029-01-01: 31405
| # HGVs - Hydrogen | # HGVs | Five Year Forecast | Hydrogen | # Vehicles | 2020-01-01: 1; 2021-01-01: 1; 2022-01-01: 1; 2023-01-01: 108; 2024-01-01: 238; 2025-01-01: 393; 2026-01-01: 581; 2027-01-01: 810; 2028-01-01: 1093; 2029-01-01: 1448
| # HGVs - Internal Combustion Engine | # HGVs | Five Year Forecast | Petrol/Diesel | # Vehicles | 2020-01-01: 470681; 2021-01-01: 486864; 2022-01-01: 493093; 2023-01-01: 492274; 2024-01-01: 491010; 2025-01-01: 488861; 2026-01-01: 485441; 2027-01-01: 480212; 2028-01-01: 472433; 2029-01-01: 461132
| # Buses - Natural Gas | # Buses | Holistic Transition | Natural Gas | # Vehicles | 459 | 460 | 483 | 544 | 611 | 684 | 765 | 854 | 952 | 1059 | 1177 | 1306 | 1448 | 1604 | 1775 | 1702.1722 | 1623.6323 | 1540.8085 | 1457.9847 | 1370.8769 | 1275.2011 | 1170.9574 | 1055.2896 | 928.1979 | 788.2542 | 635.4586 | 466.9549 | 282.7434 | 79.9678 | 0 | 0
| # Buses - Electric Vehicles - Battery Electric Vehicle | # Buses | Holistic Transition | Electricity | # Vehicles | 810 | 1295 | 1929 | 2995 | 4516 | 6525 | 9156 | 12544 | 16828 | 22140 | 28581 | 36143 | 44829 | 54416 | 64630 | 75134 | 85580 | 95429 | 104436 | 112501 | 119648 | 126362 | 131926 | 136561 | 140031 | 142874.9122 | 142540.7123 | 142079.0594 | 141442.277 | 140495.6666 | 139273.7281
| # Buses - Hydrogen | # Buses | Holistic Transition | Hydrogen | # Vehicles | 17 | 60 | 65 | 102 | 152 | 212 | 284 | 371 | 474 | 596 | 740 | 908 | 1104 | 1332 | 1596 | 1902 | 2255 | 2661 | 3128 | 3664 | 4279 | 4984 | 5789 | 6707 | 7751 | 8923.6293 | 10081.3327 | 11385.1972 | 12885.7552 | 14576.3334 | 16465.2719
| # Buses - Internal Combustion Engine | # Buses | Holistic Transition | Petrol/Diesel | # Vehicles | 135463 | 138860 | 135631 | 135061 | 134019 | 132476 | 130294 | 127334 | 123456 | 118524 | 112433 | 105189 | 96782 | 87431 | 77405 | 67293 | 57200 | 47659 | 38901 | 31023 | 23996 | 17323 | 11714 | 6935 | 3211 | 0 | 0 | 0 | 0 | 0 | 0
| # HGVs - Natural Gas | # HGVs | Holistic Transition | Natural Gas | # Vehicles | 784 | 1192 | 1885 | 2129 | 2397 | 2692 | 3015 | 3370 | 3761 | 4191 | 4662 | 5179 | 5735 | 6278 | 6840 | 7121 | 7424 | 7748 | 8082 | 7736 | 7356 | 6897 | 6397 | 5852 | 5228 | 4546 | 3789 | 2933 | 2009 | 1032 | 2
| # HGVs - Electric Vehicles - Battery Electric Vehicle | # HGVs | Holistic Transition | Electricity | # Vehicles | 168 | 284 | 1055 | 2175 | 3849 | 6342 | 10037 | 15473 | 23390 | 34749 | 50692 | 72373 | 99498 | 126946 | 155335 | 190944 | 218284 | 250636 | 288024 | 330259 | 359749 | 378559 | 396853 | 414526 | 431355 | 447048 | 461165 | 473195 | 482585 | 481083 | 477811
| # HGVs - Hydrogen | # HGVs | Holistic Transition | Hydrogen | # Vehicles | 1 | 1 | 1 | 109 | 237 | 387 | 563 | 768 | 1008 | 1288 | 1615 | 1997 | 2428 | 2850 | 3297 | 3989 | 4465 | 5410 | 7087 | 9937 | 11941 | 13292 | 14982 | 17022 | 19462 | 22396 | 25943 | 30170 | 34997 | 39769 | 45065
| # HGVs - Internal Combustion Engine | # HGVs | Holistic Transition | Petrol/Diesel | # Vehicles | 470681 | 486864 | 493093 | 492303 | 491178 | 489187 | 485942 | 480897 | 473302 | 462187 | 446402 | 424780 | 397628 | 370177 | 341741 | 306124 | 278972 | 246321 | 207892 | 164126 | 133988 | 115261 | 96756 | 78566 | 60903 | 43941 | 28019 | 13605 | 1302 | 0 | 0
| # Buses - Natural Gas | # Buses | Electric Engagement | Natural Gas | # Vehicles | 459 | 460 | 483 | 544 | 611 | 684 | 765 | 854 | 952 | 1059 | 1177 | 1306 | 1448 | 1604 | 1775 | 1702.1722 | 1623.6323 | 1540.8085 | 1457.9847 | 1370.8769 | 1275.2011 | 1170.9574 | 1055.2896 | 928.1979 | 788.2542 | 635.4586 | 466.9549 | 282.7434 | 79.9678 | 0 | 0
| # Buses - Electric Vehicles - Battery Electric Vehicle | # Buses | Electric Engagement | Electricity | # Vehicles | 810 | 1295 | 1929 | 2783 | 3965 | 5508 | 7510 | 10076 | 13324 | 17377 | 22355 | 28329 | 35385 | 43476 | 52503 | 62283 | 72562 | 82888 | 92918 | 102377 | 111092 | 119300 | 126357 | 132358 | 137064 | 141130 | 144274 | 147170 | 149434 | 149615.3464 | 149651.7919
| # Buses - Hydrogen | # Buses | Electric Engagement | Hydrogen | # Vehicles | 17 | 60 | 65 | 98 | 142 | 193 | 253 | 323 | 403 | 495 | 599 | 716 | 849 | 998 | 1164 | 1349 | 1555 | 1784 | 2037 | 2317 | 2626 | 2968 | 3344 | 3757 | 4210 | 4707 | 5251 | 5847 | 6498 | 7131.6536 | 7832.2081
| # Buses - Internal Combustion Engine | # Buses | Electric Engagement | Petrol/Diesel | # Vehicles | 135463 | 138860 | 135631 | 135332 | 134691 | 133679 | 132194 | 130130 | 127369 | 123785 | 119256 | 113710 | 107056 | 99340 | 90659 | 81454 | 71737 | 61958 | 52454 | 43502 | 35277 | 27537 | 20930 | 15356 | 11053 | 7363 | 4566 | 1984 | 2 | 0 | 0
| # HGVs - Natural Gas | # HGVs | Electric Engagement | Natural Gas | # Vehicles | 784 | 1192 | 1885 | 2316 | 2833 | 3452 | 4193 | 5079 | 6140 | 7407 | 8918 | 10720 | 12826 | 15061 | 17566 | 19103 | 20917 | 23049 | 25532 | 24874 | 24087 | 23099 | 21924 | 20529 | 18832 | 16817 | 14407 | 11510 | 8112 | 4319 | 0
| # HGVs - Electric Vehicles - Battery Electric Vehicle | # HGVs | Electric Engagement | Electricity | # Vehicles | 168 | 284 | 1055 | 2146 | 3775 | 6200 | 9795 | 15086 | 22803 | 33899 | 49530 | 70912 | 98058 | 125844 | 154900 | 192636 | 222653 | 258424 | 300093 | 344245 | 375359 | 395147 | 414603 | 433624 | 451969 | 469365 | 485405 | 499249 | 502830 | 506713 | 511028
| # HGVs - Hydrogen | # HGVs | Electric Engagement | Hydrogen | # Vehicles | 1 | 1 | 1 | 105 | 222 | 349 | 488 | 639 | 803 | 980 | 1173 | 1382 | 1602 | 1801 | 1994 | 2326 | 2404 | 2721 | 3258 | 4111 | 4829 | 5110 | 5497 | 5975 | 6556 | 7273 | 8149 | 9138 | 9944 | 10846 | 11843
| # HGVs - Internal Combustion Engine | # HGVs | Electric Engagement | Petrol/Diesel | # Vehicles | 470681 | 486864 | 493093 | 492146 | 490828 | 488604 | 485078 | 479701 | 471712 | 460126 | 443747 | 421312 | 392799 | 363541 | 332750 | 294111 | 263170 | 225918 | 182199 | 138823 | 108752 | 90648 | 72958 | 55833 | 39586 | 24471 | 10950 | 0 | 0 | 0 | 0
| # Buses - Natural Gas | # Buses | Hydrogen Evolution | Natural Gas | # Vehicles | 459 | 460 | 483 | 544 | 611 | 684 | 765 | 854 | 952 | 1059 | 1177 | 1306 | 1448 | 1604 | 1775 | 1702.1722 | 1623.6323 | 1540.8085 | 1457.9847 | 1370.8769 | 1275.2011 | 1170.9574 | 1055.2896 | 928.1979 | 788.2542 | 635.4586 | 466.9549 | 282.7434 | 79.9678 | 0 | 0
| # Buses - Electric Vehicles - Battery Electric Vehicle | # Buses | Hydrogen Evolution | Electricity | # Vehicles | 810 | 1295 | 1929 | 2658 | 3642 | 4908 | 6530 | 8589 | 11178 | 14399 | 18359 | 23141 | 28848 | 35507 | 43113 | 51599 | 60832 | 70511 | 80348 | 90052 | 99368 | 108337 | 116359 | 123382 | 129124 | 133016.0838 | 131447.3109 | 129530.5245 | 127206.4388 | 124371.5878 | 121092.439
| # Buses - Hydrogen | # Buses | Hydrogen Evolution | Hydrogen | # Vehicles | 17 | 60 | 65 | 105 | 160 | 229 | 315 | 422 | 554 | 715 | 911 | 1149 | 1437 | 1784 | 2201 | 2702 | 3302 | 4018 | 4871 | 5886 | 7090 | 8517 | 10199 | 12176 | 14487 | 17045.4576 | 19355.7342 | 22031.7321 | 25135.5934 | 28629.4122 | 32489.561
| # Buses - Internal Combustion Engine | # Buses | Hydrogen Evolution | Petrol/Diesel | # Vehicles | 135463 | 138860 | 135631 | 135326 | 134747 | 133868 | 132610 | 130888 | 128604 | 125652 | 121917 | 117309 | 111715 | 105098 | 97451 | 89086 | 79882 | 70123 | 60072 | 49998 | 40134 | 30404 | 21380 | 13073 | 5728 | 0 | 0 | 0 | 0 | 0 | 0
| # HGVs - Natural Gas | # HGVs | Hydrogen Evolution | Natural Gas | # Vehicles | 784 | 1192 | 1885 | 2635 | 3582 | 4783 | 6311 | 8261 | 10756 | 13951 | 18039 | 23259 | 29631 | 36226 | 43353 | 45379 | 47688 | 50312 | 53254 | 56452 | 55169 | 53383 | 51198 | 48536 | 45151 | 40985 | 35807 | 29331 | 21519 | 13212 | 4146
| # HGVs - Electric Vehicles - Battery Electric Vehicle | # HGVs | Hydrogen Evolution | Electricity | # Vehicles | 168 | 284 | 1055 | 1859 | 3061 | 4853 | 7515 | 11448 | 17213 | 25566 | 37463 | 53987 | 74933 | 95626 | 116015 | 147094 | 168094 | 191266 | 215881 | 239133 | 250680 | 250524 | 250062 | 249399 | 248629 | 247840 | 247132 | 246622 | 246239 | 245257 | 243827
| # HGVs - Hydrogen | # HGVs | Hydrogen Evolution | Hydrogen | # Vehicles | 1 | 1 | 1 | 111 | 255 | 443 | 691 | 1022 | 1468 | 2076 | 2913 | 4077 | 5687 | 7851 | 10868 | 15528 | 21485 | 30396 | 43255 | 61049 | 82844 | 103790 | 125133 | 146766 | 168560 | 190390 | 212051 | 233257 | 253394 | 263674 | 275164
| # HGVs - Internal Combustion Engine | # HGVs | Hydrogen Evolution | Petrol/Diesel | # Vehicles | 470681 | 486864 | 493093 | 492373 | 491025 | 488791 | 485302 | 480039 | 472286 | 461084 | 445218 | 423268 | 395300 | 366810 | 337240 | 300440 | 272141 | 238403 | 198957 | 155685 | 124600 | 106572 | 88854 | 71525 | 54868 | 38977 | 24187 | 10954 | 0 | 0 | 0
| # Buses - Natural Gas | # Buses | Counterfactual | Natural Gas | # Vehicles | 459 | 460 | 483 | 611 | 770 | 966 | 1208 | 1508 | 1878 | 2335 | 2898 | 3590 | 4441 | 5483 | 6756 | 8305 | 10186 | 12454 | 15174 | 18406 | 18205.0418 | 17957.3198 | 17651.4589 | 17272.2925 | 16804.654 | 16227.0572 | 15515.4883 | 14640.8778 | 13565.3092 | 12248.338 | 10639.4086
| # Buses - Electric Vehicles - Battery Electric Vehicle | # Buses | Counterfactual | Electricity | # Vehicles | 810 | 1295 | 1929 | 2673 | 3657 | 4840 | 6264 | 7962 | 9968 | 12320 | 15054 | 18189 | 21774 | 25817 | 30335 | 35336 | 40816 | 46718 | 52998 | 59597 | 66445 | 73542 | 80647 | 87655 | 94351 | 100768 | 106697 | 112253 | 117242 | 121663 | 125535
| # Buses - Hydrogen | # Buses | Counterfactual | Hydrogen | # Vehicles | 17 | 60 | 65 | 91 | 125 | 164 | 210 | 264 | 327 | 400 | 484 | 579 | 688 | 812 | 952 | 1110 | 1289 | 1490 | 1716 | 1969 | 2253 | 2572 | 2929 | 3327 | 3771 | 4266 | 4817 | 5431 | 6113 | 6870 | 7710
| # Buses - Internal Combustion Engine | # Buses | Counterfactual | Petrol/Diesel | # Vehicles | 135463 | 138860 | 135631 | 135009 | 134109 | 132968 | 131534 | 129760 | 127600 | 124998 | 121897 | 118256 | 113992 | 109065 | 103416 | 96991 | 89734 | 81647 | 72706 | 62907 | 56262 | 49380 | 42511 | 35771 | 29386 | 23341 | 17862 | 12856 | 8551 | 4981 | 2170
| # HGVs - Natural Gas | # HGVs | Counterfactual | Natural Gas | # Vehicles | 784 | 1192 | 1885 | 2619 | 3541 | 4705 | 6181 | 8060 | 10462 | 13536 | 17469 | 22493 | 28903 | 37007 | 47141 | 58417 | 70114 | 82407 | 95347 | 108900 | 111442 | 114163 | 117030 | 119988 | 122261 | 118394 | 113585 | 107565 | 100028 | 90575 | 78922
| # HGVs - Electric Vehicles - Battery Electric Vehicle | # HGVs | Counterfactual | Electricity | # Vehicles | 168 | 284 | 1055 | 1848 | 2918 | 4356 | 6287 | 8870 | 12312 | 16873 | 22875 | 30701 | 40781 | 53562 | 69441 | 86603 | 103675 | 120934 | 138488 | 156358 | 186571 | 218355 | 237551 | 251687 | 268206 | 290726 | 313861 | 337753 | 362573 | 388534 | 415671
| # HGVs - Hydrogen | # HGVs | Counterfactual | Hydrogen | # Vehicles | bar: 2020-01-01 to 2050-01-01
| # HGVs - Internal Combustion Engine | # HGVs | Counterfactual | Petrol/Diesel | # Vehicles | 470681 | 486864 | 493093 | 492453 | 491406 | 489751 | 487293 | 483782 | 478891 | 472210 | 463231 | 451339 | 435809 | 415886 | 390836 | 363363 | 335561 | 306978 | 277454 | 247003 | 215223 | 181693 | 160608 | 144494 | 126683 | 109013 | 91671 | 74785 | 58492 | 42975 | 28485
| # Motorbikes - Electric Vehicles - Battery Electric Vehicle | # Motorbikes | Holistic Transition | Electricity | # Vehicles | 3393 | 6741 | 11403 | 20722 | 33475 | 50828 | 74285 | 105743 | 147519 | 202304 | 273002 | 362374 | 472441 | 603654 | 754003 | 918434 | 1089066 | 1256513 | 1412020 | 1549507 | 1666541 | 1763956 | 1844628 | 1912180 | 1970089 | 2021255 | 2067906 | 2111668 | 2153688 | 2180366.3064 | 2202276.2343
| # Motorbikes - Hydrogen | # Motorbikes | Holistic Transition | Hydrogen | # Vehicles | 1 | 1 | 1 | 43 | 101 | 180 | 286 | 426 | 609 | 846 | 1150 | 1539 | 2032 | 2654 | 3436 | 4414 | 5632 | 7143 | 9011 | 11312 | 14138 | 17598 | 21821 | 26961 | 33199 | 40749 | 49860 | 60823 | 73975 | 89116.7365 | 106958.8031
| # Motorbikes - Internal Combustion Engine | # Motorbikes | Holistic Transition | Petrol/Diesel | # Vehicles | 1301551 | 1378386 | 1408682 | 1424195.0571 | 1436693.8051 | 1445014.8758 | 1447656.0341 | 1442721.1813 | 1427892.3571 | 1400475.7417 | 1357562.659 | 1296382.5785 | 1214904.1179 | 1112660.046 | 991638.2854 | 856865.9146 | 716189.1713 | 578950.4551 | 453850.3301 | 346902.5279 | 260457.9508 | 193583.6742 | 143284.9502 | 105795.2104 | 77467.0693 | 55197.327 | 36519.973 | 19529.1893 | 2752.3536 | 0 | 0
| # Motorbikes - Electric Vehicles - Battery Electric Vehicle | # Motorbikes | Electric Engagement | Electricity | # Vehicles | 3393 | 6741 | 11403 | 20224 | 32310 | 48767 | 71019 | 100862 | 140484 | 192425 | 259427 | 344104 | 448397 | 572814 | 715620 | 872296 | 1035711 | 1197274 | 1348834 | 1484536 | 1601774 | 1700946 | 1784419 | 1855372 | 1916954 | 1971852 | 2022169 | 2069462 | 2114845 | 2159099 | 2202762
| # Motorbikes - Hydrogen | # Motorbikes | Electric Engagement | Hydrogen | # Vehicles | 1 | 1 | 1 | 66 | 150 | 257 | 392 | 562 | 775 | 1041 | 1371 | 1780 | 2285 | 2908 | 3674 | 4615 | 5769 | 7181 | 8907 | 11014 | 13582 | 16708 | 20507 | 25118 | 30704 | 37460 | 45616 | 55441 | 67248 | 81400 | 98312
| # Motorbikes - Internal Combustion Engine | # Motorbikes | Electric Engagement | Petrol/Diesel | # Vehicles | 1301551 | 1378386 | 1408682 | 1424670.0571 | 1437809.8051 | 1446998.8758 | 1450816.0341 | 1447466.1813 | 1434761.3571 | 1410159.7417 | 1370916.659 | 1314411.5785 | 1238695.1179 | 1143246.046 | 1029783.2854 | 902802.9146 | 769407.1713 | 638151.4551 | 517140.3301 | 412171.5279 | 325780.9508 | 257483.6742 | 204807.9502 | 164446.2104 | 133097.0693 | 107889.327 | 86500.973 | 67117.1893 | 48322.3536 | 28984.043 | 8161.0374
| # Motorbikes - Electric Vehicles - Battery Electric Vehicle | # Motorbikes | Hydrogen Evolution | Electricity | # Vehicles | 3393 | 6741 | 11403 | 20224 | 32310 | 48767 | 71019 | 100862 | 140484 | 192425 | 259427 | 344104 | 448397 | 572814 | 715620 | 872296 | 1035711 | 1197274 | 1348834 | 1484536 | 1601774 | 1700946 | 1784419 | 1855372 | 1916954 | 1971852 | 2019681.7396 | 2036541.3769 | 2051076.7447 | 2063106.8471 | 2072468.549
| # Motorbikes - Hydrogen | # Motorbikes | Hydrogen Evolution | Hydrogen | # Vehicles | 1 | 1 | 1 | 327 | 736 | 1246 | 1876 | 2650 | 3596 | 4747 | 6142 | 7827 | 9855 | 12289 | 15201 | 18676 | 22812 | 27722 | 33535 | 40398 | 48480 | 57969 | 69078 | 82042 | 97120 | 114595 | 134604.2334 | 155478.8124 | 179338.6088 | 206376.1958 | 236766.4884
| # Motorbikes - Internal Combustion Engine | # Motorbikes | Hydrogen Evolution | Petrol/Diesel | # Vehicles | 1301551 | 1378386 | 1408682 | 1424409.0571 | 1437223.8051 | 1446009.8758 | 1449332.0341 | 1445378.1813 | 1431940.3571 | 1406453.7417 | 1366145.659 | 1308364.5785 | 1231125.1179 | 1133865.046 | 1018256.2854 | 888741.9146 | 752364.1713 | 617610.4551 | 492512.3301 | 382787.5279 | 290882.9508 | 216222.6742 | 156236.9502 | 107522.2104 | 66681.0693 | 30754.327 | 0 | 0 | 0 | 0 | 0
| # Motorbikes - Electric Vehicles - Battery Electric Vehicle | # Motorbikes | Counterfactual | Electricity | # Vehicles | 3393 | 6741 | 11403 | 17463 | 24553 | 32823 | 42440 | 53591 | 66484 | 81347 | 98428 | 117997 | 140341 | 165763 | 194576 | 227098 | 263642 | 304509 | 349973 | 400267 | 455569 | 515987 | 581543 | 652159 | 727649 | 807714 | 891942 | 979818 | 1070739 | 1164034 | 1258992
| # Motorbikes - Hydrogen | # Motorbikes | Counterfactual | Hydrogen | # Vehicles | 1 | 1 | 1 | 283 | 598 | 949 | 1338 | 1769 | 2246 | 2771 | 3349 | 3984 | 4681 | 5444 | 6278 | 7189 | 8182 | 9264 | 10441 | 11719 | 13106 | 14609 | 16236 | 17995 | 19895 | 21946 | 24157 | 26538 | 29099 | 31852 | 34808
| # Motorbikes - Internal Combustion Engine | # Motorbikes | Counterfactual | Petrol/Diesel | # Vehicles | 1301551 | 1378386 | 1408682 | 1427214.0571 | 1445118.8051 | 1462250.8758 | 1478449.0341 | 1493530.1813 | 1507290.3571 | 1519507.7417 | 1529937.659 | 1538314.5785 | 1544355.1179 | 1547761.046 | 1548223.2854 | 1545426.9146 | 1539063.1713 | 1528833.4551 | 1514467.3301 | 1495735.5279 | 1472461.9508 | 1444541.6742 | 1411954.9502 | 1374782.2104 | 1333211.0693 | 1287541.327 | 1238186.973 | 1185664.1893 | 1130577.3536 | 1073597.043 | 1015435.0374
| # Motorbikes - Electric Vehicles - Battery Electric Vehicle | # Motorbikes | Five Year Forecast | Electricity | # Vehicles | 2020-01-01: 3393; 2021-01-01: 6741; 2022-01-01: 11403; 2023-01-01: 20390; 2024-01-01: 32698; 2025-01-01: 49454; 2026-01-01: 72108; 2027-01-01: 102489; 2028-01-01: 142829; 2029-01-01: 195718
| # Motorbikes - Hydrogen | # Motorbikes | Five Year Forecast | Hydrogen | # Vehicles | 2020-01-01: 1; 2021-01-01: 1; 2022-01-01: 1; 2023-01-01: 145; 2024-01-01: 329; 2025-01-01: 561; 2026-01-01: 851; 2027-01-01: 1213; 2028-01-01: 1660; 2029-01-01: 2211
| # Motorbikes - Internal Combustion Engine | # Motorbikes | Five Year Forecast | Petrol/Diesel | # Vehicles | 2020-01-01: 1301551; 2021-01-01: 1378386; 2022-01-01: 1408682; 2023-01-01: 1424425; 2024-01-01: 1437242; 2025-01-01: 1446008; 2026-01-01: 1449268; 2027-01-01: 1445189; 2028-01-01: 1431531; 2029-01-01: 1405696
| TWh Vehicles - Electricity | TWh | Holistic Transition | Electricity | Annual | 1.305 | 2.199 | 3.199 | 4.591 | 6.371 | 8.559 | 11.257 | 14.483 | 18.336 | 22.838 | 28.231 | 34.395 | 41.278 | 48.676 | 56.31 | 64.311 | 71.911 | 79.807 | 87.648 | 95.466 | 102.129 | 107.697 | 112.397 | 116.416 | 119.624 | 121.305 | 122.554 | 123.415 | 123.848 | 122.86 | 121.582
| TWh Vehicles - Electricity | TWh | Electric Engagement | Electricity | Annual | 1.305 | 2.199 | 3.199 | 4.591 | 6.349 | 8.524 | 11.203 | 14.405 | 18.23 | 22.702 | 28.068 | 34.215 | 41.113 | 48.572 | 56.329 | 64.57 | 72.505 | 80.834 | 89.196 | 97.177 | 104.014 | 109.751 | 114.642 | 118.866 | 122.375 | 124.807 | 126.463 | 127.716 | 127.596 | 127.382 | 127.145
| TWh Vehicles - Electricity | TWh | Hydrogen Evolution | Electricity | Annual | 1.305 | 2.199 | 3.199 | 4.591 | 6.347 | 8.463 | 11.104 | 14.243 | 17.966 | 22.28 | 27.436 | 33.284 | 39.752 | 46.657 | 53.667 | 61.013 | 67.723 | 74.366 | 80.57 | 86.004 | 90.399 | 93.76 | 96.367 | 98.416 | 99.895 | 100.974 | 101.447 | 101.351 | 101.234 | 101.088 | 100.934
| TWh Vehicles - Electricity | TWh | Counterfactual | Electricity | Annual | 1.305 | 2.199 | 3.199 | 4.591 | 5.878 | 7.61 | 9.734 | 12.195 | 15.061 | 18.315 | 21.983 | 26.059 | 30.569 | 35.518 | 40.831 | 46.442 | 52.787 | 59.503 | 66.297 | 73.006 | 79.503 | 85.832 | 91.515 | 96.823 | 101.766 | 106.868 | 110.44 | 113.364 | 116.151 | 118.821 | 121.383
| TWh Vehicles - Electricity | TWh | Five Year Forecast | Electricity | Annual | 2020-01-01: 1.305; 2021-01-01: 2.199; 2022-01-01: 3.199; 2023-01-01: 4.591; 2024-01-01: 6.355; 2025-01-01: 8.515; 2026-01-01: 11.189; 2027-01-01: 14.376; 2028-01-01: 18.177; 2029-01-01: 22.607
| TWh Vehicles - Hydrogen | TWh | Holistic Transition | Hydrogen | Annual | 0.0031352 | 0.0081905 | 0.0084345 | 0.023972 | 0.042434 | 0.06371 | 0.088366 | 0.11684 | 0.14965 | 0.18732 | 0.23063 | 0.28027 | 0.33644 | 0.39676 | 0.46345 | 0.548 | 0.62849 | 0.7392 | 0.89328 | 1.1163 | 1.2996 | 1.4555 | 1.6359 | 1.8468 | 2.0981 | 2.4057 | 2.7743 | 3.2278 | 3.7487 | 4.1981 | 4.6923
| TWh Vehicles - Hydrogen | TWh | Electric Engagement | Hydrogen | Annual | 0.0031352 | 0.0081905 | 0.0084345 | 0.022741 | 0.039389 | 0.057717 | 0.078027 | 0.1004 | 0.12502 | 0.1519 | 0.1815 | 0.21371 | 0.24874 | 0.28511 | 0.32367 | 0.3717 | 0.41024 | 0.46376 | 0.5312 | 0.61604 | 0.69419 | 0.75272 | 0.8203 | 0.89986 | 0.9968 | 1.1191 | 1.2714 | 1.444 | 1.5756 | 1.717 | 1.8754
| TWh Vehicles - Hydrogen | TWh | Hydrogen Evolution | Hydrogen | Annual | 0.0031352 | 0.0081905 | 0.0084345 | 0.024839 | 0.047532 | 0.078276 | 0.12029 | 0.17826 | 0.25888 | 0.37172 | 0.53077 | 0.75664 | 1.0778 | 1.5322 | 2.181 | 3.1278 | 4.4429 | 6.3186 | 8.9329 | 12.4309 | 16.8136 | 21.1054 | 25.3644 | 29.576 | 33.7146 | 37.7383 | 41.5438 | 45.1207 | 48.3428 | 49.4462 | 50.6993
| TWh Vehicles - Hydrogen | TWh | Counterfactual | Hydrogen | Annual | 0.0031352 | 0.0081905 | 0.0084345 | 0.011454 | 0.01537 | 0.01982 | 0.025023 | 0.031079 | 0.038088 | 0.046143 | 0.055337 | 0.065651 | 0.077395 | 0.090652 | 0.1055 | 0.12214 | 0.14085 | 0.1617 | 0.18497 | 0.21084 | 0.23966 | 0.27181 | 0.30754 | 0.34709 | 0.3909 | 0.43941 | 0.49302 | 0.55235 | 0.6178 | 0.68996 | 0.76949
| TWh Vehicles - Hydrogen | TWh | Five Year Forecast | Hydrogen | Annual | 0.0031352 | 0.0081905 | 0.0084344 | 0.023851 | 0.043118 | 0.066568 | 0.09556 | 0.13183 | 0.17785 | 0.23698 |  |  |  | 0 | 0 | 0 | 0 | 0 | 0 | 0 | 0 | 0 | 0 | 0 | 0 | 0 | 0 | 0 | 0 | 0 | 0
| TWh Vehicles - Natural Gas | TWh | Holistic Transition | Natural Gas | Annual | 0.23299 | 0.31304 | 0.44859 | 0.50471 | 0.56592 | 0.6326 | 0.70533 | 0.78481 | 0.87163 | 0.96639 | 1.0697 | 1.1822 | 1.3041 | 1.4324 | 1.5697 | 1.6533 | 1.7446 | 1.8444 | 1.9534 | 1.8601 | 1.7598 | 1.6396 | 1.5108 | 1.3732 | 1.2169 | 1.0493 | 0.86526 | 0.65886 | 0.43641 | 0.2193 | 0.00012888
| TWh Vehicles - Natural Gas | TWh | Electric Engagement | Natural Gas | Annual | 0.23299 | 0.31304 | 0.44859 | 0.5405 | 0.64916 | 0.77703 | 0.92823 | 1.1066 | 1.3174 | 1.5659 | 1.8591 | 2.2049 | 2.6096 | 3.0669 | 3.5941 | 4.0696 | 4.6311 | 5.2914 | 6.0653 | 5.8716 | 5.6508 | 5.3836 | 5.0774 | 4.7263 | 4.3099 | 3.8292 | 3.267 | 2.6035 | 1.8337 | 0.97534 | 0
| TWh Vehicles - Natural Gas | TWh | Hydrogen Evolution | Natural Gas | Annual | 0.23299 | 0.31304 | 0.44859 | 0.60736 | 0.79575 | 1.0201 | 1.2884 | 1.6106 | 1.9981 | 2.4659 | 3.0315 | 3.7161 | 4.5252 | 5.3975 | 6.3613 | 6.9838 | 7.6959 | 8.508 | 9.4292 | 10.4509 | 10.1062 | 9.6539 | 9.1423 | 8.5677 | 7.8832 | 7.1055 | 6.2078 | 5.158 | 3.9461 | 2.6403 | 1.2073
| TWh Vehicles - Natural Gas | TWh | Counterfactual | Natural Gas | Annual | 0.23299 | 0.31304 | 0.44859 | 0.61364 | 0.80953 | 1.0426 | 1.3211 | 1.6554 | 2.0581 | 2.5448 | 3.1339 | 3.848 | 4.7151 | 5.764 | 7.0271 | 8.4506 | 9.9957 | 11.6874 | 13.5438 | 15.5755 | 16.3656 | 17.238 | 18.1935 | 19.231 | 20.1382 | 19.3088 | 18.3617 | 17.2648 | 15.9893 | 14.4986 | 12.7632
| TWh Vehicles - Natural Gas | TWh | Five Year Forecast | Natural Gas | Annual | 2020-01-01: 0.23299; 2021-01-01: 0.31304; 2022-01-01: 0.44859; 2023-01-01: 0.55086; 2024-01-01: 0.67028; 2025-01-01: 0.80992; 2026-01-01: 0.974; 2027-01-01: 1.1673; 2028-01-01: 1.3957; 2029-01-01: 1.6661
| TWh Vehicles - Petrol/Diesel | TWh | Holistic Transition | Petrol/Diesel | Annual | 414.8549 | 413.4814 | 407.8917 | 397.4033 | 386.7772 | 375.4571 | 362.618 | 349.6216 | 335.3995 | 319.1366 | 301.1059 | 281.0722 | 258.6633 | 235.3928 | 210.3619 | 184.1162 | 159.0149 | 134.6382 | 110.798 | 88.2237 | 69.0454 | 52.8704 | 39.1297 | 27.1786 | 17.3897 | 11.838 | 7.368 | 3.9447 | 1.114 | 0.62768 | 0.47389
| TWh Vehicles - Petrol/Diesel | TWh | Electric Engagement | Petrol/Diesel | Annual | 414.8549 | 413.4814 | 407.8917 | 397.4288 | 386.8255 | 375.5371 | 362.7409 | 349.8012 | 335.6488 | 319.4658 | 301.5146 | 281.5351 | 259.1091 | 235.7289 | 210.4538 | 183.7799 | 158.0472 | 132.8038 | 107.9053 | 85.4519 | 66.3622 | 50.3498 | 36.8192 | 25.1517 | 15.5043 | 8.9028 | 4.5698 | 1.5255 | 0.92426 | 0.6732 | 0.48668
| TWh Vehicles - Petrol/Diesel | TWh | Hydrogen Evolution | Petrol/Diesel | Annual | 414.8549 | 413.4814 | 407.8917 | 397.1465 | 386.516 | 375.1927 | 362.3309 | 349.3467 | 335.1803 | 319.0338 | 301.123 | 281.2347 | 259.0116 | 235.9199 | 211.0814 | 185.0417 | 160.2723 | 136.2497 | 112.6058 | 90.4856 | 71.487 | 55.5972 | 42.1024 | 30.3693 | 20.5634 | 12.325 | 6.4563 | 3.3253 | 0.8111 | 0.60188 | 0.45587
| TWh Vehicles - Petrol/Diesel | TWh | Counterfactual | Petrol/Diesel | Annual | 414.8549 | 413.4814 | 407.8917 | 397.8521 | 388.1794 | 378.1875 | 367.1079 | 356.4446 | 345.2337 | 332.7524 | 320.0458 | 306.3827 | 291.0646 | 274.9951 | 257.7543 | 239.0472 | 218.3993 | 197.0304 | 175.1139 | 153.7562 | 132.0706 | 110.8428 | 92.2899 | 75.267 | 59.659 | 45.7633 | 36.5209 | 29.4095 | 22.8704 | 16.929 | 11.6049
| TWh Vehicles - Petrol/Diesel | TWh | Five Year Forecast | Petrol/Diesel | Annual | 2020-01-01: 414.8549; 2021-01-01: 413.4814; 2022-01-01: 407.8917; 2023-01-01: 397.3262; 2024-01-01: 386.7063; 2025-01-01: 375.3956; 2026-01-01: 362.5633; 2027-01-01: 349.5898; 2028-01-01: 335.4095; 2029-01-01: 319.212
| TWh Cars - Electricity | TWh | Holistic Transition | Electricity | Annual | 1.1874 | 2.006 | 2.8884 | 4.0145 | 5.4021 | 7.0622 | 9.0683 | 11.3956 | 14.0897 | 17.1202 | 20.6688 | 24.5599 | 28.7687 | 33.236 | 37.6202 | 41.965 | 45.9975 | 50.0254 | 53.7183 | 56.9056 | 59.6211 | 61.847 | 63.529 | 64.8166 | 65.5788 | 65.0797 | 64.5198 | 63.8793 | 63.1634 | 62.3666 | 61.481
| TWh Cars - Electricity | TWh | Electric Engagement | Electricity | Annual | 1.1874 | 2.006 | 2.8884 | 4.0196 | 5.3975 | 7.0583 | 9.0642 | 11.3915 | 14.0854 | 17.1155 | 20.6652 | 24.5567 | 28.7675 | 33.2397 | 37.6327 | 41.9979 | 46.0564 | 50.1194 | 53.8612 | 57.1184 | 59.9257 | 62.2692 | 64.0969 | 65.5577 | 66.6077 | 66.8643 | 66.6567 | 66.4207 | 66.1628 | 65.8731 | 65.5409
| TWh Cars - Electricity | TWh | Hydrogen Evolution | Electricity | Annual | 1.1874 | 2.006 | 2.8884 | 4.0007 | 5.397 | 7.031 | 9.0485 | 11.3865 | 14.0892 | 17.1216 | 20.6879 | 24.5926 | 28.8011 | 33.2757 | 37.6627 | 42.0063 | 46.0355 | 50.0403 | 53.7592 | 56.9951 | 59.7944 | 62.1448 | 63.9995 | 65.5101 | 66.6348 | 67.5279 | 68.0701 | 68.1099 | 68.1793 | 68.282 | 68.4238
| TWh Cars - Electricity | TWh | Counterfactual | Electricity | Annual | 1.1874 | 2.006 | 2.8884 | 4.0942 | 5.2114 | 6.6799 | 8.4674 | 10.5024 | 12.8253 | 15.4061 | 18.2306 | 21.2605 | 24.499 | 27.903 | 31.4096 | 34.9474 | 39.0557 | 43.3623 | 47.65 | 51.8217 | 55.1549 | 58.2386 | 61.0055 | 63.4729 | 65.5827 | 67.4014 | 67.9159 | 67.9769 | 68.0688 | 68.1986 | 68.367
| TWh Cars - Electricity | TWh | Five Year Forecast | Electricity | Annual | 2020-01-01: 1.1874; 2021-01-01: 2.006; 2022-01-01: 2.8884; 2023-01-01: 4.0117; 2024-01-01: 5.3983; 2025-01-01: 7.0505; 2026-01-01: 9.061; 2027-01-01: 11.3904; 2028-01-01: 14.0878; 2029-01-01: 17.1194
| TWh Cars - Electricity - Battery Electric Vehicle | TWh | Holistic Transition | Electricity | Annual | 0.54025 | 1.0551 | 1.6811 | 2.4899 | 3.5552 | 4.8761 | 6.518 | 8.4684 | 10.7629 | 13.3792 | 16.5894 | 20.1776 | 24.1014 | 28.2797 | 33.0327 | 37.7268 | 42.3841 | 46.7289 | 50.7382 | 54.2588 | 57.3372 | 59.9446 | 62.0382 | 63.756 | 64.9208 | 64.7915 | 64.5198 | 63.8793 | 63.1634 | 62.3666 | 61.481
| TWh Cars - Electricity - Battery Electric Vehicle | TWh | Electric Engagement | Electricity | Annual | 0.54025 | 1.0551 | 1.6811 | 2.4913 | 3.5506 | 4.872 | 6.5139 | 8.4643 | 10.7587 | 13.3749 | 16.5861 | 20.175 | 24.1009 | 28.2839 | 33.0454 | 37.7558 | 42.4388 | 46.8224 | 50.8807 | 54.4711 | 57.6414 | 60.3664 | 62.6057 | 64.4967 | 65.9494 | 66.5759 | 66.6567 | 66.4207 | 66.1628 | 65.8731 | 65.5409
| TWh Cars - Electricity - Battery Electric Vehicle | TWh | Hydrogen Evolution | Electricity | Annual | 0.54025 | 1.0551 | 1.6811 | 2.5337 | 3.6381 | 4.9773 | 6.6283 | 8.5863 | 10.8857 | 13.5004 | 16.725 | 20.3239 | 24.2445 | 28.4268 | 33.1813 | 37.8725 | 42.4613 | 46.7393 | 50.7334 | 54.2601 | 57.4261 | 60.1619 | 62.4321 | 64.3769 | 65.9081 | 67.1748 | 68.0701 | 68.1099 | 68.1793 | 68.282 | 68.4238
| TWh Cars - Electricity - Battery Electric Vehicle | TWh | Counterfactual | Electricity | Annual | 0.54025 | 1.0551 | 1.6811 | 2.512 | 3.3355 | 4.4296 | 5.7544 | 7.295 | 9.0791 | 11.0858 | 13.3048 | 15.7345 | 18.3647 | 21.1785 | 24.0863 | 27.045 | 30.6298 | 34.3975 | 38.1599 | 41.7657 | 45.9599 | 49.9627 | 53.4426 | 56.6166 | 59.48 | 62.0625 | 63.362 | 64.2037 | 65.0964 | 66.0213 | 66.9456
| TWh Cars - Electricity - Battery Electric Vehicle | TWh | Five Year Forecast | Electricity | Annual | 2020-01-01: 0.54025; 2021-01-01: 1.0551; 2022-01-01: 1.6811; 2023-01-01: 2.5051; 2024-01-01: 3.5809; 2025-01-01: 4.9084; 2026-01-01: 6.5538; 2027-01-01: 8.5057; 2028-01-01: 10.8022; 2029-01-01: 13.4184
| TWh Cars - Electricity - Plug-in Hybrid Electric Vehicle | TWh | Holistic Transition | Electricity | Annual | 0.64715 | 0.95088 | 1.2072 | 1.5247 | 1.8469 | 2.1861 | 2.5503 | 2.9272 | 3.3268 | 3.7409 | 4.0794 | 4.3823 | 4.6672 | 4.9563 | 4.5876 | 4.2383 | 3.6134 | 3.2965 | 2.9801 | 2.6468 | 2.2839 | 1.9024 | 1.4908 | 1.0606 | 0.65801 | 0.28823 | 0 | 0 | 0 | 0 | 0
| TWh Cars - Electricity - Plug-in Hybrid Electric Vehicle | TWh | Electric Engagement | Electricity | Annual | 0.64715 | 0.95088 | 1.2072 | 1.5284 | 1.8469 | 2.1863 | 2.5504 | 2.9271 | 3.3266 | 3.7406 | 4.0791 | 4.3817 | 4.6666 | 4.9559 | 4.5873 | 4.2421 | 3.6176 | 3.297 | 2.9806 | 2.6473 | 2.2843 | 1.9028 | 1.4912 | 1.061 | 0.65828 | 0.2884 | 0 | 0 | 0 | 0 | 0
| TWh Cars - Electricity - Plug-in Hybrid Electric Vehicle | TWh | Hydrogen Evolution | Electricity | Annual | 0.64715 | 0.95088 | 1.2072 | 1.4671 | 1.7589 | 2.0536 | 2.4202 | 2.8002 | 3.2035 | 3.6212 | 3.963 | 4.2688 | 4.5566 | 4.8489 | 4.4814 | 4.1337 | 3.5741 | 3.3009 | 3.0258 | 2.735 | 2.3683 | 1.9829 | 1.5674 | 1.1332 | 0.72669 | 0.35311 | 0 | 0 | 0 | 0 | 0
| TWh Cars - Electricity - Plug-in Hybrid Electric Vehicle | TWh | Counterfactual | Electricity | Annual | 0.64715 | 0.95088 | 1.2072 | 1.5822 | 1.8759 | 2.2502 | 2.713 | 3.2074 | 3.7462 | 4.3203 | 4.9258 | 5.5259 | 6.1343 | 6.7245 | 7.3233 | 7.9023 | 8.4259 | 8.9648 | 9.4901 | 10.056 | 9.1949 | 8.276 | 7.5629 | 6.8564 | 6.1027 | 5.3389 | 4.5539 | 3.7732 | 2.9723 | 2.1773 | 1.4214
| TWh Cars - Electricity - Plug-in Hybrid Electric Vehicle | TWh | Five Year Forecast | Electricity | Annual | 2020-01-01: 0.64715; 2021-01-01: 0.95088; 2022-01-01: 1.2072; 2023-01-01: 1.5066; 2024-01-01: 1.8174; 2025-01-01: 2.142; 2026-01-01: 2.5072; 2027-01-01: 2.8846; 2028-01-01: 3.2856; 2029-01-01: 3.701
| TWh Cars - Petrol/Diesel | TWh | Holistic Transition | Petrol/Diesel | Annual | 237.2337 | 230.8034 | 225.396 | 217.2234 | 209.162 | 200.7166 | 191.2281 | 182.1986 | 172.7151 | 162.147 | 150.9479 | 139.0035 | 125.8472 | 112.5772 | 98.4612 | 84.0884 | 70.3481 | 57.6456 | 45.641 | 35.1067 | 25.844 | 17.7434 | 11.1071 | 5.4429 | 1.1683 | 0.51485 | 0 | 0 | 0 | 0 | 0
| TWh Cars - Petrol/Diesel | TWh | Electric Engagement | Petrol/Diesel | Annual | 237.2337 | 230.8034 | 225.396 | 217.2364 | 209.1746 | 200.729 | 191.2403 | 182.2114 | 172.7301 | 162.1676 | 150.9793 | 139.0535 | 125.9255 | 112.7007 | 98.6517 | 84.3636 | 70.7402 | 58.1727 | 46.3218 | 35.9534 | 26.8539 | 18.9084 | 12.4269 | 6.9136 | 2.549 | 0.51514 | 0 | 0 | 0 | 0 | 0
| TWh Cars - Petrol/Diesel | TWh | Hydrogen Evolution | Petrol/Diesel | Annual | 237.2337 | 230.8034 | 225.396 | 217.0974 | 209.0558 | 200.6192 | 191.0993 | 182.0455 | 172.5455 | 161.9817 | 150.7552 | 138.8037 | 125.697 | 112.4924 | 98.5041 | 84.3321 | 70.9924 | 58.818 | 47.2943 | 37.2991 | 28.5048 | 20.8614 | 14.6886 | 9.4762 | 5.416 | 2.1614 | 0 | 0 | 0 | 0 | 0
| TWh Cars - Petrol/Diesel | TWh | Counterfactual | Petrol/Diesel | Annual | 237.2337 | 230.8034 | 225.396 | 217.37 | 209.7425 | 201.8969 | 193.1722 | 185.1456 | 176.9317 | 167.8806 | 159.1821 | 150.2102 | 140.3777 | 130.7795 | 121.0064 | 110.7677 | 99.2103 | 87.5841 | 75.7664 | 64.5846 | 53.4777 | 42.8118 | 33.5523 | 25.1218 | 17.5957 | 10.968 | 8.1835 | 6.8214 | 5.406 | 3.9839 | 2.6166
| TWh Cars - Petrol/Diesel | TWh | Five Year Forecast | Petrol/Diesel | Annual | 2020-01-01: 237.2337; 2021-01-01: 230.8034; 2022-01-01: 225.396; 2023-01-01: 217.1857; 2024-01-01: 209.1308; 2025-01-01: 200.6883; 2026-01-01: 191.1892; 2027-01-01: 182.1518; 2028-01-01: 172.6636; 2029-01-01: 162.0988
| TWh Cars - Petrol/Diesel - Plug-in Hybrid Electric Vehicle | TWh | Holistic Transition | Petrol/Diesel | Annual | 1.015 | 1.405 | 1.7186 | 2.1927 | 2.6958 | 3.231 | 3.8163 | 4.4347 | 5.1029 | 5.8094 | 6.4137 | 6.975 | 7.52 | 8.0836 | 7.5733 | 7.0818 | 6.1106 | 5.6115 | 5.1036 | 4.5602 | 3.9586 | 3.3172 | 2.6153 | 1.8719 | 1.1683 | 0.51485 | 0 | 0 | 0 | 0 | 0
| TWh Cars - Petrol/Diesel - Plug-in Hybrid Electric Vehicle | TWh | Electric Engagement | Petrol/Diesel | Annual | 1.015 | 1.405 | 1.7186 | 2.1927 | 2.6958 | 3.231 | 3.8163 | 4.4347 | 5.1029 | 5.8094 | 6.4138 | 6.9752 | 7.5204 | 8.0845 | 7.5744 | 7.089 | 6.1178 | 5.6123 | 5.1044 | 4.561 | 3.9593 | 3.318 | 2.6159 | 1.8724 | 1.1688 | 0.51514 | 0 | 0 | 0 | 0 | 0
| TWh Cars - Petrol/Diesel - Plug-in Hybrid Electric Vehicle | TWh | Hydrogen Evolution | Petrol/Diesel | Annual | 1.015 | 1.405 | 1.7186 | 2.13 | 2.5672 | 3.0344 | 3.6205 | 4.2407 | 4.9118 | 5.6219 | 6.2288 | 6.7928 | 7.3407 | 7.9077 | 7.3976 | 6.907 | 6.0441 | 5.6191 | 5.1818 | 4.7121 | 4.1049 | 3.4577 | 2.7496 | 2 | 1.2902 | 0.63073 | 0 | 0 | 0 | 0 | 0
| TWh Cars - Petrol/Diesel - Plug-in Hybrid Electric Vehicle | TWh | Counterfactual | Petrol/Diesel | Annual | 1.015 | 1.405 | 1.7186 | 2.2041 | 2.7373 | 3.3239 | 4.0565 | 4.8556 | 5.7412 | 6.7035 | 7.7381 | 8.7885 | 9.8777 | 10.9619 | 12.0857 | 13.2018 | 14.2487 | 15.2605 | 16.252 | 17.3254 | 15.9374 | 14.4312 | 13.2674 | 12.1006 | 10.8354 | 9.5364 | 8.1835 | 6.8214 | 5.406 | 3.9839 | 2.6166
| TWh Cars - Petrol/Diesel - Plug-in Hybrid Electric Vehicle | TWh | Five Year Forecast | Petrol/Diesel | Annual | 2020-01-01: 1.015; 2021-01-01: 1.405; 2022-01-01: 1.7186; 2023-01-01: 2.1718; 2024-01-01: 2.653; 2025-01-01: 3.1655; 2026-01-01: 3.751; 2027-01-01: 4.37; 2028-01-01: 5.0392; 2029-01-01: 5.7469
| TWh Cars - Petrol/Diesel - Internal Combustion Engine | TWh | Holistic Transition | Petrol/Diesel | Annual | 236.2187 | 229.3984 | 223.6773 | 215.0307 | 206.4661 | 197.4856 | 187.4117 | 177.7639 | 167.6122 | 156.3377 | 144.5342 | 132.0286 | 118.3272 | 104.4936 | 90.8879 | 77.0067 | 64.2375 | 52.0341 | 40.5374 | 30.5465 | 21.8854 | 14.4262 | 8.4918 | 3.571 | 0 | 0 | 0 | 0 | 0 | 0 | 0
| TWh Cars - Petrol/Diesel - Internal Combustion Engine | TWh | Electric Engagement | Petrol/Diesel | Annual | 236.2187 | 229.3984 | 223.6773 | 215.0437 | 206.4788 | 197.498 | 187.424 | 177.7767 | 167.6273 | 156.3582 | 144.5656 | 132.0783 | 118.4051 | 104.6162 | 91.0773 | 77.2746 | 64.6223 | 52.5604 | 41.2174 | 31.3924 | 22.8945 | 15.5904 | 9.811 | 5.0412 | 1.3802 | 0 | 0 | 0 | 0 | 0 | 0
| TWh Cars - Petrol/Diesel - Internal Combustion Engine | TWh | Hydrogen Evolution | Petrol/Diesel | Annual | 236.2187 | 229.3984 | 223.6773 | 214.9674 | 206.4885 | 197.5848 | 187.4789 | 177.8048 | 167.6337 | 156.3599 | 144.5264 | 132.0109 | 118.3563 | 104.5847 | 91.1065 | 77.4251 | 64.9482 | 53.1989 | 42.1126 | 32.587 | 24.4 | 17.4037 | 11.9389 | 7.4762 | 4.1257 | 1.5307 | 0 | 0 | 0 | 0 | 0
| TWh Cars - Petrol/Diesel - Internal Combustion Engine | TWh | Counterfactual | Petrol/Diesel | Annual | 236.2187 | 229.3984 | 223.6773 | 215.1659 | 207.0053 | 198.573 | 189.1157 | 180.29 | 171.1904 | 161.1771 | 151.4441 | 141.4217 | 130.5 | 119.8176 | 108.9207 | 97.5659 | 84.9616 | 72.3236 | 59.5144 | 47.2592 | 37.5403 | 28.3805 | 20.2849 | 13.0212 | 6.7604 | 1.4316 | 0 | 0 | 0 | 0 | 0
| TWh Cars - Petrol/Diesel - Internal Combustion Engine | TWh | Five Year Forecast | Petrol/Diesel | Annual | 2020-01-01: 236.2187; 2021-01-01: 229.3984; 2022-01-01: 223.6773; 2023-01-01: 215.0139; 2024-01-01: 206.4778; 2025-01-01: 197.5228; 2026-01-01: 187.4382; 2027-01-01: 177.7818; 2028-01-01: 167.6244; 2029-01-01: 156.3519
| TWh Cars - Hydrogen | TWh | Holistic Transition | Hydrogen | Annual | 0.0010231 | 0.0010076 | 0.00070812 | 0.0007039 | 0.0006997 | 0.00069553 | 0.00069138 | 0.00068725 | 0.00068316 | 0.00067908 | 0.00067503 | 0.000671 | 0.000667 | 0.00066302 | 0.00065907 | 0.00065514 | 0.00065123 | 0.00064735 | 0.00064349 | 0.00063965 | 0.00063583 | 0.00063204 | 0.00062827 | 0.00062452 | 0.00061995 | 0.00060579 | 0.00059394 | 0.00058295 | 0.00057157 | 0.00055908 | 0.00054533
| TWh Cars - Hydrogen | TWh | Electric Engagement | Hydrogen | Annual | 0.0010231 | 0.0010076 | 0.00070812 | 0.0007039 | 0.0006997 | 0.00069553 | 0.00069138 | 0.00068725 | 0.00068316 | 0.00067908 | 0.00067503 | 0.000671 | 0.000667 | 0.00066302 | 0.00065907 | 0.00065514 | 0.00065123 | 0.00064735 | 0.00064349 | 0.00063965 | 0.00063583 | 0.00063204 | 0.00062827 | 0.00062452 | 0.0006208 | 0.00061189 | 0.00060101 | 0.00059145 | 0.00058241 | 0.00057423 | 0.00056518
| TWh Cars - Hydrogen | TWh | Hydrogen Evolution | Hydrogen | Annual | 0.0010231 | 0.0010076 | 0.00070812 | 0.0007039 | 0.0006997 | 0.00069553 | 0.00069138 | 0.00068725 | 0.00068316 | 0.00067908 | 0.00067503 | 0.000671 | 0.000667 | 0.00066302 | 0.00065907 | 0.00065514 | 0.00065123 | 0.00064735 | 0.00064349 | 0.00063965 | 0.00063583 | 0.00063204 | 0.00062827 | 0.00062452 | 0.0006208 | 0.0006171 | 0.00061219 | 0.00060382 | 0.00059626 | 0.00059017 | 0.00058458
| TWh Cars - Hydrogen | TWh | Counterfactual | Hydrogen | Annual | 0.0010231 | 0.0010076 | 0.00070812 | 0.0007039 | 0.0006997 | 0.00069553 | 0.00069138 | 0.00068725 | 0.00068316 | 0.00067908 | 0.00067503 | 0.000671 | 0.000667 | 0.00066302 | 0.00065907 | 0.00065514 | 0.00065123 | 0.00064735 | 0.00064349 | 0.00063965 | 0.00063583 | 0.00063204 | 0.00062827 | 0.00062452 | 0.0006208 | 0.0006171 | 0.00060325 | 0.00058757 | 0.0005742 | 0.00056332 | 0.00055399
| TWh Cars - Hydrogen | TWh | Five Year Forecast | Hydrogen | Annual | 0.0010231 | 0.0010076 | 0.00070812 | 0.00070389 | 0.0006997 | 0.00069553 | 0.00069137 | 0.00068725 | 0.00068316 | 0.00067908 |  |  |  | 0 | 0 | 0 | 0 | 0 | 0 | 0 | 0 | 0 | 0 | 0 | 0 | 0 | 0 | 0 | 0 | 0 | 0
| TWh Vans - Electricity | TWh | Holistic Transition | Electricity | Annual | 0.076236 | 0.1483 | 0.242 | 0.4411 | 0.72763 | 1.1055 | 1.5832 | 2.1792 | 2.9161 | 3.8083 | 4.8722 | 6.1198 | 7.5207 | 9.0719 | 10.7946 | 12.5611 | 14.2888 | 15.9572 | 17.4522 | 18.722 | 19.7492 | 20.5401 | 21.113 | 21.5112 | 21.7691 | 21.92 | 21.9928 | 22.0051 | 21.9736 | 21.9105 | 21.8241
| TWh Vans - Electricity | TWh | Electric Engagement | Electricity | Annual | 0.076236 | 0.1483 | 0.242 | 0.44217 | 0.7276 | 1.1056 | 1.5833 | 2.1792 | 2.9158 | 3.8078 | 4.8714 | 6.1182 | 7.5184 | 9.0692 | 10.7917 | 12.5589 | 14.2886 | 15.9573 | 17.4522 | 18.7221 | 19.7492 | 20.54 | 21.113 | 21.5112 | 21.7692 | 21.9198 | 21.9928 | 22.0051 | 21.9737 | 21.9105 | 21.8241
| TWh Vans - Electricity | TWh | Hydrogen Evolution | Electricity | Annual | 0.076236 | 0.1483 | 0.242 | 0.47786 | 0.78011 | 1.1729 | 1.6681 | 2.2848 | 3.045 | 3.9627 | 5.0537 | 6.328 | 7.7517 | 9.3202 | 11.0547 | 12.8216 | 14.5379 | 16.185 | 17.6508 | 18.8872 | 19.8812 | 20.6417 | 21.1893 | 21.5672 | 21.8096 | 21.9487 | 22.013 | 22.0191 | 21.9836 | 21.9172 | 21.8289
| TWh Vans - Electricity | TWh | Counterfactual | Electricity | Annual | 0.076236 | 0.1483 | 0.242 | 0.36566 | 0.49429 | 0.67889 | 0.91231 | 1.2045 | 1.5739 | 2.0236 | 2.5816 | 3.2652 | 4.0817 | 5.0615 | 6.1766 | 7.4799 | 8.8966 | 10.4591 | 12.0397 | 13.5418 | 15.1845 | 16.6849 | 17.9805 | 19.05 | 19.8878 | 20.5168 | 20.9644 | 21.2608 | 21.4445 | 21.5368 | 21.5631
| TWh Vans - Electricity | TWh | Five Year Forecast | Electricity | Annual | 2020-01-01: 0.076236; 2021-01-01: 0.1483; 2022-01-01: 0.242; 2023-01-01: 0.45379; 2024-01-01: 0.74503; 2025-01-01: 1.128; 2026-01-01: 1.6117; 2027-01-01: 2.2142; 2028-01-01: 2.9589; 2029-01-01: 3.8596
| TWh Vans - Electricity - Battery Electric Vehicle | TWh | Holistic Transition | Electricity | Annual | 0.072216 | 0.13981 | 0.23122 | 0.42755 | 0.71019 | 1.0852 | 1.5583 | 2.1518 | 2.8833 | 3.7727 | 4.8298 | 6.074 | 7.4751 | 9.0269 | 10.7549 | 12.526 | 14.2605 | 15.9306 | 17.4283 | 18.7018 | 19.732 | 20.5273 | 21.1027 | 21.5061 | 21.7671 | 21.92 | 21.9928 | 22.0051 | 21.9736 | 21.9105 | 21.8241
| TWh Vans - Electricity - Battery Electric Vehicle | TWh | Electric Engagement | Electricity | Annual | 0.072216 | 0.13981 | 0.23122 | 0.42859 | 0.71016 | 1.0854 | 1.5584 | 2.1518 | 2.8831 | 3.7721 | 4.829 | 6.0724 | 7.4729 | 9.0242 | 10.7519 | 12.5239 | 14.2602 | 15.9308 | 17.4283 | 18.702 | 19.7319 | 20.5272 | 21.1028 | 21.5061 | 21.7671 | 21.9198 | 21.9928 | 22.0051 | 21.9737 | 21.9105 | 21.8241
| TWh Vans - Electricity - Battery Electric Vehicle | TWh | Hydrogen Evolution | Electricity | Annual | 0.072216 | 0.13981 | 0.23122 | 0.46442 | 0.76267 | 1.1527 | 1.6432 | 2.2574 | 3.0122 | 3.9271 | 5.0113 | 6.2822 | 7.7061 | 9.2751 | 11.015 | 12.7866 | 14.5095 | 16.1584 | 17.6269 | 18.867 | 19.8639 | 20.6288 | 21.1791 | 21.5621 | 21.8076 | 21.9487 | 22.013 | 22.0191 | 21.9836 | 21.9172 | 21.8289
| TWh Vans - Electricity - Battery Electric Vehicle | TWh | Counterfactual | Electricity | Annual | 0.072216 | 0.13981 | 0.23122 | 0.35163 | 0.47683 | 0.6586 | 0.88734 | 1.1771 | 1.5412 | 1.9885 | 2.5403 | 3.2214 | 4.0384 | 5.0126 | 6.1264 | 7.4281 | 8.8454 | 10.4082 | 11.989 | 13.4915 | 15.1382 | 16.6449 | 17.9442 | 19.0209 | 19.8622 | 20.4997 | 20.9512 | 21.2476 | 21.4393 | 21.534 | 21.5631
| TWh Vans - Electricity - Battery Electric Vehicle | TWh | Five Year Forecast | Electricity | Annual | 2020-01-01: 0.072216; 2021-01-01: 0.13981; 2022-01-01: 0.23122; 2023-01-01: 0.44026; 2024-01-01: 0.72759; 2025-01-01: 1.1077; 2026-01-01: 1.5867; 2027-01-01: 2.1868; 2028-01-01: 2.9261; 2029-01-01: 3.824
| TWh Vans - Electricity - Plug-in Hybrid Electric Vehicle | TWh | Holistic Transition | Electricity | Annual | 0.0040194 | 0.0084883 | 0.01078 | 0.01355 | 0.017442 | 0.020277 | 0.024935 | 0.027417 | 0.032746 | 0.035654 | 0.042382 | 0.045819 | 0.045531 | 0.045023 | 0.039719 | 0.035039 | 0.02838 | 0.026541 | 0.02386 | 0.020114 | 0.017293 | 0.012816 | 0.010249 | 0.0050857 | 0.0020689 | 0 | 0 | 0 | 0 | 0 | 0
| TWh Vans - Electricity - Plug-in Hybrid Electric Vehicle | TWh | Electric Engagement | Electricity | Annual | 0.0040194 | 0.0084883 | 0.01078 | 0.013583 | 0.017442 | 0.020279 | 0.024936 | 0.027416 | 0.032743 | 0.035649 | 0.042374 | 0.045807 | 0.045517 | 0.04501 | 0.039708 | 0.035033 | 0.028379 | 0.026541 | 0.02386 | 0.020115 | 0.017293 | 0.012816 | 0.010249 | 0.0050856 | 0.0020689 | 0 | 0 | 0 | 0 | 0 | 0
| TWh Vans - Electricity - Plug-in Hybrid Electric Vehicle | TWh | Hydrogen Evolution | Electricity | Annual | 0.0040194 | 0.0084883 | 0.01078 | 0.013437 | 0.017447 | 0.020286 | 0.024948 | 0.027433 | 0.032764 | 0.03567 | 0.0424 | 0.045834 | 0.04554 | 0.045029 | 0.039722 | 0.03504 | 0.02838 | 0.026541 | 0.023861 | 0.020114 | 0.017293 | 0.012816 | 0.010249 | 0.0050857 | 0.0020689 | 0 | 0 | 0 | 0 | 0 | 0
| TWh Vans - Electricity - Plug-in Hybrid Electric Vehicle | TWh | Counterfactual | Electricity | Annual | 0.0040194 | 0.0084883 | 0.01078 | 0.01403 | 0.017454 | 0.020296 | 0.024966 | 0.02745 | 0.03279 | 0.035054 | 0.041307 | 0.043797 | 0.043293 | 0.048926 | 0.050289 | 0.051852 | 0.05128 | 0.050948 | 0.050643 | 0.050338 | 0.046315 | 0.040011 | 0.03634 | 0.029092 | 0.025612 | 0.017089 | 0.01324 | 0.013161 | 0.0052551 | 0.0027619 | 0
| TWh Vans - Electricity - Plug-in Hybrid Electric Vehicle | TWh | Five Year Forecast | Electricity | Annual | 2020-01-01: 0.0040194; 2021-01-01: 0.0084883; 2022-01-01: 0.01078; 2023-01-01: 0.013523; 2024-01-01: 0.017442; 2025-01-01: 0.02028; 2026-01-01: 0.024942; 2027-01-01: 0.02742; 2028-01-01: 0.03275; 2029-01-01: 0.035658
| TWh Vans - Hydrogen | TWh | Five Year Forecast | Hydrogen | Annual | 2020-01-01: 0; 2021-01-01: 0; 2022-01-01: 0; 2023-01-01: 0; 2024-01-01: 0; 2025-01-01: 0; 2026-01-01: 0; 2027-01-01: 0; 2028-01-01: 0; 2029-01-01: 0
| TWh Vans - Petrol/Diesel | TWh | Five Year Forecast | Petrol/Diesel | Annual | 2020-01-01: 83.4453; 2021-01-01: 85.318; 2022-01-01: 85.2327; 2023-01-01: 83.5361; 2024-01-01: 81.7307; 2025-01-01: 79.7673; 2026-01-01: 77.5354; 2027-01-01: 74.9626; 2028-01-01: 71.9805; 2029-01-01: 68.5101
| TWh Vans - Petrol/Diesel - Plug-in Hybrid Electric Vehicle | TWh | Five Year Forecast | Petrol/Diesel | Annual | 2020-01-01: 0.0090983; 2021-01-01: 0.018252; 2022-01-01: 0.022454; 2023-01-01: 0.028509; 2024-01-01: 0.037216; 2025-01-01: 0.043782; 2026-01-01: 0.054478; 2027-01-01: 0.060605; 2028-01-01: 0.073234; 2029-01-01: 0.08067
| TWh Vans - Petrol/Diesel - Internal Combustion Engine | TWh | Five Year Forecast | Petrol/Diesel | Annual | 2020-01-01: 83.4362; 2021-01-01: 85.2998; 2022-01-01: 85.2102; 2023-01-01: 83.5075; 2024-01-01: 81.6935; 2025-01-01: 79.7236; 2026-01-01: 77.4809; 2027-01-01: 74.902; 2028-01-01: 71.9073; 2029-01-01: 68.4294
| TWh Vans - Hydrogen | TWh | Holistic Transition | Hydrogen | Annual | 4.0571e-05 | 5.0618e-05 | 5.0522e-05 | 5.0426e-05 | 5.0331e-05 | 5.0235e-05 | 5.014e-05 | 5.0045e-05 | 4.995e-05 | 4.9855e-05 | 4.9761e-05 | 4.9666e-05 | 4.9572e-05 | 4.9478e-05 | 4.9384e-05 | 4.9291e-05 | 4.9197e-05 | 4.9104e-05 | 4.9011e-05 | 4.8918e-05 | 4.8825e-05 | 4.8732e-05 | 4.864e-05 | 4.8548e-05 | 4.8456e-05 | 4.8364e-05 | 4.8272e-05 | 4.818e-05 | 4.8089e-05 | 4.7998e-05 | 4.7907e-05
| TWh Vans - Petrol/Diesel | TWh | Holistic Transition | Petrol/Diesel | Annual | 83.4453 | 85.318 | 85.2327 | 83.5849 | 81.7923 | 79.8447 | 77.6316 | 75.0813 | 72.1252 | 68.6841 | 64.6939 | 60.1377 | 55.0991 | 49.5587 | 43.4045 | 37.0551 | 30.7758 | 24.8674 | 19.5592 | 15.0083 | 11.2755 | 8.3215 | 6.0632 | 4.37 | 3.133 | 2.2415 | 1.6095 | 1.1624 | 0.84795 | 0.62768 | 0.47389
| TWh Vans - Petrol/Diesel - Plug-in Hybrid Electric Vehicle | TWh | Holistic Transition | Petrol/Diesel | Annual | 0.0090983 | 0.018252 | 0.022454 | 0.028509 | 0.037216 | 0.043782 | 0.054478 | 0.060605 | 0.073234 | 0.08067 | 0.097006 | 0.10608 | 0.10662 | 0.10662 | 0.095102 | 0.084826 | 0.069456 | 0.065377 | 0.05913 | 0.050147 | 0.043373 | 0.032338 | 0.026017 | 0.012988 | 0.0053155 | 0 | 0 | 0 | 0 | 0 | 0
| TWh Vans - Petrol/Diesel - Internal Combustion Engine | TWh | Holistic Transition | Petrol/Diesel | Annual | 83.4362 | 85.2998 | 85.2102 | 83.5564 | 81.7551 | 79.8009 | 77.5772 | 75.0207 | 72.052 | 68.6034 | 64.5969 | 60.0316 | 54.9925 | 49.4521 | 43.3094 | 36.9702 | 30.7063 | 24.802 | 19.5001 | 14.9581 | 11.2321 | 8.2891 | 6.0371 | 4.357 | 3.1277 | 2.2415 | 1.6095 | 1.1624 | 0.84795 | 0.62768 | 0.47389
| TWh Motorbikes - Electricity | TWh | Holistic Transition | Electricity | Annual | 0.00043529 | 0.00092171 | 0.0016247 | 0.0029346 | 0.0046894 | 0.0070605 | 0.010233 | 0.014445 | 0.019984 | 0.027179 | 0.036372 | 0.047883 | 0.061915 | 0.078468 | 0.097221 | 0.11747 | 0.13819 | 0.15902 | 0.17835 | 0.19532 | 0.20965 | 0.22147 | 0.23113 | 0.23911 | 0.24586 | 0.25175 | 0.25704 | 0.26195 | 0.26663 | 0.2694 | 0.27156
| TWh Motorbikes - Hydrogen | TWh | Holistic Transition | Hydrogen | Annual | 1.4068e-07 | 1.4068e-07 | 1.4068e-07 | 6.0491e-06 | 1.4208e-05 | 2.5322e-05 | 4.0234e-05 | 5.9929e-05 | 8.5673e-05 | 0.00011901 | 0.00016178 | 0.0002165 | 0.00028586 | 0.00037336 | 0.00048337 | 0.00062095 | 0.0007923 | 0.0010049 | 0.0012676 | 0.0015913 | 0.0019889 | 0.0024756 | 0.0030697 | 0.0037928 | 0.0046704 | 0.0057325 | 0.0070142 | 0.0085564 | 0.010407 | 0.012537 | 0.015047
| TWh Motorbikes - Petrol/Diesel | TWh | Holistic Transition | Petrol/Diesel | Annual | 2.1664 | 2.2897 | 2.3354 | 2.3564 | 2.3723 | 2.3813 | 2.3809 | 2.368 | 2.339 | 2.2895 | 2.2149 | 2.1108 | 1.9742 | 1.8045 | 1.605 | 1.3841 | 1.1545 | 0.93142 | 0.7287 | 0.55587 | 0.41652 | 0.30896 | 0.22822 | 0.16817 | 0.1229 | 0.087391 | 0.057705 | 0.030796 | 0.0043316 | 0 | 0
| TWh Motorbikes - Electricity | TWh | Electric Engagement | Electricity | Annual | 0.00043529 | 0.00092171 | 0.0016247 | 0.002871 | 0.0045262 | 0.0067747 | 0.009783 | 0.013778 | 0.01903 | 0.025849 | 0.03456 | 0.045461 | 0.058752 | 0.074443 | 0.092254 | 0.11156 | 0.13142 | 0.15153 | 0.17037 | 0.18713 | 0.20151 | 0.21356 | 0.22359 | 0.23201 | 0.23923 | 0.24559 | 0.25136 | 0.25672 | 0.26182 | 0.26677 | 0.27162
| TWh Motorbikes - Hydrogen | TWh | Electric Engagement | Hydrogen | Annual | 1.4068e-07 | 1.4068e-07 | 1.4068e-07 | 9.2847e-06 | 2.1102e-05 | 3.6154e-05 | 5.5146e-05 | 7.9061e-05 | 0.00010903 | 0.00014645 | 0.00019287 | 0.00025041 | 0.00032145 | 0.00040909 | 0.00051685 | 0.00064923 | 0.00081157 | 0.0010102 | 0.001253 | 0.0015494 | 0.0019107 | 0.0023504 | 0.0028849 | 0.0035335 | 0.0043194 | 0.0052698 | 0.0064171 | 0.0077993 | 0.0094603 | 0.011451 | 0.01383
| TWh Motorbikes - Petrol/Diesel | TWh | Electric Engagement | Petrol/Diesel | Annual | 2.1664 | 2.2897 | 2.3354 | 2.3572 | 2.3742 | 2.3846 | 2.3861 | 2.3758 | 2.3502 | 2.3053 | 2.2367 | 2.1402 | 2.0129 | 1.8541 | 1.6667 | 1.4583 | 1.2403 | 1.0267 | 0.83032 | 0.66046 | 0.52098 | 0.41094 | 0.32622 | 0.2614 | 0.21115 | 0.17082 | 0.13668 | 0.10584 | 0.076048 | 0.045523 | 0.012792
| TWh Motorbikes - Electricity | TWh | Hydrogen Evolution | Electricity | Annual | 0.00043529 | 0.00092171 | 0.0016247 | 0.0028369 | 0.0045266 | 0.006776 | 0.0097859 | 0.013784 | 0.019038 | 0.025859 | 0.034574 | 0.045478 | 0.058772 | 0.074465 | 0.092277 | 0.11157 | 0.13142 | 0.15153 | 0.17037 | 0.18713 | 0.20151 | 0.21355 | 0.22359 | 0.23201 | 0.23923 | 0.24559 | 0.25105 | 0.25263 | 0.25393 | 0.25491 | 0.25555
| TWh Motorbikes - Hydrogen | TWh | Hydrogen Evolution | Hydrogen | Annual | 1.4068e-07 | 1.4068e-07 | 1.4068e-07 | 4.6002e-05 | 0.00010354 | 0.00017528 | 0.00026391 | 0.0003728 | 0.00050588 | 0.0006678 | 0.00086404 | 0.0011011 | 0.0013864 | 0.0017288 | 0.0021384 | 0.0026273 | 0.0032091 | 0.0038999 | 0.0047176 | 0.0056831 | 0.00682 | 0.0081549 | 0.0097177 | 0.011541 | 0.013663 | 0.016121 | 0.018936 | 0.021872 | 0.025229 | 0.029032 | 0.033308
| TWh Motorbikes - Petrol/Diesel | TWh | Hydrogen Evolution | Petrol/Diesel | Annual | 2.1664 | 2.2897 | 2.3354 | 2.3567 | 2.3732 | 2.3829 | 2.3836 | 2.3724 | 2.3456 | 2.2993 | 2.2289 | 2.1303 | 2.0006 | 1.8388 | 1.6481 | 1.4356 | 1.2128 | 0.99362 | 0.79077 | 0.61337 | 0.46517 | 0.34509 | 0.24885 | 0.17092 | 0.10578 | 0.048692 | 0 | 0 | 0 | 0 | 0
| TWh Buses - Natural Gas | TWh | Five Year Forecast | Natural Gas | Annual | 2020-01-01: 0.08203; 2021-01-01: 0.081718; 2022-01-01: 0.08529; 2023-01-01: 0.095485; 2024-01-01: 0.1066; 2025-01-01: 0.11862; 2026-01-01: 0.13187; 2027-01-01: 0.14633; 2028-01-01: 0.16215; 2029-01-01: 0.17929
| TWh Buses - Electricity | TWh | Five Year Forecast | Electricity | Annual | 2020-01-01: 0.03136; 2021-01-01: 0.049771; 2022-01-01: 0.07377; 2023-01-01: 0.10685; 2024-01-01: 0.15261; 2025-01-01: 0.21197; 2026-01-01: 0.28858; 2027-01-01: 0.38587; 2028-01-01: 0.50799; 2029-01-01: 0.65868
| TWh Buses - Hydrogen | TWh | Five Year Forecast | Hydrogen | Annual | 0.0020177 | 0.0070787 | 0.0076226 | 0.011851 | 0.017535 | 0.02434 | 0.032513 | 0.042331 | 0.053954 | 0.067685 |  |  |  | 0 | 0 | 0 | 0 | 0 | 0 | 0 | 0 | 0 | 0 | 0 | 0 | 0 | 0 | 0 | 0 | 0 | 0
| TWh Buses - Petrol/Diesel | TWh | Five Year Forecast | Petrol/Diesel | Annual | 2020-01-01: 20.6656; 2021-01-01: 21.0567; 2022-01-01: 20.4437; 2023-01-01: 20.2624; 2024-01-01: 20.0285; 2025-01-01: 19.7389; 2026-01-01: 19.3789; 2027-01-01: 18.9337; 2028-01-01: 18.3877; 2029-01-01: 17.725
| TWh HGVs - Natural Gas | TWh | Five Year Forecast | Natural Gas | Annual | 2020-01-01: 0.15096; 2021-01-01: 0.23132; 2022-01-01: 0.3633; 2023-01-01: 0.45537; 2024-01-01: 0.56368; 2025-01-01: 0.69129; 2026-01-01: 0.84212; 2027-01-01: 1.021; 2028-01-01: 1.2336; 2029-01-01: 1.4868
| TWh HGVs - Electricity | TWh | Five Year Forecast | Electricity | Annual | 2020-01-01: 0.0053805; 2021-01-01: 0.0090291; 2022-01-01: 0.033375; 2023-01-01: 0.06852; 2024-01-01: 0.12059; 2025-01-01: 0.19757; 2026-01-01: 0.31109; 2027-01-01: 0.47715; 2028-01-01: 0.71854; 2029-01-01: 1.0649
| TWh HGVs - Hydrogen | TWh | Five Year Forecast | Hydrogen | Annual | 5.3738e-05 | 5.3419e-05 | 5.3089e-05 | 0.011225 | 0.024787 | 0.041403 | 0.062186 | 0.088593 | 0.12293 | 0.16825 |  |  |  | 0 | 0 | 0 | 0 | 0 | 0 | 0 | 0 | 0 | 0 | 0 | 0 | 0 | 0 | 0 | 0 | 0 | 0
| TWh HGVs - Petrol/Diesel | TWh | Five Year Forecast | Petrol/Diesel | Annual | 2020-01-01: 71.3439; 2021-01-01: 74.0134; 2022-01-01: 74.484; 2023-01-01: 73.9853; 2024-01-01: 73.443; 2025-01-01: 72.8182; 2026-01-01: 72.0762; 2027-01-01: 71.1696; 2028-01-01: 70.0328; 2029-01-01: 68.5802
| TWh Motorbikes - Electricity | TWh | Five Year Forecast | Electricity | Annual | 2020-01-01: 0.00043529; 2021-01-01: 0.00092171; 2022-01-01: 0.0016248; 2023-01-01: 0.0028807; 2024-01-01: 0.0045803; 2025-01-01: 0.0068704; 2026-01-01: 0.0099346; 2027-01-01: 0.014001; 2028-01-01: 0.019351; 2029-01-01: 0.026296
| TWh Motorbikes - Hydrogen | TWh | Five Year Forecast | Hydrogen | Annual | 1.416e-07 | 1.416e-07 | 1.416e-07 | 2.045e-05 | 4.628e-05 | 7.892e-05 | 0.00011976 | 0.0001706 | 0.00023353 | 0.00031109 |  |  |  | 0 | 0 | 0 | 0 | 0 | 0 | 0 | 0 | 0 | 0 | 0 | 0 | 0 | 0 | 0 | 0 | 0 | 0
| TWh Motorbikes - Petrol/Diesel | TWh | Five Year Forecast | Petrol/Diesel | Annual | 2020-01-01: 2.1664; 2021-01-01: 2.2897; 2022-01-01: 2.3354; 2023-01-01: 2.3568; 2024-01-01: 2.3732; 2025-01-01: 2.3829; 2026-01-01: 2.3835; 2027-01-01: 2.3721; 2028-01-01: 2.3449; 2029-01-01: 2.298
| TWh Buses - Natural Gas | TWh | Holistic Transition | Natural Gas | Annual | 0.08203 | 0.081718 | 0.08529 | 0.095485 | 0.1066 | 0.11862 | 0.13187 | 0.14633 | 0.16215 | 0.17929 | 0.19807 | 0.21846 | 0.24076 | 0.2651 | 0.2916 | 0.27796 | 0.26354 | 0.2486 | 0.23382 | 0.21853 | 0.20206 | 0.18443 | 0.16521 | 0.14445 | 0.12193 | 0.097706 | 0.071367 | 0.042954 | 0.012076 | 0 | 0
| TWh Buses - Electricity | TWh | Holistic Transition | Electricity | Annual | 0.03136 | 0.049771 | 0.07377 | 0.11374 | 0.17058 | 0.24496 | 0.34165 | 0.46528 | 0.6205 | 0.81141 | 1.0412 | 1.3088 | 1.6136 | 1.9469 | 2.2985 | 2.6561 | 3.0071 | 3.3331 | 3.6258 | 3.8824 | 4.1043 | 4.3086 | 4.4713 | 4.6006 | 4.6892 | 4.7558 | 4.7161 | 4.6727 | 4.6238 | 4.5653 | 4.4985
| TWh Buses - Hydrogen | TWh | Holistic Transition | Hydrogen | Annual | 0.0020177 | 0.0070787 | 0.0076226 | 0.01189 | 0.017612 | 0.024416 | 0.032513 | 0.042218 | 0.053615 | 0.06701 | 0.082701 | 0.10087 | 0.1219 | 0.1462 | 0.17412 | 0.20626 | 0.24308 | 0.28512 | 0.33315 | 0.38789 | 0.45028 | 0.52132 | 0.60189 | 0.69316 | 0.79624 | 0.91121 | 1.0232 | 1.1487 | 1.2922 | 1.453 | 1.6315
| TWh Buses - Petrol/Diesel | TWh | Holistic Transition | Petrol/Diesel | Annual | 20.6656 | 21.0567 | 20.4437 | 20.2356 | 19.959 | 19.6109 | 19.1721 | 18.6241 | 17.9486 | 17.1282 | 16.1505 | 15.0192 | 13.7359 | 12.3343 | 10.8544 | 9.3798 | 7.9251 | 6.5636 | 5.3253 | 4.2214 | 3.2456 | 2.329 | 1.5654 | 0.92121 | 0.42398 | 0 | 0 | 0 | 0 | 0 | 0
| TWh HGVs - Natural Gas | TWh | Holistic Transition | Natural Gas | Annual | 0.15096 | 0.23132 | 0.3633 | 0.40923 | 0.45932 | 0.51398 | 0.57346 | 0.63848 | 0.70949 | 0.7871 | 0.8716 | 0.96372 | 1.0633 | 1.1673 | 1.2781 | 1.3753 | 1.4811 | 1.5958 | 1.7195 | 1.6415 | 1.5578 | 1.4552 | 1.3456 | 1.2287 | 1.095 | 0.95155 | 0.7939 | 0.6159 | 0.42434 | 0.2193 | 0.00012888
| TWh HGVs - Electricity | TWh | Holistic Transition | Electricity | Annual | 0.0053805 | 0.0090291 | 0.033375 | 0.072538 | 0.13074 | 0.21677 | 0.34356 | 0.52919 | 0.79864 | 1.1844 | 1.7267 | 2.468 | 3.4121 | 4.4269 | 5.5625 | 7.0464 | 8.4827 | 10.3324 | 12.6733 | 15.7607 | 18.4447 | 20.7799 | 23.0526 | 25.2484 | 27.341 | 29.2978 | 31.0682 | 32.596 | 33.8205 | 33.7482 | 33.5068
| TWh HGVs - Hydrogen | TWh | Holistic Transition | Hydrogen | Annual | 5.3736e-05 | 5.3415e-05 | 5.3095e-05 | 0.011322 | 0.024058 | 0.038522 | 0.055071 | 0.07382 | 0.095216 | 0.11946 | 0.14704 | 0.17846 | 0.21353 | 0.24948 | 0.28813 | 0.34042 | 0.38392 | 0.45238 | 0.55818 | 0.72616 | 0.84661 | 0.931 | 1.0303 | 1.1492 | 1.2965 | 1.4881 | 1.7434 | 2.07 | 2.4454 | 2.732 | 3.0452
| TWh HGVs - Petrol/Diesel | TWh | Holistic Transition | Petrol/Diesel | Annual | 71.3439 | 74.0134 | 74.484 | 74.003 | 73.4916 | 72.9036 | 72.2053 | 71.3495 | 70.2716 | 68.8878 | 67.0987 | 64.8009 | 62.0068 | 59.1181 | 56.0369 | 52.2088 | 48.8115 | 44.6302 | 39.5438 | 33.3315 | 28.2639 | 24.1676 | 20.1658 | 16.2764 | 12.5415 | 8.9943 | 5.7008 | 2.7515 | 0.26174 | 0 | 0
| TWh Vans - Hydrogen | TWh | Electric Engagement | Hydrogen | Annual | 4.0571e-05 | 5.0618e-05 | 5.0522e-05 | 5.0426e-05 | 5.0331e-05 | 5.0235e-05 | 5.014e-05 | 5.0045e-05 | 4.995e-05 | 4.9855e-05 | 4.9761e-05 | 4.9666e-05 | 4.9572e-05 | 4.9478e-05 | 4.9384e-05 | 4.9291e-05 | 4.9197e-05 | 4.9104e-05 | 4.9011e-05 | 4.8918e-05 | 4.8825e-05 | 4.8732e-05 | 4.864e-05 | 4.8548e-05 | 4.8456e-05 | 4.8364e-05 | 4.8272e-05 | 4.818e-05 | 4.8089e-05 | 4.7998e-05 | 4.7907e-05
| TWh Vans - Petrol/Diesel | TWh | Electric Engagement | Petrol/Diesel | Annual | 83.4453 | 85.318 | 85.2327 | 83.5849 | 81.7923 | 79.8447 | 77.6316 | 75.0813 | 72.1252 | 68.6841 | 64.6939 | 60.1377 | 55.0991 | 49.5587 | 43.4045 | 37.0551 | 30.7758 | 24.8674 | 19.5592 | 15.0083 | 11.2755 | 8.3215 | 6.0632 | 4.37 | 3.133 | 2.2415 | 1.6095 | 1.1624 | 0.84795 | 0.62768 | 0.47389
| TWh Vans - Petrol/Diesel - Plug-in Hybrid Electric Vehicle | TWh | Electric Engagement | Petrol/Diesel | Annual | 0.0090983 | 0.018252 | 0.022454 | 0.028509 | 0.037216 | 0.043782 | 0.054478 | 0.060605 | 0.073234 | 0.08067 | 0.097006 | 0.10608 | 0.10662 | 0.10662 | 0.095102 | 0.084826 | 0.069456 | 0.065377 | 0.05913 | 0.050147 | 0.043373 | 0.032338 | 0.026017 | 0.012988 | 0.0053155 | 0 | 0 | 0 | 0 | 0 | 0
| TWh Vans - Petrol/Diesel - Internal Combustion Engine | TWh | Electric Engagement | Petrol/Diesel | Annual | 83.4362 | 85.2998 | 85.2102 | 83.5564 | 81.7551 | 79.8009 | 77.5772 | 75.0207 | 72.052 | 68.6034 | 64.5969 | 60.0316 | 54.9925 | 49.4521 | 43.3094 | 36.9702 | 30.7063 | 24.802 | 19.5001 | 14.9581 | 11.2321 | 8.2891 | 6.0371 | 4.357 | 3.1277 | 2.2415 | 1.6095 | 1.1624 | 0.84795 | 0.62768 | 0.47389
| TWh Buses - Natural Gas | TWh | Electric Engagement | Natural Gas | Annual | 0.08203 | 0.081718 | 0.08529 | 0.095485 | 0.1066 | 0.11862 | 0.13187 | 0.14633 | 0.16215 | 0.17929 | 0.19807 | 0.21846 | 0.24076 | 0.2651 | 0.2916 | 0.27796 | 0.26354 | 0.2486 | 0.23382 | 0.21853 | 0.20206 | 0.18443 | 0.16521 | 0.14445 | 0.12193 | 0.097706 | 0.071367 | 0.042954 | 0.012076 | 0 | 0
| TWh Buses - Electricity | TWh | Electric Engagement | Electricity | Annual | 0.03136 | 0.049771 | 0.07377 | 0.10595 | 0.14972 | 0.20682 | 0.28028 | 0.37374 | 0.49129 | 0.6369 | 0.81443 | 1.0258 | 1.2737 | 1.5555 | 1.8672 | 2.2017 | 2.5497 | 2.8951 | 3.2259 | 3.533 | 3.8107 | 4.0678 | 4.2825 | 4.459 | 4.5899 | 4.6976 | 4.7735 | 4.8401 | 4.8851 | 4.8617 | 4.8336
| TWh Buses - Hydrogen | TWh | Electric Engagement | Hydrogen | Annual | 0.0020177 | 0.0070787 | 0.0076226 | 0.011424 | 0.016453 | 0.022228 | 0.028964 | 0.036756 | 0.045584 | 0.055654 | 0.066943 | 0.079539 | 0.093748 | 0.10954 | 0.12699 | 0.14629 | 0.16762 | 0.19115 | 0.21695 | 0.24529 | 0.27634 | 0.31045 | 0.34768 | 0.38828 | 0.43248 | 0.48064 | 0.53297 | 0.5899 | 0.65165 | 0.7109 | 0.77605
| TWh Buses - Petrol/Diesel | TWh | Electric Engagement | Petrol/Diesel | Annual | 20.6656 | 21.0567 | 20.4437 | 20.2762 | 20.0591 | 19.7889 | 19.4517 | 19.0331 | 18.5175 | 17.8885 | 17.1306 | 16.2359 | 15.1941 | 14.0144 | 12.713 | 11.3537 | 9.9392 | 8.5328 | 7.1806 | 5.9194 | 4.7714 | 3.7022 | 2.797 | 2.0398 | 1.4594 | 0.96637 | 0.59567 | 0.25728 | 0.0002578 | 0 | 0
| TWh HGVs - Natural Gas | TWh | Electric Engagement | Natural Gas | Annual | 0.15096 | 0.23132 | 0.3633 | 0.44501 | 0.54255 | 0.65841 | 0.79635 | 0.96027 | 1.1553 | 1.3866 | 1.661 | 1.9864 | 2.3688 | 2.8018 | 3.3025 | 3.7917 | 4.3675 | 5.0428 | 5.8315 | 5.6531 | 5.4487 | 5.1992 | 4.9122 | 4.5818 | 4.188 | 3.7315 | 3.1956 | 2.5606 | 1.8217 | 0.97534 | 0
| TWh HGVs - Electricity | TWh | Electric Engagement | Electricity | Annual | 0.0053805 | 0.0090291 | 0.033375 | 0.07469 | 0.13544 | 0.22533 | 0.3576 | 0.55098 | 0.83193 | 1.235 | 1.8035 | 2.5861 | 3.6016 | 4.7247 | 6.014 | 7.7386 | 9.4825 | 11.7106 | 14.4863 | 17.6163 | 20.3269 | 22.6606 | 24.926 | 27.1061 | 29.169 | 31.0796 | 32.7886 | 34.1933 | 34.3125 | 34.4699 | 34.6748
| TWh HGVs - Hydrogen | TWh | Electric Engagement | Hydrogen | Annual | 5.3736e-05 | 5.3415e-05 | 5.3095e-05 | 0.010554 | 0.022164 | 0.034707 | 0.048267 | 0.062825 | 0.078593 | 0.095368 | 0.11364 | 0.1332 | 0.15395 | 0.17445 | 0.19545 | 0.22405 | 0.2411 | 0.2709 | 0.31231 | 0.36851 | 0.41526 | 0.43924 | 0.46906 | 0.50737 | 0.55933 | 0.63254 | 0.7314 | 0.84562 | 0.91387 | 0.99403 | 1.0849
| TWh HGVs - Petrol/Diesel | TWh | Electric Engagement | Petrol/Diesel | Annual | 71.3439 | 74.0134 | 74.484 | 73.9742 | 73.4253 | 72.7899 | 72.0312 | 71.0996 | 69.9257 | 68.4203 | 66.4741 | 63.9679 | 60.8775 | 57.6011 | 54.0179 | 49.5493 | 45.3518 | 40.2042 | 34.0134 | 27.9104 | 22.9405 | 19.0068 | 15.2059 | 11.5669 | 8.1518 | 5.009 | 2.2279 | 0 | 0 | 0 | 0
| TWh Vans - Hydrogen | TWh | Hydrogen Evolution | Hydrogen | Annual | 4.0571e-05 | 5.0618e-05 | 5.0522e-05 | 5.0426e-05 | 5.0331e-05 | 5.0235e-05 | 5.014e-05 | 5.0045e-05 | 4.995e-05 | 4.9855e-05 | 4.9761e-05 | 4.9666e-05 | 4.9572e-05 | 4.9478e-05 | 4.9384e-05 | 4.9291e-05 | 4.9197e-05 | 4.9104e-05 | 4.9011e-05 | 4.8918e-05 | 4.8825e-05 | 4.8732e-05 | 4.864e-05 | 4.8548e-05 | 4.8456e-05 | 4.8364e-05 | 4.8272e-05 | 4.818e-05 | 4.8089e-05 | 4.7998e-05 | 4.7907e-05
| TWh Vans - Petrol/Diesel | TWh | Hydrogen Evolution | Petrol/Diesel | Annual | 83.4453 | 85.318 | 85.2327 | 83.4383 | 81.6074 | 79.6127 | 77.3428 | 74.7251 | 71.6911 | 68.1622 | 64.0781 | 59.4273 | 54.3057 | 48.7007 | 42.4999 | 36.142 | 29.8968 | 24.0618 | 18.8558 | 14.4213 | 10.8051 | 7.9573 | 5.7889 | 4.1679 | 2.9866 | 2.1366 | 1.5351 | 1.1099 | 0.8111 | 0.60188 | 0.45587
| TWh Vans - Petrol/Diesel - Plug-in Hybrid Electric Vehicle | TWh | Hydrogen Evolution | Petrol/Diesel | Annual | 0.0090983 | 0.018252 | 0.022454 | 0.028509 | 0.037216 | 0.043782 | 0.054478 | 0.060605 | 0.073234 | 0.08067 | 0.097006 | 0.10608 | 0.10662 | 0.10662 | 0.095102 | 0.084826 | 0.069456 | 0.065377 | 0.05913 | 0.050147 | 0.043373 | 0.032338 | 0.026017 | 0.012988 | 0.0053155 | 0 | 0 | 0 | 0 | 0 | 0
| TWh Vans - Petrol/Diesel - Internal Combustion Engine | TWh | Hydrogen Evolution | Petrol/Diesel | Annual | 83.4362 | 85.2998 | 85.2102 | 83.4098 | 81.5702 | 79.5689 | 77.2883 | 74.6645 | 71.6178 | 68.0815 | 63.9811 | 59.3212 | 54.1991 | 48.5941 | 42.4048 | 36.0572 | 29.8273 | 23.9964 | 18.7966 | 14.3712 | 10.7618 | 7.9249 | 5.7629 | 4.1549 | 2.9812 | 2.1366 | 1.5351 | 1.1099 | 0.8111 | 0.60188 | 0.45587
| TWh Buses - Natural Gas | TWh | Hydrogen Evolution | Natural Gas | Annual | 0.08203 | 0.081718 | 0.08529 | 0.095485 | 0.1066 | 0.11862 | 0.13187 | 0.14633 | 0.16215 | 0.17929 | 0.19807 | 0.21846 | 0.24076 | 0.2651 | 0.2916 | 0.27796 | 0.26354 | 0.2486 | 0.23382 | 0.21853 | 0.20206 | 0.18443 | 0.16521 | 0.14445 | 0.12193 | 0.097706 | 0.071367 | 0.042954 | 0.012076 | 0 | 0
| TWh Buses - Electricity | TWh | Hydrogen Evolution | Electricity | Annual | 0.03136 | 0.049771 | 0.07377 | 0.10089 | 0.13757 | 0.18425 | 0.24366 | 0.31864 | 0.41217 | 0.52772 | 0.66886 | 0.83797 | 1.0384 | 1.2704 | 1.5333 | 1.8241 | 2.1375 | 2.4628 | 2.7896 | 3.1077 | 3.4086 | 3.6939 | 3.9437 | 4.1566 | 4.324 | 4.4276 | 4.3491 | 4.2599 | 4.1584 | 4.0414 | 3.9112
| TWh Buses - Hydrogen | TWh | Hydrogen Evolution | Hydrogen | Annual | 0.0020177 | 0.0070787 | 0.0076226 | 0.01224 | 0.018539 | 0.026374 | 0.036062 | 0.048021 | 0.062664 | 0.080389 | 0.10181 | 0.12764 | 0.15868 | 0.19581 | 0.24013 | 0.29302 | 0.35594 | 0.43052 | 0.51879 | 0.62313 | 0.74609 | 0.89087 | 1.0604 | 1.2584 | 1.4882 | 1.7405 | 1.9646 | 2.2228 | 2.5207 | 2.8539 | 3.2192
| TWh Buses - Petrol/Diesel | TWh | Hydrogen Evolution | Petrol/Diesel | Annual | 20.6656 | 21.0567 | 20.4437 | 20.2753 | 20.0674 | 19.8169 | 19.5129 | 19.144 | 18.697 | 18.1583 | 17.5128 | 16.7498 | 15.8553 | 14.8267 | 13.6654 | 12.4175 | 11.0677 | 9.6573 | 8.2235 | 6.8033 | 5.4283 | 4.0876 | 2.8572 | 1.7366 | 0.75632 | 0 | 0 | 0 | 0 | 0 | 0
| TWh HGVs - Natural Gas | TWh | Hydrogen Evolution | Natural Gas | Annual | 0.15096 | 0.23132 | 0.3633 | 0.51188 | 0.68915 | 0.90149 | 1.1566 | 1.4643 | 1.836 | 2.2866 | 2.8334 | 3.4976 | 4.2845 | 5.1324 | 6.0697 | 6.7058 | 7.4323 | 8.2594 | 9.1953 | 10.2323 | 9.9042 | 9.4695 | 8.977 | 8.4233 | 7.7613 | 7.0078 | 6.1364 | 5.115 | 3.934 | 2.6403 | 1.2073
| TWh HGVs - Electricity | TWh | Hydrogen Evolution | Electricity | Annual | 0.0053805 | 0.0090291 | 0.033375 | 0.058368 | 0.095646 | 0.15071 | 0.23197 | 0.35132 | 0.52503 | 0.7751 | 1.129 | 1.6172 | 2.2311 | 2.8302 | 3.4131 | 4.3015 | 4.886 | 5.5263 | 6.2 | 6.8267 | 7.1133 | 7.0661 | 7.0109 | 6.9502 | 6.8873 | 6.8243 | 6.7639 | 6.7094 | 6.6588 | 6.5925 | 6.5147
| TWh HGVs - Hydrogen | TWh | Hydrogen Evolution | Hydrogen | Annual | 5.3736e-05 | 5.3415e-05 | 5.3095e-05 | 0.011799 | 0.02814 | 0.050981 | 0.08322 | 0.12913 | 0.19497 | 0.28993 | 0.42737 | 0.62718 | 0.91705 | 1.3339 | 1.938 | 2.8315 | 4.0831 | 5.8835 | 8.4087 | 11.8014 | 16.06 | 20.2057 | 24.2936 | 28.3054 | 32.2121 | 35.981 | 39.5596 | 42.8754 | 45.7962 | 46.5626 | 47.4462
| TWh HGVs - Petrol/Diesel | TWh | Hydrogen Evolution | Petrol/Diesel | Annual | 71.3439 | 74.0134 | 74.484 | 73.9788 | 73.4122 | 72.761 | 71.9922 | 71.0597 | 69.901 | 68.4323 | 66.548 | 64.1236 | 61.1529 | 58.0613 | 54.7639 | 50.7147 | 47.1026 | 42.719 | 37.4415 | 31.3484 | 26.2835 | 22.3458 | 18.5189 | 14.8178 | 11.2987 | 7.9782 | 4.9211 | 2.2154 | 0 | 0 | 0
| TWh Motorbikes - Electricity | TWh | Counterfactual | Electricity | Annual | 0.00043529 | 0.00092171 | 0.0016247 | 0.0025531 | 0.0034407 | 0.0045619 | 0.0058506 | 0.0073262 | 0.0090144 | 0.010938 | 0.013124 | 0.015604 | 0.018403 | 0.021558 | 0.025097 | 0.029052 | 0.033453 | 0.038539 | 0.044204 | 0.050455 | 0.057312 | 0.064782 | 0.072867 | 0.081551 | 0.09081 | 0.1006 | 0.11087 | 0.12155 | 0.13256 | 0.14382 | 0.15524
| TWh Motorbikes - Hydrogen | TWh | Counterfactual | Hydrogen | Annual | 1.4068e-07 | 1.4068e-07 | 1.4068e-07 | 3.9812e-05 | 8.4125e-05 | 0.0001335 | 0.00018823 | 0.00024886 | 0.00031596 | 0.00038982 | 0.00047113 | 0.00056046 | 0.00065851 | 0.00076585 | 0.00088317 | 0.0010113 | 0.001151 | 0.0013032 | 0.0014688 | 0.0016486 | 0.0018437 | 0.0020552 | 0.002284 | 0.0025315 | 0.0027988 | 0.0030873 | 0.0033983 | 0.0037333 | 0.0040936 | 0.0044809 | 0.0048967
| TWh Motorbikes - Petrol/Diesel | TWh | Counterfactual | Petrol/Diesel | Annual | 2.1664 | 2.2897 | 2.3354 | 2.3614 | 2.3862 | 2.4097 | 2.4315 | 2.4514 | 2.469 | 2.4841 | 2.4961 | 2.5048 | 2.5096 | 2.5101 | 2.5058 | 2.4963 | 2.481 | 2.4596 | 2.4316 | 2.3967 | 2.3547 | 2.3055 | 2.2489 | 2.1854 | 2.115 | 2.0385 | 1.9564 | 1.8697 | 1.7793 | 1.6862 | 1.5917
| TWh Vans - Hydrogen | TWh | Counterfactual | Hydrogen | Annual | 4.0571e-05 | 5.0618e-05 | 5.0522e-05 | 5.0426e-05 | 5.0331e-05 | 5.0235e-05 | 5.014e-05 | 5.0045e-05 | 4.995e-05 | 4.9855e-05 | 4.9761e-05 | 4.9666e-05 | 4.9572e-05 | 4.9478e-05 | 4.9384e-05 | 4.9291e-05 | 4.9197e-05 | 4.9104e-05 | 4.9011e-05 | 4.8918e-05 | 4.8825e-05 | 4.8732e-05 | 4.864e-05 | 4.8548e-05 | 4.8456e-05 | 4.8364e-05 | 4.8272e-05 | 4.818e-05 | 4.8089e-05 | 4.7998e-05 | 4.7907e-05
| TWh Vans - Petrol/Diesel | TWh | Counterfactual | Petrol/Diesel | Annual | 83.4453 | 85.318 | 85.2327 | 83.9014 | 82.6186 | 81.3264 | 79.9415 | 78.4188 | 76.7137 | 74.7952 | 72.5687 | 69.9852 | 67.0042 | 63.5018 | 59.5368 | 54.8994 | 49.8209 | 44.3277 | 38.7597 | 33.4332 | 27.5616 | 22.1265 | 17.3338 | 13.2736 | 9.9809 | 7.3795 | 5.3991 | 3.9266 | 2.8243 | 2.0333 | 1.4625
| TWh Vans - Petrol/Diesel - Plug-in Hybrid Electric Vehicle | TWh | Counterfactual | Petrol/Diesel | Annual | 0.0090983 | 0.018252 | 0.022454 | 0.028509 | 0.037216 | 0.043782 | 0.054478 | 0.060605 | 0.073234 | 0.079209 | 0.094426 | 0.10128 | 0.10128 | 0.11577 | 0.12035 | 0.1255 | 0.1255 | 0.1255 | 0.1255 | 0.1255 | 0.11616 | 0.10096 | 0.092251 | 0.074298 | 0.065804 | 0.044172 | 0.034429 | 0.034429 | 0.013831 | 0.0073128 | 0
| TWh Vans - Petrol/Diesel - Internal Combustion Engine | TWh | Counterfactual | Petrol/Diesel | Annual | 83.4362 | 85.2998 | 85.2102 | 83.8729 | 82.5814 | 81.2826 | 79.8871 | 78.3582 | 76.6404 | 74.716 | 72.4743 | 69.8839 | 66.9029 | 63.386 | 59.4164 | 54.7739 | 49.6954 | 44.2022 | 38.6342 | 33.3077 | 27.4454 | 22.0256 | 17.2416 | 13.1993 | 9.9151 | 7.3354 | 5.3647 | 3.8922 | 2.8105 | 2.026 | 1.4625
| TWh Buses - Natural Gas | TWh | Counterfactual | Natural Gas | Annual | 0.08203 | 0.081718 | 0.08529 | 0.10724 | 0.13434 | 0.16753 | 0.20824 | 0.25839 | 0.31986 | 0.39531 | 0.48768 | 0.60051 | 0.7384 | 0.90619 | 1.1099 | 1.3562 | 1.6533 | 2.0093 | 2.4335 | 2.9341 | 2.8847 | 2.8283 | 2.7635 | 2.6879 | 2.5994 | 2.495 | 2.3713 | 2.2242 | 2.0484 | 1.8385 | 1.5874
| TWh Buses - Electricity | TWh | Counterfactual | Electricity | Annual | 0.03136 | 0.049771 | 0.07377 | 0.10718 | 0.13814 | 0.18169 | 0.2338 | 0.29532 | 0.36757 | 0.45157 | 0.54841 | 0.6587 | 0.78373 | 0.92372 | 1.0789 | 1.2491 | 1.4342 | 1.6318 | 1.84 | 2.0567 | 2.2793 | 2.5076 | 2.7333 | 2.953 | 3.1595 | 3.3542 | 3.5302 | 3.6918 | 3.8327 | 3.9533 | 4.0547
| TWh Buses - Hydrogen | TWh | Counterfactual | Hydrogen | Annual | 0.0020177 | 0.0070787 | 0.0076226 | 0.010608 | 0.014483 | 0.018888 | 0.024041 | 0.030042 | 0.036987 | 0.044973 | 0.054091 | 0.06432 | 0.07597 | 0.089124 | 0.10386 | 0.12037 | 0.13895 | 0.15965 | 0.18276 | 0.20845 | 0.23709 | 0.26903 | 0.30453 | 0.34384 | 0.38739 | 0.43561 | 0.48892 | 0.54793 | 0.61304 | 0.68482 | 0.76394
| TWh Buses - Petrol/Diesel | TWh | Counterfactual | Petrol/Diesel | Annual | 20.6656 | 21.0567 | 20.4437 | 20.2278 | 19.9724 | 19.6837 | 19.3546 | 18.979 | 18.5511 | 18.0637 | 17.5099 | 16.885 | 16.1785 | 15.3864 | 14.5019 | 13.5193 | 12.4327 | 11.2444 | 9.953 | 8.5599 | 7.6097 | 6.6388 | 5.6811 | 4.7517 | 3.8801 | 3.0634 | 2.3303 | 1.6671 | 1.1022 | 0.63819 | 0.27636
| TWh HGVs - Natural Gas | TWh | Counterfactual | Natural Gas | Annual | 0.15096 | 0.23132 | 0.3633 | 0.5064 | 0.67519 | 0.87509 | 1.1128 | 1.397 | 1.7383 | 2.1495 | 2.6462 | 3.2475 | 3.9767 | 4.8578 | 5.9173 | 7.0945 | 8.3424 | 9.6781 | 11.1103 | 12.6413 | 13.481 | 14.4096 | 15.43 | 16.5431 | 17.5387 | 16.8138 | 15.9903 | 15.0406 | 13.9408 | 12.6601 | 11.1759
| TWh HGVs - Electricity | TWh | Counterfactual | Electricity | Annual | 0.0053805 | 0.0090291 | 0.033375 | 0.062233 | 0.093386 | 0.13932 | 0.20087 | 0.28287 | 0.39202 | 0.5364 | 0.72622 | 0.97412 | 1.294 | 1.7019 | 2.2127 | 2.7791 | 3.3711 | 4.0112 | 4.7231 | 5.5354 | 6.827 | 8.336 | 9.7227 | 11.2654 | 13.0452 | 15.4951 | 17.9186 | 20.313 | 22.6723 | 24.9884 | 27.2429
| TWh HGVs - Hydrogen | TWh | Counterfactual | Hydrogen | Annual | 5.3736e-05 | 5.3415e-05 | 5.3095e-05 | 5.2776e-05 | 5.2459e-05 | 5.2145e-05 | 5.1832e-05 | 5.1521e-05 | 5.1212e-05 | 5.0904e-05 | 5.0599e-05 | 5.0295e-05 | 4.9994e-05 | 4.9694e-05 | 4.9395e-05 | 4.9099e-05 | 4.8805e-05 | 4.8512e-05 | 4.8221e-05 | 4.7931e-05 | 4.7644e-05 | 4.7358e-05 | 4.7074e-05 | 4.6791e-05 | 4.6511e-05 | 4.6231e-05 | 4.5954e-05 | 4.5678e-05 | 4.5404e-05 | 4.5132e-05 | 4.4861e-05
| TWh HGVs - Petrol/Diesel | TWh | Counterfactual | Petrol/Diesel | Annual | 71.3439 | 74.0134 | 74.484 | 73.9916 | 73.4596 | 72.8708 | 72.2081 | 71.4498 | 70.5682 | 69.5287 | 68.2889 | 66.7976 | 64.9947 | 62.8173 | 60.2035 | 57.3646 | 54.4544 | 51.4146 | 48.2032 | 44.7818 | 41.0669 | 36.9602 | 33.4738 | 29.9347 | 26.0873 | 22.3139 | 18.6516 | 15.1246 | 11.7585 | 8.5873 | 5.6578

## ED6
ED6: Road transport notes
Return to: Main Menu
Return to: Chapter contents
Column | Category | Description
Data Item | # Cars - All | All cars (as defined by DfT/DVLA in https://assets.publishing.service.gov.uk/government/uploads/system/uploads/attachment_data/file/917624/vehicle-licensing-statistics-notes-definitions.pdf). History from Vehicle licensing data tables - VEH0101. Includes vehicles licenced as taxis from DfT taxi statistics taxi0102 and Scottish Transport Statistics table 1.4. ([# Cars - Electric Vehicles] + [# Cars - Hydrogen] + [# Cars - Internal Combustion Engine])
Data Item | # Vans - All | History from DfT/DVLA Vehicle licensing data tables - VEH0101. Refers to all vans (also known as light goods vehicles) <3.5t (as defined by DfT/DVLA in https://assets.publishing.service.gov.uk/government/uploads/system/uploads/attachment_data/file/917624/vehicle-licensing-statistics-notes-definitions.pdf). ([# Vans - Electric Vehicles] + [# Vans - Hydrogen] + [# Vans - Internal Combustion Engine])
Data Item | # Motorbikes - All | History from DfT/DVLA Vehicle licensing data tables - VEH0305 & VEH0130, removing powerful e-bicycles. Refers to all motorcycles (as defined by DfT/DVLA in https://assets.publishing.service.gov.uk/government/uploads/system/uploads/attachment_data/file/917624/vehicle-licensing-statistics-notes-definitions.pdf). ([# Motorbikes - Electric Vehicles - Battery Electric Vehicle] + [# Motorbikes - Hydrogen]+ [# Motorbikes - Internal Combustion Engine])
Data Item | # Buses - All | History from DfT/DVLA Vehicle licensing data tables - VEH0603. Please note this refers to all buses, coaches and minibuses (as defined by DfT/DVLA in https://assets.publishing.service.gov.uk/government/uploads/system/uploads/attachment_data/file/917624/vehicle-licensing-statistics-notes-definitions.pdf). ([# Buses - Natural Gas] + [# Buses - Electric Vehicles - Battery Electric Vehicle] + [# Buses - Hydrogen]+ [# Buses - Internal Combustion Engine])
Data Item | # HGVs - All | History from DfT/DVLA Vehicle licensing data tables - VEH0101. Refers to all Heavy Goods Vehicles >3.5t (as defined by DfT/DVLA in https://assets.publishing.service.gov.uk/government/uploads/system/uploads/attachment_data/file/917624/vehicle-licensing-statistics-notes-definitions.pdf). ([# HGVs - Natural Gas] + [# HGVs - Electric Vehicles - Battery Electric Vehicle] + [# HGVs - Hydrogen]+ [# HGVs - Internal Combustion Engine])
Data Item | # Vehicles - Electric Vehicles | Refers to all electric vehicles on the road ([# Cars - Electric Vehicles] + [# Vans - Electric Vehicles] + [# HGVs - Electric Vehicles - Battery Electric Vehicle] + [# Buses - Electric Vehicles - Battery Electric Vehicle] + [# Motorbikes - Electric Vehicles - Battery Electric Vehicle])
Fuel | # Vehicles - Hydrogen | Refers to all hydrogen vehicles on the road (modelled Fuel Cell Electric cars, vans, buses, HGVs & Motorbikes) ([# Cars - Hydrogen] + [# Vans - Hydrogen] + [# HGVs - Hydrogen] + [# Buses - Hydrogen] + [# Motorbikes - Hydrogen])
Data Item | # Vehicles - Natural Gas | Refers to all natural gas vehicles on the road. Modelled Compressed Natural Gas (CNG) buses, CNG HGVs & Liquified Natural Gas (LNG) HGVs. ([# HGVs - Natural Gas] + [# Buses - Natural Gas])
Data Item | # Vehicles - Internal Combustion Engine | Refers to all non-plug-in vehicles with an internal combustion engine running on petrol/diesel. ([# Cars -Internal Combustion Engine] + [# Vans - Internal Combustion Engine] + [# HGVs - Internal Combustion Engine] + [# Buses - Internal Combustion Engine] + [# Motorbikes - Internal Combustion Engine])
Data Item | # Cars - Electric Vehicles | This refers to all battery electric vehicle (BEV) cars and plug-in hybrid electric vehicle (PHEVs) cars on the road ([# Cars - Electric Vehicles - Plug-in Hybrid Electric Vehicle] + [# Cars - Electric Vehicles - Battery Electric Vehicle])
Data Item | # Vans - Electric Vehicles | This refers to all battery electric vehicle (BEV) vans and plug-in hybrid electric vehicle (PHEVs) vans on the road ([# Vans - Electric Vehicles - Plug-in Hybrid Electric Vehicle] + [# Vans - Electric Vehicles - Battery Electric Vehicle])
Data Item | TWh Vehicles - Electricity | Total electricity demand from vehicles on the road. The electricity demand for cars and vans is made up of the electricity demands from PHEVs & BEVs. ([TWh Cars - Electricity] + [TWh Vans - Electricity] + [TWh Motorbikes - Electricity] + [TWh Buses - Electricity] + [TWh HGVs - Electricity])
Data Item | TWh Vehicles - Hydrogen | Total hydrogen demand from vehicles on the road ([TWh Cars - Hydrogen] + [TWh Vans - Hydrogen] + [TWh Motorbikes - Hydrogen] + [TWh Buses - Hydrogen] + [TWh HGVs - Hydrogen])
Data Item | TWh Vehicles - Natural Gas | Total natural gas (CNG & LNG) demand from vehicles on the road ([TWh Buses - Natural Gas] + [TWh HGVs - Natural Gas])
Data Item | TWh Vehicles - Petrol/Diesel | Total Petrol/Diesel demand from vehicles on the road. The petrol/diesel demand for cars and vans is made up of the petrol/diesel demands from PHEVs & internal combustion engine (ICE) vehicles. ([TWh Cars - Petrol/Diesel] + [TWh Vans - Petrol/Diesel] + [TWh Motorbikes - Petrol/Diesel] + [TWh Buses - Petrol/Diesel] + [TWh HGVs - Petrol/Diesel])
Data Item | TWh Cars - Electricity | Total electricity demand from cars on the road. This is made up of the electricity demand from BEVs & PHEVs ([TWh Cars - Electricity - Battery Electric Vehicle] + [TWh Cars - Electricity - Plug-in Hybrid Electric Vehicle])
Data Item | TWh Vans - Electricity | Total electricity demand from vans on the road. This is made up of the electricity demand from BEVs & PHEVs ([TWh Vans - Electricity - Battery Electric Vehicle] + [TWh Vans - Electricity - Plug-in Hybrid Electric Vehicle])
Data Item | TWh Cars - Petrol/Diesel | Total petrol/diesel demand from cars on the road. This is made up of the petrol/diesel demand from PHEVs & ICE vehicles. ([TWh Cars - Petrol/Diesel - Internal Combustion Engine] + [TWh Cars - Petrol/Diesel - Plug-in Hybrid Electric Vehicle])
Data Item | TWh Vans - Petrol/Diesel | Total petrol/diesel demand from vans on the road. This is made up of the petrol/diesel demand from PHEVs & ICE vehicles. ([TWh Vans - Petrol/Diesel - Internal Combustion Engine] + [TWh Vans - Petrol/Diesel - Plug-in Hybrid Electric Vehicle])
Data Item | Electric Vehicle Peak Demand | Total demand at winter system peak (5-6pm) from all electric vehicles [# Vehicles - Electric Vehicles]. This demand includes the reductions from smart charging
Data Item | Electric Vehicle Unmanaged Peak Demand | What the total demand at winter system peak (5-6pm) from all electric vehicles [# Vehicles - Electric Vehicles] would be if no smart charging is assumed (additional to that inherent in the Electric Vehicle Charging Behaviour Study residential profile)
Data Item | V2G Maximum Capacity available at Peak | Theoretical vehicle-to-grid (V2G) capacity available at time of winter transmission system peak, 5pm-6pm (all engaged vehicles parked residentially at this time). Capacity actually dispatched depends on market conditions
Data Item | V2G Maximum Capacity | Total V2G theoretical export capacity (of all residential vehicles which participate in V2G). Capacity available at any given time of day depends on an availability profile
Peak/Annual/Minimum | Peak | Demand at the current winter transmission system peak (5pm-6pm)
Peak/Annual/Minimum | Reference data | Data is not used in the calculation of Peak/Annual/Minimum in ED1. V2G data is used in supply and flexibility modelling
Peak/Annual/Minimum | # Vehicles | Number of vehicles on the road in that year
Fuel | Hybrid (Electricity & Petrol/Diesel) | This refers to the fact these vehicles will have both an electricity demand and a petrol/diesel demand associated to them. E.g. Data item # Cars - Electric Vehicles - Plug-in Hybrid Electric Vehicle is responsible for the annual demands in data item TWh Cars - Electricity - Plug-in Hybrid Electric Vehicle & data item TWh Cars - Petrol/Diesel - Plug-in Hybrid Electric Vehicle

## WS1
WS1: Whole System & Gas Supply
Return to: Main Menu
Return to: Chapter contents
Notes: | Bioenergy supply/demand is only matched at 2050 and is based on the supply numbers from the CCC
Fuel Type | Pathway | Units | Category | Sector | Fuel | Feedstock | Category Lookup | 2020 | 2021 | 2022 | 2023 | 2024 | 2025 | 2026 | 2027 | 2028 | 2029 | 2030 | 2031 | 2032 | 2033 | 2034 | 2035 | 2036 | 2037 | 2038 | 2039 | 2040 | 2041 | 2042 | 2043 | 2044 | 2045 | 2046 | 2047 | 2048 | 2049 | 2050
Bioenergy | Electric Engagement | TWh | Demand | Power Generation | Biomass | [5 empty] | 84.592 | 79.3238 | 84.0341 | 74.9035 | 54.0969 | 34.6653 | 39.9888 | 42.3207 | 48.7226 | 57.7809 | 65.2561 | 78.7921 | 76.8055 | 70.7503 | 69.1974 | 74.9222 | 73.527 | 103.7029 | 103.0178 | 102.1496 | 101.6962 | 103.0098 | 112.422 | 112.623 | 113.7429 | 113.3025 | 112.5576 | 111.3217
Bioenergy | Electric Engagement | TWh | Demand | Power Generation | Waste | [5 empty] | 40.7438 | 42.4622 | 42.3064 | 43.5663 | 42.3798 | 41.0752 | 38.4278 | 35.6905 | 31.3392 | 31.4457 | 28.7182 | 27.0929 | 27.0961 | 25.4619 | 22.8685 | 21.5292 | 23.2988 | 21.3354 | 22.2161 | 22.0514 | 21.5805 | 20.4096 | 19.2148 | 19.9121 | 18.6862 | 18.4898 | 17.1038 | 16.6881
Bioenergy | Hydrogen Evolution | TWh | Demand | Power Generation | Biomass | [5 empty] | 84.5571 | 79.9041 | 86.3088 | 72.9384 | 57.0665 | 37.4536 | 41.6572 | 43.7873 | 50.4592 | 49.574 | 48.5622 | 55.7287 | 69.3457 | 79.2114 | 85.9847 | 85.528 | 86.7211 | 87.3916 | 92.1158 | 88.7788 | 90.1225 | 91.9702 | 93.1617 | 94.0438 | 95.0549 | 95.613 | 100.2864 | 103.6213
Bioenergy | Hydrogen Evolution | TWh | Demand | Power Generation | Waste | [5 empty] | 40.7471 | 41.8417 | 41.62 | 39.6291 | 39.6846 | 38.2139 | 37.1935 | 34.0463 | 29.2142 | 28.4426 | 27.6185 | 25.0397 | 24.6916 | 19.9149 | 10.1899 | 12.649 | 13.2224 | 15.2102 | 7.8567 | 7.4315 | 7.6054 | 8.0255 | 8.0266 | 8.2896 | 8.5879 | 9.2424 | 7.8556 | 6.4726
Bioenergy | Holistic Transition | TWh | Demand | Power Generation | Biomass | [5 empty] | 84.5923 | 78.3421 | 80.2001 | 70.4065 | 55.6798 | 38.736 | 43.4568 | 47.043 | 53.3852 | 65.1412 | 77.5569 | 77.0524 | 73.9895 | 73.8022 | 87.4478 | 89.392 | 89.7874 | 89.4347 | 89.0924 | 88.7734 | 89.1408 | 88.5935 | 88.7175 | 87.3962 | 88.7364 | 89.1024 | 88.3911 | 88.2963
Bioenergy | Holistic Transition | TWh | Demand | Power Generation | Waste | [5 empty] | 40.7549 | 43.6579 | 42.6411 | 40.5002 | 39.5946 | 33.7986 | 32.352 | 28.7893 | 26.9391 | 26.337 | 23.178 | 22.6336 | 21.864 | 21.2676 | 17.2772 | 19.197 | 20.2559 | 20.7387 | 20.8516 | 19.5294 | 18.9209 | 18.447 | 18.8647 | 18.0148 | 17.9421 | 17.2209 | 16.2202 | 15.7624
Bioenergy | Counterfactual | TWh | Demand | Power Generation | Biomass | [5 empty] | 84.5339 | 36.3019 | 35.0796 | 30.4111 | 11.5415 | 3.4871 | 2.026 | 0.69055 | 3.9801 | 3.1179 | 2.124 | 1.651 | 1.2922 | 25.8896 | 27.0906 | 27.6491 | 26.7509 | 25.7092 | 24.2817 | 24.4905 | 28.0583 | 25.3701 | 28.2813 | 29.0033 | 27.8508 | 41.8361 | 36.8773 | 37.791
Bioenergy | Counterfactual | TWh | Demand | Power Generation | Waste | [5 empty] | 40.7788 | 41.7957 | 43.854 | 44.1965 | 43.9842 | 42.9382 | 41.1772 | 40.6033 | 39.3115 | 35.6819 | 33.6521 | 31.6652 | 29.1562 | 22.8329 | 22.8909 | 21.2513 | 21.3342 | 20.9307 | 19.6011 | 18.943 | 20.0704 | 19.3775 | 18.9934 | 18.3194 | 17.7739 | 17.499 | 16.1356 | 15.5212
Bioenergy | Five Year Forecast | TWh | Demand | Power Generation | Biomass |  |  | 2023: 84.5706; 2024: 79.844; 2025: 86.4839; 2026: 73.6161; 2027: 56.6021; 2028: 37.0281; 2029: 41.3298
Bioenergy | Five Year Forecast | TWh | Demand | Power Generation | Waste |  |  | 2023: 40.7861; 2024: 41.9019; 2025: 41.6507; 2026: 39.7736; 2027: 39.8898; 2028: 38.5297; 2029: 37.7492
Bioenergy | Electric Engagement | TWh | Demand | Residential | bioLPG | [5 empty] | 0.045641 | 0.10714 | 0.1844 | 0.35512 | 0.60891 | 1.0215 | 1.4187 | 1.8314 | 2.2277 | 2.6219 | 3.0133 | 3.4024 | 3.79 | 4.8246 | 5.949 | 6.9989 | 7.9626 | 8.6155 | 9.0471 | 9.3881 | 9.6311 | 9.8975 | 10.2222 | 10.6539 | 11.0656 | 11.4681 | 11.8601 | 12.2549
Bioenergy | Electric Engagement | TWh | Demand | Residential | biomass | [5 empty] | 0.090945 | 0.17357 | 0.19912 | 0.21647 | 0.23186 | 0.24287 | 0.25473 | 0.3201 | 0.38841 | 0.4501 | 0.51337 | 0.57851 | 0.64617 | 0.67904 | 0.69943 | 0.68357 | 0.66779 | 0.74175 | 0.84907 | 0.95867 | 1.07 | 1.1788 | 1.2385 | 1.3042 | 1.3834 | 1.4709 | 1.567 | 1.6743
Bioenergy | Electric Engagement | TWh | Demand | Residential | biomethane | [5 empty] | 0.33304 | 0.36943 | 0.40459 | 0.43975 | 0.47491 | 0.51007 | 0.54523 | 0.58039 | 0.5981 | 0.61273 | 0.62664 | 0.63997 | 0.60872 | 0.84284 | 1.0749 | 1.3045 | 1.5336 | 1.9326 | 2.1722 | 2.4072 | 2.6433 | 2.874 | 3.6639 | 3.9372 | 4.2144 | 4.4941 | 4.7767 | 5.0623
Bioenergy | Hydrogen Evolution | TWh | Demand | Residential | bioLPG | [5 empty] | 0.068182 | 0.12063 | 0.19781 | 0.30713 | 0.38404 | 0.44669 | 0.50271 | 0.55535 | 0.59595 | 0.63254 | 0.66751 | 0.70245 | 0.73638 | 0.90928 | 1.1929 | 1.4667 | 1.7229 | 1.9564 | 2.2639 | 2.6104 | 2.9756 | 3.3534 | 3.7441 | 4.2311 | 4.7022 | 5.1891 | 5.6979 | 6.2365
Bioenergy | Hydrogen Evolution | TWh | Demand | Residential | biomass | [5 empty] | 0.06661 | 0.12329 | 0.15647 | 0.17578 | 0.19229 | 0.20424 | 0.21311 | 0.21853 | 0.22069 | 0.22314 | 0.22534 | 0.22731 | 0.22923 | 0.28058 | 0.40127 | 0.47786 | 0.54849 | 0.6492 | 0.74951 | 0.8479 | 0.94406 | 1.0381 | 1.128 | 1.2026 | 1.2704 | 1.3338 | 1.3917 | 1.4447
Bioenergy | Hydrogen Evolution | TWh | Demand | Residential | biomethane | [5 empty] | 0.26374 | 0.29482 | 0.31992 | 0.34502 | 0.37011 | 0.39521 | 0.42031 | 0.4454 | 0.45891 | 0.47021 | 0.48118 | 0.49179 | 0.65558 | 0.79304 | 0.95476 | 1.1328 | 1.3112 | 1.7118 | 1.9018 | 2.0907 | 2.2819 | 2.4553 | 2.7751 | 2.9546 | 3.1342 | 3.3097 | 3.483 | 3.648
Bioenergy | Holistic Transition | TWh | Demand | Residential | bioLPG | [5 empty] | 0.076839 | 0.15559 | 0.25602 | 0.44851 | 0.73379 | 1.1736 | 1.5692 | 1.9839 | 2.3795 | 2.7742 | 3.1644 | 3.55 | 3.9305 | 4.8476 | 5.8019 | 6.7126 | 7.505 | 8.1774 | 8.6352 | 9.016 | 9.2474 | 9.5355 | 9.8157 | 10.1768 | 10.5258 | 10.8734 | 11.2104 | 11.5485
Bioenergy | Holistic Transition | TWh | Demand | Residential | biomass | [5 empty] | 0.099946 | 0.18724 | 0.21532 | 0.23493 | 0.25468 | 0.27219 | 0.29436 | 0.36987 | 0.45524 | 0.52891 | 0.60698 | 0.69142 | 0.78242 | 0.84079 | 0.89871 | 0.91963 | 0.94651 | 1.0469 | 1.1809 | 1.3218 | 1.4695 | 1.617 | 1.7224 | 1.8355 | 1.9632 | 2.0908 | 2.2188 | 2.3509
Bioenergy | Holistic Transition | TWh | Demand | Residential | biomethane | [5 empty] | 0.29295 | 0.32762 | 0.34941 | 0.3712 | 0.393 | 0.41479 | 0.43658 | 0.45837 | 0.47335 | 0.48588 | 0.49749 | 0.50867 | 0.51829 | 0.72096 | 0.92111 | 1.1203 | 1.3149 | 1.9664 | 2.2089 | 2.4447 | 2.6836 | 2.9239 | 3.327 | 3.5854 | 3.8509 | 4.1207 | 4.3946 | 4.6724
Bioenergy | Counterfactual | TWh | Demand | Residential | bioLPG | [5 empty] | 0.059468 | 0.096071 | 0.15234 | 0.23244 | 0.27414 | 0.30231 | 0.32306 | 0.33792 | 0.35316 | 0.36721 | 0.38067 | 0.39374 | 0.40628 | 0.435 | 0.45693 | 0.48294 | 0.50907 | 0.53326 | 0.60463 | 0.717 | 0.84619 | 0.9844 | 1.1296 | 1.3193 | 1.5632 | 1.8078 | 2.0541 | 2.3043
Bioenergy | Counterfactual | TWh | Demand | Residential | biomass | [5 empty] | 0.062517 | 0.11016 | 0.14287 | 0.16359 | 0.17585 | 0.1844 | 0.19076 | 0.19614 | 0.20151 | 0.20694 | 0.21187 | 0.21676 | 0.22149 | 0.21843 | 0.21499 | 0.17291 | 0.13306 | 0.11437 | 0.098547 | 0.091161 | 0.08749 | 0.085995 | 0.08545 | 0.085191 | 0.085388 | 0.08605 | 0.08674 | 0.087519
Bioenergy | Counterfactual | TWh | Demand | Residential | biomethane | [5 empty] | 0.28763 | 0.32155 | 0.34353 | 0.36551 | 0.38748 | 0.40946 | 0.43144 | 0.45342 | 0.47641 | 0.49979 | 0.52139 | 0.54149 | 0.6759 | 0.68001 | 0.68332 | 0.68746 | 0.69044 | 0.76698 | 0.77597 | 0.78671 | 0.79687 | 0.80511 | 0.8474 | 0.84799 | 0.84792 | 0.85069 | 0.85599 | 0.8643
Bioenergy | Five Year Forecast | TWh | Demand | Residential | bioLPG |  |  | 2023: 0.068219; 2024: 0.12079; 2025: 0.20484; 2026: 0.33591; 2027: 0.46757; 2028: 0.65888; 2029: 1.0638
Bioenergy | Five Year Forecast | TWh | Demand | Residential | biomass |  |  | 2023: 0.065466; 2024: 0.12214; 2025: 0.15627; 2026: 0.1776; 2027: 0.18991; 2028: 0.19735; 2029: 0.20163
Bioenergy | Five Year Forecast | TWh | Demand | Residential | biomethane |  |  | 2023: 0.29027; 2024: 0.32588; 2025: 0.35653; 2026: 0.38719; 2027: 0.41784; 2028: 0.44849; 2029: 0.47915
Bioenergy | Electric Engagement | TWh | Demand | Industrial | bioLPG |  | Industrial & Commercial |  |  |  | 0.0010417 | 0.0014869 | 0.0020243 | 0.0027455 | 0.0047004 | 0.0071912 | 0.009683 | 0.012364 | 0.015027 | 0.018097 | 0.021445 | 0.025152 | 0.029783 | 0.036591 | 0.043269 | 0.049785 | 0.056084 | 0.062011 | 0.066809 | 0.070883 | 0.076699 | 0.081408 | 0.085255 | 0.089623 | 0.093079 | 0.096298 | 0.09857 | 0.099959
Bioenergy | Electric Engagement | TWh | Demand | Industrial | biomass |  | Industrial & Commercial |  |  |  | 0.31388 | 0.28773 | 0.26157 | 0.23541 | 0.21669 | 0.19751 | 0.17824 | 0.1597 | 0.14066 | 0.12077 | 0.09916 | 0.0815 | 0.038313 | 0.23921 | 0.40047 | 0.55468 | 0.70778 | 0.86001 | 1.0084 | 1.1534 | 1.2944 | 1.4355 | 1.5586 | 1.6891 | 1.8088 | 1.9236 | 2.0312 | 2.1429
Bioenergy | Electric Engagement | TWh | Demand | Industrial | biomethane |  | Industrial & Commercial |  |  |  | 0.0020045 | 0.0030726 | 0.0045391 | 0.006114 | 0.0073444 | 0.0085537 | 0.009733 | 0.010802 | 0.011788 | 0.012854 | 0.013964 | 0.015118 | 0.014445 | 0.019621 | 0.024457 | 0.028904 | 0.033003 | 0.041355 | 0.04606 | 0.051232 | 0.056695 | 0.06281 | 0.084605 | 0.093062 | 0.1018 | 0.11125 | 0.12119 | 0.12903
Bioenergy | Hydrogen Evolution | TWh | Demand | Industrial | bioLPG |  | Industrial & Commercial |  |  |  | 0.00076257 | 0.0010877 | 0.0015276 | 0.0021841 | 0.0029092 | 0.003622 | 0.0042833 | 0.0048775 | 0.0054339 | 0.006112 | 0.0070607 | 0.0084725 | 0.010349 | 0.013392 | 0.015983 | 0.018671 | 0.021445 | 0.024102 | 0.026708 | 0.028345 | 0.030233 | 0.032328 | 0.034661 | 0.037579 | 0.040451 | 0.043028 | 0.045449 | 0.049932
Bioenergy | Hydrogen Evolution | TWh | Demand | Industrial | biomass |  | Industrial & Commercial |  |  |  | 0.32165 | 0.29484 | 0.26804 | 0.24124 | 0.21443 | 0.18763 | 0.16083 | 0.13403 | 0.10722 | 0.08042 | 0.053616 | 0.026813 | 9.63e-06 | 0.14926 | 0.31561 | 0.48351 | 0.65142 | 0.82182 | 0.99143 | 1.1599 | 1.328 | 1.498 | 1.6688 | 1.8395 | 2.009 | 2.1806 | 2.3516 | 2.5264
Bioenergy | Hydrogen Evolution | TWh | Demand | Industrial | biomethane |  | Industrial & Commercial |  |  |  | 0.0015913 | 0.0026156 | 0.003874 | 0.0052185 | 0.0062438 | 0.0071018 | 0.0079329 | 0.008739 | 0.0093047 | 0.0098838 | 0.010543 | 0.011648 | 0.017401 | 0.02372 | 0.030517 | 0.037121 | 0.043384 | 0.056254 | 0.063614 | 0.071685 | 0.079883 | 0.087942 | 0.10313 | 0.11235 | 0.12144 | 0.12992 | 0.13727 | 0.14364
Bioenergy | Holistic Transition | TWh | Demand | Industrial | bioLPG |  | Industrial & Commercial |  |  |  | 0.001006 | 0.0014194 | 0.0019026 | 0.0025511 | 0.0045993 | 0.0074774 | 0.011144 | 0.016256 | 0.029421 | 0.041885 | 0.053445 | 0.063628 | 0.072353 | 0.080585 | 0.087343 | 0.093305 | 0.099086 | 0.10461 | 0.10902 | 0.11233 | 0.11763 | 0.1195 | 0.11237 | 0.10578 | 0.10003 | 0.095445 | 0.092395 | 0.091008
Bioenergy | Holistic Transition | TWh | Demand | Industrial | biomass |  | Industrial & Commercial |  |  |  | 0.32076 | 0.30674 | 0.29484 | 0.28299 | 0.26964 | 0.25585 | 0.24202 | 0.23032 | 0.21669 | 0.20418 | 0.19405 | 0.18482 | 0.17602 | 0.32763 | 0.45703 | 0.58 | 0.7051 | 0.82269 | 0.89667 | 0.95713 | 1.0282 | 1.1087 | 1.1712 | 1.2358 | 1.3087 | 1.376 | 1.4433 | 1.5022
Bioenergy | Holistic Transition | TWh | Demand | Industrial | biomethane |  | Industrial & Commercial |  |  |  | 0.001947 | 0.0029592 | 0.0041799 | 0.0055419 | 0.0070486 | 0.0087853 | 0.010741 | 0.013083 | 0.016614 | 0.020271 | 0.024075 | 0.028006 | 0.030829 | 0.037438 | 0.043905 | 0.050544 | 0.057154 | 0.084114 | 0.092426 | 0.10046 | 0.10889 | 0.11748 | 0.13736 | 0.14567 | 0.15403 | 0.16249 | 0.17138 | 0.17834
Bioenergy | Counterfactual | TWh | Demand | Industrial | bioLPG |  | Industrial & Commercial |  |  |  | 0.00089274 | 0.0011986 | 0.0015169 | 0.0018783 | 0.0021826 | 0.0024429 | 0.0025957 | 0.0027505 | 0.002913 | 0.0030965 | 0.0036299 | 0.0045084 | 0.00606 | 0.010015 | 0.014016 | 0.017962 | 0.021797 | 0.025749 | 0.029873 | 0.031845 | 0.033976 | 0.036148 | 0.038337 | 0.040688 | 0.042656 | 0.04438 | 0.045403 | 0.046895
Bioenergy | Counterfactual | TWh | Demand | Industrial | biomass |  | Industrial & Commercial |  |  |  | 0.32169 | 0.29505 | 0.26958 | 0.26502 | 0.24999 | 0.23458 | 0.21839 | 0.20188 | 0.18526 | 0.16658 | 0.14553 | 0.12241 | 0.11289 | 0.19612 | 0.20554 | 0.20677 | 0.20693 | 0.19636 | 0.17938 | 0.16887 | 0.15888 | 0.14952 | 0.14036 | 0.13596 | 0.13139 | 0.1291 | 0.12362 | 0.12267
Bioenergy | Counterfactual | TWh | Demand | Industrial | biomethane |  | Industrial & Commercial |  |  |  | 0.0013308 | 0.0022098 | 0.0034738 | 0.0048425 | 0.0058525 | 0.0066386 | 0.0072322 | 0.0076761 | 0.0081515 | 0.0086824 | 0.0093091 | 0.010599 | 0.01596 | 0.021031 | 0.026498 | 0.031767 | 0.036771 | 0.04366 | 0.049568 | 0.056187 | 0.063152 | 0.070332 | 0.083392 | 0.091663 | 0.099782 | 0.10719 | 0.11327 | 0.11832
Bioenergy | Five Year Forecast | TWh | Demand | Industrial | bioLPG |  | Industrial & Commercial | 2023: 0.00096185; 2024: 0.0013658; 2025: 0.0018336; 2026: 0.0024575; 2027: 0.0038921; 2028: 0.0062953; 2029: 0.0090725
Bioenergy | Five Year Forecast | TWh | Demand | Industrial | biomass |  | Industrial & Commercial | 2023: 0.32165; 2024: 0.29486; 2025: 0.26809; 2026: 0.24146; 2027: 0.21472; 2028: 0.18794; 2029: 0.16115
Bioenergy | Five Year Forecast | TWh | Demand | Industrial | biomethane |  | Industrial & Commercial | 2023: 0.0017221; 2024: 0.0028252; 2025: 0.0041327; 2026: 0.0055194; 2027: 0.0065618; 2028: 0.0074493; 2029: 0.008305
Bioenergy | Electric Engagement | TWh | Demand | Commercial | bioLPG |  | Industrial & Commercial |  |  |  | 0.022344 | 0.030411 | 0.03929 | 0.049415 | 0.061217 | 0.080136 | 0.20203 | 0.36406 | 0.52216 | 0.71268 | 0.90448 | 1.0974 | 1.2902 | 1.5255 | 1.7588 | 1.9903 | 2.2213 | 2.4483 | 2.6804 | 2.9029 | 3.114 | 3.2219 | 3.2844 | 3.348 | 3.3759 | 3.4031 | 3.4308 | 3.4645
Bioenergy | Electric Engagement | TWh | Demand | Commercial | biomass |  | Industrial & Commercial |  |  |  | 2.1033 | 1.9281 | 1.7528 | 1.5775 | 1.4521 | 1.3235 | 1.1944 | 1.1512 | 1.1077 | 1.0918 | 1.0812 | 1.1781 | 1.3187 | 1.9431 | 2.6912 | 3.3993 | 4.0646 | 4.71 | 5.3251 | 5.8843 | 6.4184 | 6.8619 | 7.2246 | 7.6192 | 7.9769 | 8.3287 | 8.6614 | 8.9272
Bioenergy | Electric Engagement | TWh | Demand | Commercial | biomethane |  | Industrial & Commercial |  |  |  | 0.033479 | 0.050796 | 0.072662 | 0.09442 | 0.11652 | 0.13865 | 0.1608 | 0.18306 | 0.20435 | 0.2295 | 0.25502 | 0.28082 | 0.2699 | 0.30904 | 0.34509 | 0.37781 | 0.40932 | 0.49555 | 0.53502 | 0.58069 | 0.63424 | 0.6933 | 0.92436 | 1.0052 | 1.0871 | 1.1719 | 1.2593 | 1.3515
Bioenergy | Hydrogen Evolution | TWh | Demand | Commercial | bioLPG |  | Industrial & Commercial |  |  |  | 0.015546 | 0.02256 | 0.030506 | 0.040525 | 0.050811 | 0.060732 | 0.070223 | 0.079644 | 0.08854 | 0.099394 | 0.1125 | 0.12584 | 0.13919 | 0.17433 | 0.20201 | 0.22906 | 0.25639 | 0.28225 | 0.30584 | 0.31741 | 0.32947 | 0.34176 | 0.35485 | 0.36963 | 0.38301 | 0.39517 | 0.4078 | 0.41956
Bioenergy | Hydrogen Evolution | TWh | Demand | Commercial | biomass |  | Industrial & Commercial |  |  |  | 2.1554 | 1.9757 | 1.7961 | 1.6165 | 1.4369 | 1.2573 | 1.0777 | 0.89807 | 0.71845 | 0.53884 | 0.35923 | 0.17961 | 0 | 0.84133 | 1.9069 | 3.0433 | 4.1529 | 5.2299 | 6.2748 | 7.2441 | 8.1736 | 9.0653 | 9.8979 | 10.6948 | 11.4577 | 12.1834 | 12.8834 | 13.556
Bioenergy | Hydrogen Evolution | TWh | Demand | Commercial | biomethane |  | Industrial & Commercial |  |  |  | 0.027863 | 0.043024 | 0.060055 | 0.077 | 0.094264 | 0.1117 | 0.12915 | 0.14664 | 0.15849 | 0.1714 | 0.18482 | 0.1989 | 0.27284 | 0.30664 | 0.34419 | 0.37986 | 0.41233 | 0.50351 | 0.53649 | 0.57094 | 0.60449 | 0.63539 | 0.71826 | 0.755 | 0.7897 | 0.82273 | 0.85383 | 0.88174
Bioenergy | Holistic Transition | TWh | Demand | Commercial | bioLPG |  | Industrial & Commercial |  |  |  | 0.022258 | 0.030115 | 0.038141 | 0.046973 | 0.058567 | 0.077517 | 0.19565 | 0.34836 | 0.51342 | 0.69008 | 0.8728 | 1.0516 | 1.2258 | 1.4288 | 1.6618 | 1.8884 | 2.1122 | 2.3327 | 2.5572 | 2.7713 | 2.974 | 3.0779 | 3.1505 | 3.2003 | 3.2381 | 3.268 | 3.3015 | 3.3441
Bioenergy | Holistic Transition | TWh | Demand | Commercial | biomass |  | Industrial & Commercial |  |  |  | 2.1254 | 2.0367 | 2.1084 | 2.3233 | 2.45 | 2.4573 | 2.4351 | 2.5171 | 2.5984 | 2.7356 | 2.92 | 3.1253 | 3.3461 | 4.4403 | 4.9539 | 5.5245 | 5.9688 | 6.2089 | 6.3222 | 6.535 | 6.841 | 7.158 | 7.373 | 7.589 | 7.757 | 7.8809 | 7.9855 | 8.0798
Bioenergy | Holistic Transition | TWh | Demand | Commercial | biomethane |  | Industrial & Commercial |  |  |  | 0.031753 | 0.048198 | 0.066313 | 0.084286 | 0.10211 | 0.11971 | 0.13709 | 0.15409 | 0.17345 | 0.19457 | 0.21639 | 0.23897 | 0.25529 | 0.28994 | 0.32782 | 0.37079 | 0.42057 | 0.63084 | 0.71231 | 0.79195 | 0.87231 | 0.95364 | 1.1351 | 1.2226 | 1.3092 | 1.3953 | 1.4804 | 1.5654
Bioenergy | Counterfactual | TWh | Demand | Commercial | bioLPG |  | Industrial & Commercial |  |  |  | 0.019801 | 0.0248 | 0.029345 | 0.034629 | 0.040073 | 0.046243 | 0.053058 | 0.060295 | 0.06782 | 0.077088 | 0.087121 | 0.098729 | 0.11089 | 0.14585 | 0.18124 | 0.21786 | 0.25545 | 0.29428 | 0.3336 | 0.34761 | 0.36084 | 0.37348 | 0.38571 | 0.39765 | 0.40793 | 0.41716 | 0.42503 | 0.4311
Bioenergy | Counterfactual | TWh | Demand | Commercial | biomass |  | Industrial & Commercial |  |  |  | 2.1554 | 1.9761 | 1.7981 | 1.6346 | 1.4628 | 1.2905 | 1.1179 | 0.94577 | 0.77396 | 0.60135 | 0.43076 | 0.26308 | 0.13029 | 0.46893 | 0.51552 | 0.5177 | 0.51945 | 0.53142 | 0.51563 | 0.51546 | 0.51134 | 0.50768 | 0.50473 | 0.50059 | 0.49687 | 0.49066 | 0.48291 | 0.42212
Bioenergy | Counterfactual | TWh | Demand | Commercial | biomethane |  | Industrial & Commercial |  |  |  | 0.024315 | 0.033523 | 0.044264 | 0.0549 | 0.065895 | 0.077113 | 0.088524 | 0.10009 | 0.11347 | 0.12966 | 0.14708 | 0.16597 | 0.22751 | 0.25726 | 0.28994 | 0.32247 | 0.35576 | 0.40761 | 0.44301 | 0.4792 | 0.51444 | 0.5481 | 0.62374 | 0.6585 | 0.69063 | 0.72202 | 0.75214 | 0.77722
Bioenergy | Five Year Forecast | TWh | Demand | Commercial | bioLPG |  | Industrial & Commercial | 2023: 0.02167; 2024: 0.0295; 2025: 0.03772; 2026: 0.047219; 2027: 0.057237; 2028: 0.072473; 2029: 0.11871
Bioenergy | Five Year Forecast | TWh | Demand | Commercial | biomass |  | Industrial & Commercial | 2023: 2.1554; 2024: 1.9758; 2025: 1.7963; 2026: 1.6173; 2027: 1.4379; 2028: 1.2583; 2029: 1.0787
Bioenergy | Five Year Forecast | TWh | Demand | Commercial | biomethane |  | Industrial & Commercial | 2023: 0.031252; 2024: 0.048094; 2025: 0.06645; 2026: 0.08472; 2027: 0.10337; 2028: 0.12218; 2029: 0.14103
Bioenergy | Holistic Transition | TWh | Demand | Road Transport | Biodiesel/bioethanol | [5 empty] | 34.4791 | 38.5019 | 42.1607 | 45.3273 | 44.9264 | 44.2727 | 43.243 | 41.8537 | 40.0528 | 37.7648 | 34.3674 | 30.7128 | 26.881 | 23.2162 | 19.6572 | 16.1765 | 12.8807 | 10.0806 | 7.7191 | 5.7129 | 3.9681 | 2.5389 | 1.7284 | 1.0757 | 0.57593 | 0.16265 | 0.091641 | 0
Bioenergy | Electric Engagement | TWh | Demand | Road Transport | Biodiesel/bioethanol | [5 empty] | 34.4799 | 38.5052 | 42.1686 | 45.3426 | 44.9495 | 44.3056 | 43.2876 | 41.9105 | 40.1188 | 37.8299 | 34.4164 | 30.7263 | 26.8319 | 23.0749 | 19.3894 | 15.7542 | 12.476 | 9.6889 | 7.3511 | 5.3756 | 3.6721 | 2.2636 | 1.2998 | 0.66719 | 0.22273 | 0.13494 | 0.098287 | 0
Bioenergy | Hydrogen Evolution | TWh | Demand | Road Transport | Biodiesel/bioethanol | [5 empty] | 34.456 | 38.4752 | 42.1305 | 45.2914 | 44.891 | 44.2438 | 43.2291 | 41.8561 | 40.0759 | 37.8157 | 34.4443 | 30.8179 | 27.0161 | 23.3998 | 19.8925 | 16.4404 | 13.2109 | 10.4371 | 8.1172 | 6.1469 | 4.4339 | 3.0023 | 1.7994 | 0.94261 | 0.48549 | 0.11842 | 0.087875 | 0
Bioenergy | Counterfactual | TWh | Demand | Road Transport | Biodiesel/bioethanol | [5 empty] | 34.5167 | 38.6401 | 42.4662 | 45.8885 | 45.8031 | 45.5709 | 45.0879 | 44.4864 | 43.6595 | 42.4954 | 40.1493 | 37.6321 | 34.9009 | 31.8863 | 28.7664 | 25.5666 | 22.4484 | 19.2823 | 16.1831 | 13.4743 | 10.989 | 8.7102 | 6.6814 | 5.3321 | 4.2938 | 3.3391 | 2.4716 | 1.6943
Bioenergy | Five Year Forecast | TWh | Demand | Road Transport | Biodiesel/bioethanol |  |  | 2023: 34.4717; 2024: 38.4942; 2025: 42.1533; 2026: 45.3204; 2027: 44.9223; 2028: 44.2741; 2029: 43.2532
Bioenergy | Holistic Transition | TWh | Demand | Aviation | Biojet Fuel | [5 empty] | 0 | 0 | 0.2 | 0.88 | 1.71 | 2.18 | 3.32 | 5.46 | 7.83 | 11.34 | 13.66 | 16.13 | 18.57 | 20.72 | 22.7 | 24.66 | 26.6 | 28.41 | 30.47 | 31.64 | 32.76 | 33.99 | 35.22 | 36.44 | 37.66 | 38.88 | 40.11 | 41.34
Bioenergy | Electric Engagement | TWh | Demand | Aviation | Biojet Fuel | [5 empty] | 0 | 0 | 0.2 | 0.88 | 1.71 | 2.18 | 3.32 | 5.46 | 7.83 | 11.34 | 13.66 | 16.13 | 18.57 | 20.72 | 22.7 | 24.66 | 26.6 | 28.41 | 30.47 | 31.64 | 32.76 | 33.99 | 35.22 | 36.44 | 37.66 | 38.88 | 40.11 | 41.34
Bioenergy | Hydrogen Evolution | TWh | Demand | Aviation | Biojet Fuel | [5 empty] | 0 | 0 | 0.2 | 0.88 | 1.71 | 2.18 | 3.32 | 5.46 | 7.83 | 11.34 | 13.66 | 16.13 | 18.57 | 20.72 | 22.7 | 24.66 | 26.6 | 28.41 | 30.47 | 31.64 | 32.76 | 33.99 | 35.22 | 36.44 | 37.66 | 38.88 | 40.11 | 41.34
Bioenergy | Counterfactual | TWh | Demand | Aviation | Biojet Fuel | [5 empty] | 0 | 0 | 0.2 | 0.88 | 1.71 | 2.18 | 3.32 | 5.46 | 6.5 | 7 | 7.5 | 8 | 8.5 | 9 | 9.5 | 10 | 10.5 | 11 | 11.5 | 12 | 12.5 | 13 | 13.5 | 14 | 14.5 | 15 | 15.5 | 16
Bioenergy | Five Year Forecast | TWh | Demand | Aviation | Biojet Fuel |  |  | 2023: 0; 2024: 0; 2025: 0.2; 2026: 0.88; 2027: 1.71; 2028: 2.18; 2029: 0
Bioenergy | Electric Engagement | TWh | Demand | Hydrogen Production | Biomass | [5 empty] | 0 | 0 | 0 | 0 | 0 | 0 | 0 | 0 | 0 | 0 | 0 | 0 | 0 | 0 | 0 | 0 | 0 | 0 | 0 | 0 | 0 | 0 | 0 | 0 | 0 | 0 | 0 | 0
Bioenergy | Hydrogen Evolution | TWh | Demand | Hydrogen Production | Biomass | [5 empty] | 0 | 0 | 0 | 0 | 0 | 0 | 0 | 1.38 | 1.4 | 1.42 | 1.41 | 11.92 | 19.23 | 20.51 | 21.79 | 23.08 | 24.36 | 30.77 | 35.9 | 39.88 | 42.31 | 42.31 | 42.31 | 42.18 | 42.27 | 42.31 | 42.31 | 42.31
Bioenergy | Holistic Transition | TWh | Demand | Hydrogen Production | Biomass | [5 empty] | 0 | 0 | 0 | 0 | 0 | 0 | 0 | 1.16 | 1.19 | 1.18 | 1.15 | 1.19 | 1.55 | 6.35 | 6.78 | 7.2 | 6.89 | 6.91 | 7.01 | 8.82 | 9.2 | 9.23 | 9.97 | 9.94 | 9.97 | 9.97 | 9.97 | 9.97
Bioenergy | Counterfactual | TWh | Demand | Hydrogen Production | Biomass | [5 empty] | 0 | 0 | 0 | 0 | 0 | 0 | 0 | 0 | 0 | 0 | 0 | 0 | 0 | 0 | 0 | 0 | 0 | 0 | 0 | 0 | 0 | 0 | 0 | 0 | 0 | 0 | 0 | 0
Bioenergy | Five Year Forecast | TWh | Demand | Hydrogen Production | Biomass |  |  | 2023: 0; 2024: 0; 2025: 0; 2026: 0; 2027: 0; 2028: 0; 2029: 0
Bioenergy | Electric Engagement | TWh | Demand | Green Gas Blending | Biomethane | [5 empty] | 7.3054 | 7.5041 | 7.7027 | 7.9014 | 8.1 | 8.2987 | 8.4973 | 8.696 | 8.0748 | 7.4537 | 6.8326 | 6.2114 | 5.5903 | 4.9691 | 4.348 | 3.7268 | 3.1057 | 2.4846 | 1.8634 | 1.2423 | 0.62114 | 2.5487e-15 | 0 | 0 | 0 | 0 | 0 | 0
Bioenergy | Hydrogen Evolution | TWh | Demand | Green Gas Blending | Biomethane | [5 empty] | 7.3054 | 9.1488 | 10.9923 | 12.8357 | 14.6791 | 16.5225 | 18.3659 | 20.2093 | 19.7025 | 18.595 | 18.375 | 17.7679 | 15.2601 | 12.123 | 10.6377 | 9.6362 | 9.5724 | 9.3698 | 8.5872 | 8.2206 | 6.5403 | 5.978 | 5.6898 | 4.8051 | 4.4369 | 3.8538 | 2.7502 | 2.0761
Bioenergy | Holistic Transition | TWh | Demand | Green Gas Blending | Biomethane | [5 empty] | 7.3054 | 9.1488 | 10.9923 | 12.8357 | 14.6791 | 16.5225 | 18.3659 | 20.2093 | 19.2707 | 18.4125 | 15.8815 | 15.4429 | 14.0365 | 12.8016 | 11.4826 | 10.9056 | 11.4563 | 10.6104 | 9.6663 | 9.7352 | 8.8773 | 9.2847 | 8.0542 | 6.5416 | 4.49 | 4.3211 | 4.9254 | 2.5312
Bioenergy | Counterfactual | TWh | Demand | Green Gas Blending | Biomethane | [5 empty] | 7.3054 | 7.5041 | 7.7027 | 7.9014 | 8.1 | 8.2987 | 8.4973 | 8.696 | 8.9152 | 9.1399 | 9.3702 | 9.6064 | 9.8485 | 10.0968 | 10.3513 | 10.6122 | 10.8796 | 11.1539 | 11.435 | 11.7232 | 12.0187 | 12.3216 | 12.6322 | 12.9506 | 13.277 | 13.6116 | 13.9547 | 14.3065
Bioenergy | Five Year Forecast | TWh | Demand | Green Gas Blending | Biomethane |  |  | 2023: 7.3054; 2024: 7.5041; 2025: 7.7027; 2026: 7.9014; 2027: 8.1; 2028: 8.2987; 2029: 8.4973
Bioenergy | Electric Engagement | TWh | Supply | Power Generation | Waste | MSW, C&I (biogenic) |  |  |  |  | N/A | N/A | N/A | N/A | N/A | N/A | N/A | N/A | N/A | N/A | N/A | N/A | N/A | N/A | N/A | N/A | N/A | N/A | N/A | N/A | N/A | N/A | N/A | N/A | N/A | N/A | N/A | 16.6881
Bioenergy | Electric Engagement | TWh | Supply | Power Generation | Biomass | Forest residues |  |  |  |  | N/A | N/A | N/A | N/A | N/A | N/A | N/A | N/A | N/A | N/A | N/A | N/A | N/A | N/A | N/A | N/A | N/A | N/A | N/A | N/A | N/A | N/A | N/A | N/A | N/A | N/A | N/A | 28.5941
Bioenergy | Electric Engagement | TWh | Supply | Power Generation | Biomass | Agri residues |  |  |  |  | N/A | N/A | N/A | N/A | N/A | N/A | N/A | N/A | N/A | N/A | N/A | N/A | N/A | N/A | N/A | N/A | N/A | N/A | N/A | N/A | N/A | N/A | N/A | N/A | N/A | N/A | N/A | 1.482
Bioenergy | Electric Engagement | TWh | Supply | Power Generation | Biomass | Waste wood |  |  |  |  | N/A | N/A | N/A | N/A | N/A | N/A | N/A | N/A | N/A | N/A | N/A | N/A | N/A | N/A | N/A | N/A | N/A | N/A | N/A | N/A | N/A | N/A | N/A | N/A | N/A | N/A | N/A | 5.2656
Bioenergy | Electric Engagement | TWh | Supply | Power Generation | Biomass | Energy crops |  |  |  |  | N/A | N/A | N/A | N/A | N/A | N/A | N/A | N/A | N/A | N/A | N/A | N/A | N/A | N/A | N/A | N/A | N/A | N/A | N/A | N/A | N/A | N/A | N/A | N/A | N/A | N/A | N/A | 21.7523
Bioenergy | Electric Engagement | TWh | Supply | Power Generation | Biomass | Biomass imports |  |  |  |  | N/A | N/A | N/A | N/A | N/A | N/A | N/A | N/A | N/A | N/A | N/A | N/A | N/A | N/A | N/A | N/A | N/A | N/A | N/A | N/A | N/A | N/A | N/A | N/A | N/A | N/A | N/A | 54.2276
Bioenergy | Electric Engagement | TWh | Supply | Residential | BioLPG | Energy crops |  |  |  |  | N/A | N/A | N/A | N/A | N/A | N/A | N/A | N/A | N/A | N/A | N/A | N/A | N/A | N/A | N/A | N/A | N/A | N/A | N/A | N/A | N/A | N/A | N/A | N/A | N/A | N/A | N/A | 8.5784
Bioenergy | Electric Engagement | TWh | Supply | Residential | BioLPG | MSW, C&I (biogenic) |  |  |  |  | N/A | N/A | N/A | N/A | N/A | N/A | N/A | N/A | N/A | N/A | N/A | N/A | N/A | N/A | N/A | N/A | N/A | N/A | N/A | N/A | N/A | N/A | N/A | N/A | N/A | N/A | N/A | 3.6765
Bioenergy | Electric Engagement | TWh | Supply | Residential | Biomass | Forest residues |  |  |  |  | N/A | N/A | N/A | N/A | N/A | N/A | N/A | N/A | N/A | N/A | N/A | N/A | N/A | N/A | N/A | N/A | N/A | N/A | N/A | N/A | N/A | N/A | N/A | N/A | N/A | N/A | N/A | 0
Bioenergy | Electric Engagement | TWh | Supply | Residential | Biomass | Agri residues |  |  |  |  | N/A | N/A | N/A | N/A | N/A | N/A | N/A | N/A | N/A | N/A | N/A | N/A | N/A | N/A | N/A | N/A | N/A | N/A | N/A | N/A | N/A | N/A | N/A | N/A | N/A | N/A | N/A | 1.6743
Bioenergy | Electric Engagement | TWh | Supply | Residential | Biomass | Waste wood |  |  |  |  | N/A | N/A | N/A | N/A | N/A | N/A | N/A | N/A | N/A | N/A | N/A | N/A | N/A | N/A | N/A | N/A | N/A | N/A | N/A | N/A | N/A | N/A | N/A | N/A | N/A | N/A | N/A | 0
Bioenergy | Electric Engagement | TWh | Supply | Residential | Biomass | Energy crops |  |  |  |  | N/A | N/A | N/A | N/A | N/A | N/A | N/A | N/A | N/A | N/A | N/A | N/A | N/A | N/A | N/A | N/A | N/A | N/A | N/A | N/A | N/A | N/A | N/A | N/A | N/A | N/A | N/A | 0
Bioenergy | Electric Engagement | TWh | Supply | Residential | Biomass | Biomass imports |  |  |  |  | N/A | N/A | N/A | N/A | N/A | N/A | N/A | N/A | N/A | N/A | N/A | N/A | N/A | N/A | N/A | N/A | N/A | N/A | N/A | N/A | N/A | N/A | N/A | N/A | N/A | N/A | N/A | 0
Bioenergy | Electric Engagement | TWh | Supply | Residential | Biomethane | Biogas |  |  |  |  | N/A | N/A | N/A | N/A | N/A | N/A | N/A | N/A | N/A | N/A | N/A | N/A | N/A | N/A | N/A | N/A | N/A | N/A | N/A | N/A | N/A | N/A | N/A | N/A | N/A | N/A | N/A | 5.0623
Bioenergy | Electric Engagement | TWh | Supply | Residential | Biomethane | Forest residues |  |  |  |  | N/A | N/A | N/A | N/A | N/A | N/A | N/A | N/A | N/A | N/A | N/A | N/A | N/A | N/A | N/A | N/A | N/A | N/A | N/A | N/A | N/A | N/A | N/A | N/A | N/A | N/A | N/A | 0
Bioenergy | Electric Engagement | TWh | Supply | Residential | Biomethane | Energy crops |  |  |  |  | N/A | N/A | N/A | N/A | N/A | N/A | N/A | N/A | N/A | N/A | N/A | N/A | N/A | N/A | N/A | N/A | N/A | N/A | N/A | N/A | N/A | N/A | N/A | N/A | N/A | N/A | N/A | 0
Bioenergy | Electric Engagement | TWh | Supply | Residential | Biomethane | Agri residues |  |  |  |  | N/A | N/A | N/A | N/A | N/A | N/A | N/A | N/A | N/A | N/A | N/A | N/A | N/A | N/A | N/A | N/A | N/A | N/A | N/A | N/A | N/A | N/A | N/A | N/A | N/A | N/A | N/A | 0
Bioenergy | Electric Engagement | TWh | Supply | Residential | Biomethane | Waste wood |  |  |  |  | N/A | N/A | N/A | N/A | N/A | N/A | N/A | N/A | N/A | N/A | N/A | N/A | N/A | N/A | N/A | N/A | N/A | N/A | N/A | N/A | N/A | N/A | N/A | N/A | N/A | N/A | N/A | 0
Bioenergy | Electric Engagement | TWh | Supply | Industrial | BioLPG | Energy crops |  |  |  |  | N/A | N/A | N/A | N/A | N/A | N/A | N/A | N/A | N/A | N/A | N/A | N/A | N/A | N/A | N/A | N/A | N/A | N/A | N/A | N/A | N/A | N/A | N/A | N/A | N/A | N/A | N/A | 0.069971
Bioenergy | Electric Engagement | TWh | Supply | Industrial | BioLPG | MSW, C&I (biogenic) |  |  |  |  | N/A | N/A | N/A | N/A | N/A | N/A | N/A | N/A | N/A | N/A | N/A | N/A | N/A | N/A | N/A | N/A | N/A | N/A | N/A | N/A | N/A | N/A | N/A | N/A | N/A | N/A | N/A | 0.029988
Bioenergy | Electric Engagement | TWh | Supply | Industrial | Biomass | Forest residues |  |  |  |  | N/A | N/A | N/A | N/A | N/A | N/A | N/A | N/A | N/A | N/A | N/A | N/A | N/A | N/A | N/A | N/A | N/A | N/A | N/A | N/A | N/A | N/A | N/A | N/A | N/A | N/A | N/A | 0
Bioenergy | Electric Engagement | TWh | Supply | Industrial | Biomass | Agri residues |  |  |  |  | N/A | N/A | N/A | N/A | N/A | N/A | N/A | N/A | N/A | N/A | N/A | N/A | N/A | N/A | N/A | N/A | N/A | N/A | N/A | N/A | N/A | N/A | N/A | N/A | N/A | N/A | N/A | 2.1429
Bioenergy | Electric Engagement | TWh | Supply | Industrial | Biomass | Waste wood |  |  |  |  | N/A | N/A | N/A | N/A | N/A | N/A | N/A | N/A | N/A | N/A | N/A | N/A | N/A | N/A | N/A | N/A | N/A | N/A | N/A | N/A | N/A | N/A | N/A | N/A | N/A | N/A | N/A | 0
Bioenergy | Electric Engagement | TWh | Supply | Industrial | Biomass | Energy crops |  |  |  |  | N/A | N/A | N/A | N/A | N/A | N/A | N/A | N/A | N/A | N/A | N/A | N/A | N/A | N/A | N/A | N/A | N/A | N/A | N/A | N/A | N/A | N/A | N/A | N/A | N/A | N/A | N/A | 0
Bioenergy | Electric Engagement | TWh | Supply | Industrial | Biomass | Biomass imports |  |  |  |  | N/A | N/A | N/A | N/A | N/A | N/A | N/A | N/A | N/A | N/A | N/A | N/A | N/A | N/A | N/A | N/A | N/A | N/A | N/A | N/A | N/A | N/A | N/A | N/A | N/A | N/A | N/A | 0
Bioenergy | Electric Engagement | TWh | Supply | Industrial | Biomethane | Biogas |  |  |  |  | N/A | N/A | N/A | N/A | N/A | N/A | N/A | N/A | N/A | N/A | N/A | N/A | N/A | N/A | N/A | N/A | N/A | N/A | N/A | N/A | N/A | N/A | N/A | N/A | N/A | N/A | N/A | 0.12903
Bioenergy | Electric Engagement | TWh | Supply | Industrial | Biomethane | Forest residues |  |  |  |  | N/A | N/A | N/A | N/A | N/A | N/A | N/A | N/A | N/A | N/A | N/A | N/A | N/A | N/A | N/A | N/A | N/A | N/A | N/A | N/A | N/A | N/A | N/A | N/A | N/A | N/A | N/A | 0
Bioenergy | Electric Engagement | TWh | Supply | Industrial | Biomethane | Energy crops |  |  |  |  | N/A | N/A | N/A | N/A | N/A | N/A | N/A | N/A | N/A | N/A | N/A | N/A | N/A | N/A | N/A | N/A | N/A | N/A | N/A | N/A | N/A | N/A | N/A | N/A | N/A | N/A | N/A | 0
Bioenergy | Electric Engagement | TWh | Supply | Industrial | Biomethane | Agri residues |  |  |  |  | N/A | N/A | N/A | N/A | N/A | N/A | N/A | N/A | N/A | N/A | N/A | N/A | N/A | N/A | N/A | N/A | N/A | N/A | N/A | N/A | N/A | N/A | N/A | N/A | N/A | N/A | N/A | 0
Bioenergy | Electric Engagement | TWh | Supply | Industrial | Biomethane | Waste wood |  |  |  |  | N/A | N/A | N/A | N/A | N/A | N/A | N/A | N/A | N/A | N/A | N/A | N/A | N/A | N/A | N/A | N/A | N/A | N/A | N/A | N/A | N/A | N/A | N/A | N/A | N/A | N/A | N/A | 0
Bioenergy | Electric Engagement | TWh | Supply | Commercial | BioLPG | Energy crops |  |  |  |  | N/A | N/A | N/A | N/A | N/A | N/A | N/A | N/A | N/A | N/A | N/A | N/A | N/A | N/A | N/A | N/A | N/A | N/A | N/A | N/A | N/A | N/A | N/A | N/A | N/A | N/A | N/A | 2.4252
Bioenergy | Electric Engagement | TWh | Supply | Commercial | BioLPG | MSW, C&I (biogenic) |  |  |  |  | N/A | N/A | N/A | N/A | N/A | N/A | N/A | N/A | N/A | N/A | N/A | N/A | N/A | N/A | N/A | N/A | N/A | N/A | N/A | N/A | N/A | N/A | N/A | N/A | N/A | N/A | N/A | 1.0394
Bioenergy | Electric Engagement | TWh | Supply | Commercial | Biomass | Forest residues |  |  |  |  | N/A | N/A | N/A | N/A | N/A | N/A | N/A | N/A | N/A | N/A | N/A | N/A | N/A | N/A | N/A | N/A | N/A | N/A | N/A | N/A | N/A | N/A | N/A | N/A | N/A | N/A | N/A | 0
Bioenergy | Electric Engagement | TWh | Supply | Commercial | Biomass | Agri residues |  |  |  |  | N/A | N/A | N/A | N/A | N/A | N/A | N/A | N/A | N/A | N/A | N/A | N/A | N/A | N/A | N/A | N/A | N/A | N/A | N/A | N/A | N/A | N/A | N/A | N/A | N/A | N/A | N/A | 4
Bioenergy | Electric Engagement | TWh | Supply | Commercial | Biomass | Waste wood |  |  |  |  | N/A | N/A | N/A | N/A | N/A | N/A | N/A | N/A | N/A | N/A | N/A | N/A | N/A | N/A | N/A | N/A | N/A | N/A | N/A | N/A | N/A | N/A | N/A | N/A | N/A | N/A | N/A | 4.9272
Bioenergy | Electric Engagement | TWh | Supply | Commercial | Biomass | Energy crops |  |  |  |  | N/A | N/A | N/A | N/A | N/A | N/A | N/A | N/A | N/A | N/A | N/A | N/A | N/A | N/A | N/A | N/A | N/A | N/A | N/A | N/A | N/A | N/A | N/A | N/A | N/A | N/A | N/A | 0
Bioenergy | Electric Engagement | TWh | Supply | Commercial | Biomass | Biomass imports |  |  |  |  | N/A | N/A | N/A | N/A | N/A | N/A | N/A | N/A | N/A | N/A | N/A | N/A | N/A | N/A | N/A | N/A | N/A | N/A | N/A | N/A | N/A | N/A | N/A | N/A | N/A | N/A | N/A | 0
Bioenergy | Electric Engagement | TWh | Supply | Commercial | Biomethane | Biogas |  |  |  |  | N/A | N/A | N/A | N/A | N/A | N/A | N/A | N/A | N/A | N/A | N/A | N/A | N/A | N/A | N/A | N/A | N/A | N/A | N/A | N/A | N/A | N/A | N/A | N/A | N/A | N/A | N/A | 1.3515
Bioenergy | Electric Engagement | TWh | Supply | Commercial | Biomethane | Forest residues |  |  |  |  | N/A | N/A | N/A | N/A | N/A | N/A | N/A | N/A | N/A | N/A | N/A | N/A | N/A | N/A | N/A | N/A | N/A | N/A | N/A | N/A | N/A | N/A | N/A | N/A | N/A | N/A | N/A | 0
Bioenergy | Electric Engagement | TWh | Supply | Commercial | Biomethane | Energy crops |  |  |  |  | N/A | N/A | N/A | N/A | N/A | N/A | N/A | N/A | N/A | N/A | N/A | N/A | N/A | N/A | N/A | N/A | N/A | N/A | N/A | N/A | N/A | N/A | N/A | N/A | N/A | N/A | N/A | 0
Bioenergy | Electric Engagement | TWh | Supply | Commercial | Biomethane | Agri residues |  |  |  |  | N/A | N/A | N/A | N/A | N/A | N/A | N/A | N/A | N/A | N/A | N/A | N/A | N/A | N/A | N/A | N/A | N/A | N/A | N/A | N/A | N/A | N/A | N/A | N/A | N/A | N/A | N/A | 0
Bioenergy | Electric Engagement | TWh | Supply | Commercial | Biomethane | Waste wood |  |  |  |  | N/A | N/A | N/A | N/A | N/A | N/A | N/A | N/A | N/A | N/A | N/A | N/A | N/A | N/A | N/A | N/A | N/A | N/A | N/A | N/A | N/A | N/A | N/A | N/A | N/A | N/A | N/A | 0
Bioenergy | Electric Engagement | TWh | Supply | Road Transport | Biodiesel | Waste biodiesel, bioethanol |  |  |  |  | N/A | N/A | N/A | N/A | N/A | N/A | N/A | N/A | N/A | N/A | N/A | N/A | N/A | N/A | N/A | N/A | N/A | N/A | N/A | N/A | N/A | N/A | N/A | N/A | N/A | N/A | N/A | 0
Bioenergy | Electric Engagement | TWh | Supply | Road Transport | Biodiesel | Forest residues |  |  |  |  | N/A | N/A | N/A | N/A | N/A | N/A | N/A | N/A | N/A | N/A | N/A | N/A | N/A | N/A | N/A | N/A | N/A | N/A | N/A | N/A | N/A | N/A | N/A | N/A | N/A | N/A | N/A | 0
Bioenergy | Electric Engagement | TWh | Supply | Road Transport | Biodiesel | Agri residues |  |  |  |  | N/A | N/A | N/A | N/A | N/A | N/A | N/A | N/A | N/A | N/A | N/A | N/A | N/A | N/A | N/A | N/A | N/A | N/A | N/A | N/A | N/A | N/A | N/A | N/A | N/A | N/A | N/A | 0
Bioenergy | Electric Engagement | TWh | Supply | Road Transport | Biodiesel | Waste wood |  |  |  |  | N/A | N/A | N/A | N/A | N/A | N/A | N/A | N/A | N/A | N/A | N/A | N/A | N/A | N/A | N/A | N/A | N/A | N/A | N/A | N/A | N/A | N/A | N/A | N/A | N/A | N/A | N/A | 0
Bioenergy | Electric Engagement | TWh | Supply | Road Transport | Bioethanol | Waste biodiesel, bioethanol |  |  |  |  | N/A | N/A | N/A | N/A | N/A | N/A | N/A | N/A | N/A | N/A | N/A | N/A | N/A | N/A | N/A | N/A | N/A | N/A | N/A | N/A | N/A | N/A | N/A | N/A | N/A | N/A | N/A | 0
Bioenergy | Electric Engagement | TWh | Supply | Road Transport | Bioethanol | Energy crops |  |  |  |  | N/A | N/A | N/A | N/A | N/A | N/A | N/A | N/A | N/A | N/A | N/A | N/A | N/A | N/A | N/A | N/A | N/A | N/A | N/A | N/A | N/A | N/A | N/A | N/A | N/A | N/A | N/A | 0
Bioenergy | Electric Engagement | TWh | Supply | Road Transport | Biomethane | Biogas |  |  |  |  | N/A | N/A | N/A | N/A | N/A | N/A | N/A | N/A | N/A | N/A | N/A | N/A | N/A | N/A | N/A | N/A | N/A | N/A | N/A | N/A | N/A | N/A | N/A | N/A | N/A | N/A | N/A | 0
Bioenergy | Electric Engagement | TWh | Supply | Aviation | Biojet fuel (from Biomass) | Biofuel imports |  |  |  |  | N/A | N/A | N/A | N/A | N/A | N/A | N/A | N/A | N/A | N/A | N/A | N/A | N/A | N/A | N/A | N/A | N/A | N/A | N/A | N/A | N/A | N/A | N/A | N/A | N/A | N/A | N/A | 4.696
Bioenergy | Electric Engagement | TWh | Supply | Aviation | Biojet fuel (from Biomass) | Forest residues |  |  |  |  | N/A | N/A | N/A | N/A | N/A | N/A | N/A | N/A | N/A | N/A | N/A | N/A | N/A | N/A | N/A | N/A | N/A | N/A | N/A | N/A | N/A | N/A | N/A | N/A | N/A | N/A | N/A | 18.7619
Bioenergy | Electric Engagement | TWh | Supply | Aviation | Biojet fuel (from Biomass) | Waste wood |  |  |  |  | N/A | N/A | N/A | N/A | N/A | N/A | N/A | N/A | N/A | N/A | N/A | N/A | N/A | N/A | N/A | N/A | N/A | N/A | N/A | N/A | N/A | N/A | N/A | N/A | N/A | N/A | N/A | 6.254
Bioenergy | Electric Engagement | TWh | Supply | Aviation | Biojet fuel (from Biomass) | Biomass imports |  |  |  |  | N/A | N/A | N/A | N/A | N/A | N/A | N/A | N/A | N/A | N/A | N/A | N/A | N/A | N/A | N/A | N/A | N/A | N/A | N/A | N/A | N/A | N/A | N/A | N/A | N/A | N/A | N/A | 0
Bioenergy | Electric Engagement | TWh | Supply | Aviation | Biojet fuel (from Biomass) | Agri residues |  |  |  |  | N/A | N/A | N/A | N/A | N/A | N/A | N/A | N/A | N/A | N/A | N/A | N/A | N/A | N/A | N/A | N/A | N/A | N/A | N/A | N/A | N/A | N/A | N/A | N/A | N/A | N/A | N/A | 4.254
Bioenergy | Electric Engagement | TWh | Supply | Aviation | Biojet fuel (from Biomass) | Energy crops |  |  |  |  | N/A | N/A | N/A | N/A | N/A | N/A | N/A | N/A | N/A | N/A | N/A | N/A | N/A | N/A | N/A | N/A | N/A | N/A | N/A | N/A | N/A | N/A | N/A | N/A | N/A | N/A | N/A | 2
Bioenergy | Electric Engagement | TWh | Supply | Aviation | Biojet fuel (from waste) | MSW, C&I (biogenic) |  |  |  |  | N/A | N/A | N/A | N/A | N/A | N/A | N/A | N/A | N/A | N/A | N/A | N/A | N/A | N/A | N/A | N/A | N/A | N/A | N/A | N/A | N/A | N/A | N/A | N/A | N/A | N/A | N/A | 5.3742
Bioenergy | Electric Engagement | TWh | Supply | Hydrogen Production | Biomass | Forest residues |  |  |  |  | N/A | N/A | N/A | N/A | N/A | N/A | N/A | N/A | N/A | N/A | N/A | N/A | N/A | N/A | N/A | N/A | N/A | N/A | N/A | N/A | N/A | N/A | N/A | N/A | N/A | N/A | N/A | 0
Bioenergy | Electric Engagement | TWh | Supply | Hydrogen Production | Biomass | Agri residues |  |  |  |  | N/A | N/A | N/A | N/A | N/A | N/A | N/A | N/A | N/A | N/A | N/A | N/A | N/A | N/A | N/A | N/A | N/A | N/A | N/A | N/A | N/A | N/A | N/A | N/A | N/A | N/A | N/A | 0
Bioenergy | Electric Engagement | TWh | Supply | Hydrogen Production | Biomass | Waste wood |  |  |  |  | N/A | N/A | N/A | N/A | N/A | N/A | N/A | N/A | N/A | N/A | N/A | N/A | N/A | N/A | N/A | N/A | N/A | N/A | N/A | N/A | N/A | N/A | N/A | N/A | N/A | N/A | N/A | 0
Bioenergy | Electric Engagement | TWh | Supply | Hydrogen Production | Biomass | Energy crops |  |  |  |  | N/A | N/A | N/A | N/A | N/A | N/A | N/A | N/A | N/A | N/A | N/A | N/A | N/A | N/A | N/A | N/A | N/A | N/A | N/A | N/A | N/A | N/A | N/A | N/A | N/A | N/A | N/A | 0
Bioenergy | Electric Engagement | TWh | Supply | Hydrogen Production | Biomass | Biomass imports |  |  |  |  | N/A | N/A | N/A | N/A | N/A | N/A | N/A | N/A | N/A | N/A | N/A | N/A | N/A | N/A | N/A | N/A | N/A | N/A | N/A | N/A | N/A | N/A | N/A | N/A | N/A | N/A | N/A | 0
Bioenergy | Electric Engagement | TWh | Supply | Greengas Blending | Biomethane | Biogas |  |  |  |  | N/A | N/A | N/A | N/A | N/A | N/A | N/A | N/A | N/A | N/A | N/A | N/A | N/A | N/A | N/A | N/A | N/A | N/A | N/A | N/A | N/A | N/A | N/A | N/A | N/A | N/A | N/A | 0
Bioenergy | Electric Engagement | TWh | Supply | Greengas Blending | Biomethane | Forest residues |  |  |  |  | N/A | N/A | N/A | N/A | N/A | N/A | N/A | N/A | N/A | N/A | N/A | N/A | N/A | N/A | N/A | N/A | N/A | N/A | N/A | N/A | N/A | N/A | N/A | N/A | N/A | N/A | N/A | 0
Bioenergy | Electric Engagement | TWh | Supply | Greengas Blending | Biomethane | Energy crops |  |  |  |  | N/A | N/A | N/A | N/A | N/A | N/A | N/A | N/A | N/A | N/A | N/A | N/A | N/A | N/A | N/A | N/A | N/A | N/A | N/A | N/A | N/A | N/A | N/A | N/A | N/A | N/A | N/A | 0
Bioenergy | Electric Engagement | TWh | Supply | Greengas Blending | Biomethane | Agri residues |  |  |  |  | N/A | N/A | N/A | N/A | N/A | N/A | N/A | N/A | N/A | N/A | N/A | N/A | N/A | N/A | N/A | N/A | N/A | N/A | N/A | N/A | N/A | N/A | N/A | N/A | N/A | N/A | N/A | 0
Bioenergy | Electric Engagement | TWh | Supply | Greengas Blending | Biomethane | Waste wood |  |  |  |  | N/A | N/A | N/A | N/A | N/A | N/A | N/A | N/A | N/A | N/A | N/A | N/A | N/A | N/A | N/A | N/A | N/A | N/A | N/A | N/A | N/A | N/A | N/A | N/A | N/A | N/A | N/A | 0
Bioenergy | Hydrogen Evolution | TWh | Supply | Power Generation | Waste | MSW, C&I (biogenic) |  |  |  |  | N/A | N/A | N/A | N/A | N/A | N/A | N/A | N/A | N/A | N/A | N/A | N/A | N/A | N/A | N/A | N/A | N/A | N/A | N/A | N/A | N/A | N/A | N/A | N/A | N/A | N/A | N/A | 6.4726
Bioenergy | Hydrogen Evolution | TWh | Supply | Power Generation | Biomass | Forest residues |  |  |  |  | N/A | N/A | N/A | N/A | N/A | N/A | N/A | N/A | N/A | N/A | N/A | N/A | N/A | N/A | N/A | N/A | N/A | N/A | N/A | N/A | N/A | N/A | N/A | N/A | N/A | N/A | N/A | 0
Bioenergy | Hydrogen Evolution | TWh | Supply | Power Generation | Biomass | Agri residues |  |  |  |  | N/A | N/A | N/A | N/A | N/A | N/A | N/A | N/A | N/A | N/A | N/A | N/A | N/A | N/A | N/A | N/A | N/A | N/A | N/A | N/A | N/A | N/A | N/A | N/A | N/A | N/A | N/A | 3.5605
Bioenergy | Hydrogen Evolution | TWh | Supply | Power Generation | Biomass | Waste wood |  |  |  |  | N/A | N/A | N/A | N/A | N/A | N/A | N/A | N/A | N/A | N/A | N/A | N/A | N/A | N/A | N/A | N/A | N/A | N/A | N/A | N/A | N/A | N/A | N/A | N/A | N/A | N/A | N/A | 12.4251
Bioenergy | Hydrogen Evolution | TWh | Supply | Power Generation | Biomass | Energy crops |  |  |  |  | N/A | N/A | N/A | N/A | N/A | N/A | N/A | N/A | N/A | N/A | N/A | N/A | N/A | N/A | N/A | N/A | N/A | N/A | N/A | N/A | N/A | N/A | N/A | N/A | N/A | N/A | N/A | 11.5569
Bioenergy | Hydrogen Evolution | TWh | Supply | Power Generation | Biomass | Biomass imports |  |  |  |  | N/A | N/A | N/A | N/A | N/A | N/A | N/A | N/A | N/A | N/A | N/A | N/A | N/A | N/A | N/A | N/A | N/A | N/A | N/A | N/A | N/A | N/A | N/A | N/A | N/A | N/A | N/A | 76.0786
Bioenergy | Hydrogen Evolution | TWh | Supply | Residential | BioLPG | Energy crops |  |  |  |  | N/A | N/A | N/A | N/A | N/A | N/A | N/A | N/A | N/A | N/A | N/A | N/A | N/A | N/A | N/A | N/A | N/A | N/A | N/A | N/A | N/A | N/A | N/A | N/A | N/A | N/A | N/A | 4.3655
Bioenergy | Hydrogen Evolution | TWh | Supply | Residential | BioLPG | MSW, C&I (biogenic) |  |  |  |  | N/A | N/A | N/A | N/A | N/A | N/A | N/A | N/A | N/A | N/A | N/A | N/A | N/A | N/A | N/A | N/A | N/A | N/A | N/A | N/A | N/A | N/A | N/A | N/A | N/A | N/A | N/A | 1.8709
Bioenergy | Hydrogen Evolution | TWh | Supply | Residential | Biomass | Forest residues |  |  |  |  | N/A | N/A | N/A | N/A | N/A | N/A | N/A | N/A | N/A | N/A | N/A | N/A | N/A | N/A | N/A | N/A | N/A | N/A | N/A | N/A | N/A | N/A | N/A | N/A | N/A | N/A | N/A | 0
Bioenergy | Hydrogen Evolution | TWh | Supply | Residential | Biomass | Agri residues |  |  |  |  | N/A | N/A | N/A | N/A | N/A | N/A | N/A | N/A | N/A | N/A | N/A | N/A | N/A | N/A | N/A | N/A | N/A | N/A | N/A | N/A | N/A | N/A | N/A | N/A | N/A | N/A | N/A | 1.4447
Bioenergy | Hydrogen Evolution | TWh | Supply | Residential | Biomass | Waste wood |  |  |  |  | N/A | N/A | N/A | N/A | N/A | N/A | N/A | N/A | N/A | N/A | N/A | N/A | N/A | N/A | N/A | N/A | N/A | N/A | N/A | N/A | N/A | N/A | N/A | N/A | N/A | N/A | N/A | 0
Bioenergy | Hydrogen Evolution | TWh | Supply | Residential | Biomass | Energy crops |  |  |  |  | N/A | N/A | N/A | N/A | N/A | N/A | N/A | N/A | N/A | N/A | N/A | N/A | N/A | N/A | N/A | N/A | N/A | N/A | N/A | N/A | N/A | N/A | N/A | N/A | N/A | N/A | N/A | 0
Bioenergy | Hydrogen Evolution | TWh | Supply | Residential | Biomass | Biomass imports |  |  |  |  | N/A | N/A | N/A | N/A | N/A | N/A | N/A | N/A | N/A | N/A | N/A | N/A | N/A | N/A | N/A | N/A | N/A | N/A | N/A | N/A | N/A | N/A | N/A | N/A | N/A | N/A | N/A | 0
Bioenergy | Hydrogen Evolution | TWh | Supply | Residential | Biomethane | Biogas |  |  |  |  | N/A | N/A | N/A | N/A | N/A | N/A | N/A | N/A | N/A | N/A | N/A | N/A | N/A | N/A | N/A | N/A | N/A | N/A | N/A | N/A | N/A | N/A | N/A | N/A | N/A | N/A | N/A | 3.648
Bioenergy | Hydrogen Evolution | TWh | Supply | Residential | Biomethane | Forest residues |  |  |  |  | N/A | N/A | N/A | N/A | N/A | N/A | N/A | N/A | N/A | N/A | N/A | N/A | N/A | N/A | N/A | N/A | N/A | N/A | N/A | N/A | N/A | N/A | N/A | N/A | N/A | N/A | N/A | 0
Bioenergy | Hydrogen Evolution | TWh | Supply | Residential | Biomethane | Energy crops |  |  |  |  | N/A | N/A | N/A | N/A | N/A | N/A | N/A | N/A | N/A | N/A | N/A | N/A | N/A | N/A | N/A | N/A | N/A | N/A | N/A | N/A | N/A | N/A | N/A | N/A | N/A | N/A | N/A | 0
Bioenergy | Hydrogen Evolution | TWh | Supply | Residential | Biomethane | Agri residues |  |  |  |  | N/A | N/A | N/A | N/A | N/A | N/A | N/A | N/A | N/A | N/A | N/A | N/A | N/A | N/A | N/A | N/A | N/A | N/A | N/A | N/A | N/A | N/A | N/A | N/A | N/A | N/A | N/A | 0
Bioenergy | Hydrogen Evolution | TWh | Supply | Residential | Biomethane | Waste wood |  |  |  |  | N/A | N/A | N/A | N/A | N/A | N/A | N/A | N/A | N/A | N/A | N/A | N/A | N/A | N/A | N/A | N/A | N/A | N/A | N/A | N/A | N/A | N/A | N/A | N/A | N/A | N/A | N/A | 0
Bioenergy | Hydrogen Evolution | TWh | Supply | Industrial | BioLPG | Energy crops |  |  |  |  | N/A | N/A | N/A | N/A | N/A | N/A | N/A | N/A | N/A | N/A | N/A | N/A | N/A | N/A | N/A | N/A | N/A | N/A | N/A | N/A | N/A | N/A | N/A | N/A | N/A | N/A | N/A | 0.034952
Bioenergy | Hydrogen Evolution | TWh | Supply | Industrial | BioLPG | MSW, C&I (biogenic) |  |  |  |  | N/A | N/A | N/A | N/A | N/A | N/A | N/A | N/A | N/A | N/A | N/A | N/A | N/A | N/A | N/A | N/A | N/A | N/A | N/A | N/A | N/A | N/A | N/A | N/A | N/A | N/A | N/A | 0.01498
Bioenergy | Hydrogen Evolution | TWh | Supply | Industrial | Biomass | Forest residues |  |  |  |  | N/A | N/A | N/A | N/A | N/A | N/A | N/A | N/A | N/A | N/A | N/A | N/A | N/A | N/A | N/A | N/A | N/A | N/A | N/A | N/A | N/A | N/A | N/A | N/A | N/A | N/A | N/A | 0
Bioenergy | Hydrogen Evolution | TWh | Supply | Industrial | Biomass | Agri residues |  |  |  |  | N/A | N/A | N/A | N/A | N/A | N/A | N/A | N/A | N/A | N/A | N/A | N/A | N/A | N/A | N/A | N/A | N/A | N/A | N/A | N/A | N/A | N/A | N/A | N/A | N/A | N/A | N/A | 2.5264
Bioenergy | Hydrogen Evolution | TWh | Supply | Industrial | Biomass | Waste wood |  |  |  |  | N/A | N/A | N/A | N/A | N/A | N/A | N/A | N/A | N/A | N/A | N/A | N/A | N/A | N/A | N/A | N/A | N/A | N/A | N/A | N/A | N/A | N/A | N/A | N/A | N/A | N/A | N/A | 0
Bioenergy | Hydrogen Evolution | TWh | Supply | Industrial | Biomass | Energy crops |  |  |  |  | N/A | N/A | N/A | N/A | N/A | N/A | N/A | N/A | N/A | N/A | N/A | N/A | N/A | N/A | N/A | N/A | N/A | N/A | N/A | N/A | N/A | N/A | N/A | N/A | N/A | N/A | N/A | 0
Bioenergy | Hydrogen Evolution | TWh | Supply | Industrial | Biomass | Biomass imports |  |  |  |  | N/A | N/A | N/A | N/A | N/A | N/A | N/A | N/A | N/A | N/A | N/A | N/A | N/A | N/A | N/A | N/A | N/A | N/A | N/A | N/A | N/A | N/A | N/A | N/A | N/A | N/A | N/A | 0
Bioenergy | Hydrogen Evolution | TWh | Supply | Industrial | Biomethane | Biogas |  |  |  |  | N/A | N/A | N/A | N/A | N/A | N/A | N/A | N/A | N/A | N/A | N/A | N/A | N/A | N/A | N/A | N/A | N/A | N/A | N/A | N/A | N/A | N/A | N/A | N/A | N/A | N/A | N/A | 0.14364
Bioenergy | Hydrogen Evolution | TWh | Supply | Industrial | Biomethane | Forest residues |  |  |  |  | N/A | N/A | N/A | N/A | N/A | N/A | N/A | N/A | N/A | N/A | N/A | N/A | N/A | N/A | N/A | N/A | N/A | N/A | N/A | N/A | N/A | N/A | N/A | N/A | N/A | N/A | N/A | 0
Bioenergy | Hydrogen Evolution | TWh | Supply | Industrial | Biomethane | Energy crops |  |  |  |  | N/A | N/A | N/A | N/A | N/A | N/A | N/A | N/A | N/A | N/A | N/A | N/A | N/A | N/A | N/A | N/A | N/A | N/A | N/A | N/A | N/A | N/A | N/A | N/A | N/A | N/A | N/A | 0
Bioenergy | Hydrogen Evolution | TWh | Supply | Industrial | Biomethane | Agri residues |  |  |  |  | N/A | N/A | N/A | N/A | N/A | N/A | N/A | N/A | N/A | N/A | N/A | N/A | N/A | N/A | N/A | N/A | N/A | N/A | N/A | N/A | N/A | N/A | N/A | N/A | N/A | N/A | N/A | 0
Bioenergy | Hydrogen Evolution | TWh | Supply | Industrial | Biomethane | Waste wood |  |  |  |  | N/A | N/A | N/A | N/A | N/A | N/A | N/A | N/A | N/A | N/A | N/A | N/A | N/A | N/A | N/A | N/A | N/A | N/A | N/A | N/A | N/A | N/A | N/A | N/A | N/A | N/A | N/A | 0
Bioenergy | Hydrogen Evolution | TWh | Supply | Commercial | BioLPG | Energy crops |  |  |  |  | N/A | N/A | N/A | N/A | N/A | N/A | N/A | N/A | N/A | N/A | N/A | N/A | N/A | N/A | N/A | N/A | N/A | N/A | N/A | N/A | N/A | N/A | N/A | N/A | N/A | N/A | N/A | 0.29369
Bioenergy | Hydrogen Evolution | TWh | Supply | Commercial | BioLPG | MSW, C&I (biogenic) |  |  |  |  | N/A | N/A | N/A | N/A | N/A | N/A | N/A | N/A | N/A | N/A | N/A | N/A | N/A | N/A | N/A | N/A | N/A | N/A | N/A | N/A | N/A | N/A | N/A | N/A | N/A | N/A | N/A | 0.12587
Bioenergy | Hydrogen Evolution | TWh | Supply | Commercial | Biomass | Forest residues |  |  |  |  | N/A | N/A | N/A | N/A | N/A | N/A | N/A | N/A | N/A | N/A | N/A | N/A | N/A | N/A | N/A | N/A | N/A | N/A | N/A | N/A | N/A | N/A | N/A | N/A | N/A | N/A | N/A | 0
Bioenergy | Hydrogen Evolution | TWh | Supply | Commercial | Biomass | Agri residues |  |  |  |  | N/A | N/A | N/A | N/A | N/A | N/A | N/A | N/A | N/A | N/A | N/A | N/A | N/A | N/A | N/A | N/A | N/A | N/A | N/A | N/A | N/A | N/A | N/A | N/A | N/A | N/A | N/A | 4
Bioenergy | Hydrogen Evolution | TWh | Supply | Commercial | Biomass | Waste wood |  |  |  |  | N/A | N/A | N/A | N/A | N/A | N/A | N/A | N/A | N/A | N/A | N/A | N/A | N/A | N/A | N/A | N/A | N/A | N/A | N/A | N/A | N/A | N/A | N/A | N/A | N/A | N/A | N/A | 0
Bioenergy | Hydrogen Evolution | TWh | Supply | Commercial | Biomass | Energy crops |  |  |  |  | N/A | N/A | N/A | N/A | N/A | N/A | N/A | N/A | N/A | N/A | N/A | N/A | N/A | N/A | N/A | N/A | N/A | N/A | N/A | N/A | N/A | N/A | N/A | N/A | N/A | N/A | N/A | 9.556
Bioenergy | Hydrogen Evolution | TWh | Supply | Commercial | Biomass | Biomass imports |  |  |  |  | N/A | N/A | N/A | N/A | N/A | N/A | N/A | N/A | N/A | N/A | N/A | N/A | N/A | N/A | N/A | N/A | N/A | N/A | N/A | N/A | N/A | N/A | N/A | N/A | N/A | N/A | N/A | 0
Bioenergy | Hydrogen Evolution | TWh | Supply | Commercial | Biomethane | Biogas |  |  |  |  | N/A | N/A | N/A | N/A | N/A | N/A | N/A | N/A | N/A | N/A | N/A | N/A | N/A | N/A | N/A | N/A | N/A | N/A | N/A | N/A | N/A | N/A | N/A | N/A | N/A | N/A | N/A | 0.88174
Bioenergy | Hydrogen Evolution | TWh | Supply | Commercial | Biomethane | Forest residues |  |  |  |  | N/A | N/A | N/A | N/A | N/A | N/A | N/A | N/A | N/A | N/A | N/A | N/A | N/A | N/A | N/A | N/A | N/A | N/A | N/A | N/A | N/A | N/A | N/A | N/A | N/A | N/A | N/A | 0
Bioenergy | Hydrogen Evolution | TWh | Supply | Commercial | Biomethane | Energy crops |  |  |  |  | N/A | N/A | N/A | N/A | N/A | N/A | N/A | N/A | N/A | N/A | N/A | N/A | N/A | N/A | N/A | N/A | N/A | N/A | N/A | N/A | N/A | N/A | N/A | N/A | N/A | N/A | N/A | 0
Bioenergy | Hydrogen Evolution | TWh | Supply | Commercial | Biomethane | Agri residues |  |  |  |  | N/A | N/A | N/A | N/A | N/A | N/A | N/A | N/A | N/A | N/A | N/A | N/A | N/A | N/A | N/A | N/A | N/A | N/A | N/A | N/A | N/A | N/A | N/A | N/A | N/A | N/A | N/A | 0
Bioenergy | Hydrogen Evolution | TWh | Supply | Commercial | Biomethane | Waste wood |  |  |  |  | N/A | N/A | N/A | N/A | N/A | N/A | N/A | N/A | N/A | N/A | N/A | N/A | N/A | N/A | N/A | N/A | N/A | N/A | N/A | N/A | N/A | N/A | N/A | N/A | N/A | N/A | N/A | 0
Bioenergy | Hydrogen Evolution | TWh | Supply | Road Transport | Biodiesel | Waste biodiesel, bioethanol |  |  |  |  | N/A | N/A | N/A | N/A | N/A | N/A | N/A | N/A | N/A | N/A | N/A | N/A | N/A | N/A | N/A | N/A | N/A | N/A | N/A | N/A | N/A | N/A | N/A | N/A | N/A | N/A | N/A | 0
Bioenergy | Hydrogen Evolution | TWh | Supply | Road Transport | Biodiesel | Forest residues |  |  |  |  | N/A | N/A | N/A | N/A | N/A | N/A | N/A | N/A | N/A | N/A | N/A | N/A | N/A | N/A | N/A | N/A | N/A | N/A | N/A | N/A | N/A | N/A | N/A | N/A | N/A | N/A | N/A | 0
Bioenergy | Hydrogen Evolution | TWh | Supply | Road Transport | Biodiesel | Agri residues |  |  |  |  | N/A | N/A | N/A | N/A | N/A | N/A | N/A | N/A | N/A | N/A | N/A | N/A | N/A | N/A | N/A | N/A | N/A | N/A | N/A | N/A | N/A | N/A | N/A | N/A | N/A | N/A | N/A | 0
Bioenergy | Hydrogen Evolution | TWh | Supply | Road Transport | Biodiesel | Waste wood |  |  |  |  | N/A | N/A | N/A | N/A | N/A | N/A | N/A | N/A | N/A | N/A | N/A | N/A | N/A | N/A | N/A | N/A | N/A | N/A | N/A | N/A | N/A | N/A | N/A | N/A | N/A | N/A | N/A | 0
Bioenergy | Hydrogen Evolution | TWh | Supply | Road Transport | Bioethanol | Waste biodiesel, bioethanol |  |  |  |  | N/A | N/A | N/A | N/A | N/A | N/A | N/A | N/A | N/A | N/A | N/A | N/A | N/A | N/A | N/A | N/A | N/A | N/A | N/A | N/A | N/A | N/A | N/A | N/A | N/A | N/A | N/A | 0
Bioenergy | Hydrogen Evolution | TWh | Supply | Road Transport | Bioethanol | Energy crops |  |  |  |  | N/A | N/A | N/A | N/A | N/A | N/A | N/A | N/A | N/A | N/A | N/A | N/A | N/A | N/A | N/A | N/A | N/A | N/A | N/A | N/A | N/A | N/A | N/A | N/A | N/A | N/A | N/A | 0
Bioenergy | Hydrogen Evolution | TWh | Supply | Road Transport | Biomethane | Biogas |  |  |  |  | N/A | N/A | N/A | N/A | N/A | N/A | N/A | N/A | N/A | N/A | N/A | N/A | N/A | N/A | N/A | N/A | N/A | N/A | N/A | N/A | N/A | N/A | N/A | N/A | N/A | N/A | N/A | 0
Bioenergy | Hydrogen Evolution | TWh | Supply | Aviation | Biojet fuel (from Biomass) | Biofuel imports |  |  |  |  | N/A | N/A | N/A | N/A | N/A | N/A | N/A | N/A | N/A | N/A | N/A | N/A | N/A | N/A | N/A | N/A | N/A | N/A | N/A | N/A | N/A | N/A | N/A | N/A | N/A | N/A | N/A | 4.696
Bioenergy | Hydrogen Evolution | TWh | Supply | Aviation | Biojet fuel (from Biomass) | Forest residues |  |  |  |  | N/A | N/A | N/A | N/A | N/A | N/A | N/A | N/A | N/A | N/A | N/A | N/A | N/A | N/A | N/A | N/A | N/A | N/A | N/A | N/A | N/A | N/A | N/A | N/A | N/A | N/A | N/A | 12.0648
Bioenergy | Hydrogen Evolution | TWh | Supply | Aviation | Biojet fuel (from Biomass) | Waste wood |  |  |  |  | N/A | N/A | N/A | N/A | N/A | N/A | N/A | N/A | N/A | N/A | N/A | N/A | N/A | N/A | N/A | N/A | N/A | N/A | N/A | N/A | N/A | N/A | N/A | N/A | N/A | N/A | N/A | 4.0216
Bioenergy | Hydrogen Evolution | TWh | Supply | Aviation | Biojet fuel (from Biomass) | Biomass imports |  |  |  |  | N/A | N/A | N/A | N/A | N/A | N/A | N/A | N/A | N/A | N/A | N/A | N/A | N/A | N/A | N/A | N/A | N/A | N/A | N/A | N/A | N/A | N/A | N/A | N/A | N/A | N/A | N/A | 0
Bioenergy | Hydrogen Evolution | TWh | Supply | Aviation | Biojet fuel (from Biomass) | Agri residues |  |  |  |  | N/A | N/A | N/A | N/A | N/A | N/A | N/A | N/A | N/A | N/A | N/A | N/A | N/A | N/A | N/A | N/A | N/A | N/A | N/A | N/A | N/A | N/A | N/A | N/A | N/A | N/A | N/A | 2.0216
Bioenergy | Hydrogen Evolution | TWh | Supply | Aviation | Biojet fuel (from Biomass) | Energy crops |  |  |  |  | N/A | N/A | N/A | N/A | N/A | N/A | N/A | N/A | N/A | N/A | N/A | N/A | N/A | N/A | N/A | N/A | N/A | N/A | N/A | N/A | N/A | N/A | N/A | N/A | N/A | N/A | N/A | 2
Bioenergy | Hydrogen Evolution | TWh | Supply | Aviation | Biojet fuel (from waste) | MSW, C&I (biogenic) |  |  |  |  | N/A | N/A | N/A | N/A | N/A | N/A | N/A | N/A | N/A | N/A | N/A | N/A | N/A | N/A | N/A | N/A | N/A | N/A | N/A | N/A | N/A | N/A | N/A | N/A | N/A | N/A | N/A | 16.536
Bioenergy | Hydrogen Evolution | TWh | Supply | Hydrogen Production | Biomass | Forest residues |  |  |  |  | N/A | N/A | N/A | N/A | N/A | N/A | N/A | N/A | N/A | N/A | N/A | N/A | N/A | N/A | N/A | N/A | N/A | N/A | N/A | N/A | N/A | N/A | N/A | N/A | N/A | N/A | N/A | 35.2911
Bioenergy | Hydrogen Evolution | TWh | Supply | Hydrogen Production | Biomass | Agri residues |  |  |  |  | N/A | N/A | N/A | N/A | N/A | N/A | N/A | N/A | N/A | N/A | N/A | N/A | N/A | N/A | N/A | N/A | N/A | N/A | N/A | N/A | N/A | N/A | N/A | N/A | N/A | N/A | N/A | 0
Bioenergy | Hydrogen Evolution | TWh | Supply | Hydrogen Production | Biomass | Waste wood |  |  |  |  | N/A | N/A | N/A | N/A | N/A | N/A | N/A | N/A | N/A | N/A | N/A | N/A | N/A | N/A | N/A | N/A | N/A | N/A | N/A | N/A | N/A | N/A | N/A | N/A | N/A | N/A | N/A | 0
Bioenergy | Hydrogen Evolution | TWh | Supply | Hydrogen Production | Biomass | Energy crops |  |  |  |  | N/A | N/A | N/A | N/A | N/A | N/A | N/A | N/A | N/A | N/A | N/A | N/A | N/A | N/A | N/A | N/A | N/A | N/A | N/A | N/A | N/A | N/A | N/A | N/A | N/A | N/A | N/A | 7.0189
Bioenergy | Hydrogen Evolution | TWh | Supply | Hydrogen Production | Biomass | Biomass imports |  |  |  |  | N/A | N/A | N/A | N/A | N/A | N/A | N/A | N/A | N/A | N/A | N/A | N/A | N/A | N/A | N/A | N/A | N/A | N/A | N/A | N/A | N/A | N/A | N/A | N/A | N/A | N/A | N/A | 0
Bioenergy | Hydrogen Evolution | TWh | Supply | Greengas Blending | Biomethane | Biogas |  |  |  |  | N/A | N/A | N/A | N/A | N/A | N/A | N/A | N/A | N/A | N/A | N/A | N/A | N/A | N/A | N/A | N/A | N/A | N/A | N/A | N/A | N/A | N/A | N/A | N/A | N/A | N/A | N/A | 2.0761
Bioenergy | Hydrogen Evolution | TWh | Supply | Greengas Blending | Biomethane | Forest residues |  |  |  |  | N/A | N/A | N/A | N/A | N/A | N/A | N/A | N/A | N/A | N/A | N/A | N/A | N/A | N/A | N/A | N/A | N/A | N/A | N/A | N/A | N/A | N/A | N/A | N/A | N/A | N/A | N/A | 0
Bioenergy | Hydrogen Evolution | TWh | Supply | Greengas Blending | Biomethane | Energy crops |  |  |  |  | N/A | N/A | N/A | N/A | N/A | N/A | N/A | N/A | N/A | N/A | N/A | N/A | N/A | N/A | N/A | N/A | N/A | N/A | N/A | N/A | N/A | N/A | N/A | N/A | N/A | N/A | N/A | 0
Bioenergy | Hydrogen Evolution | TWh | Supply | Greengas Blending | Biomethane | Agri residues |  |  |  |  | N/A | N/A | N/A | N/A | N/A | N/A | N/A | N/A | N/A | N/A | N/A | N/A | N/A | N/A | N/A | N/A | N/A | N/A | N/A | N/A | N/A | N/A | N/A | N/A | N/A | N/A | N/A | 0
Bioenergy | Hydrogen Evolution | TWh | Supply | Greengas Blending | Biomethane | Waste wood |  |  |  |  | N/A | N/A | N/A | N/A | N/A | N/A | N/A | N/A | N/A | N/A | N/A | N/A | N/A | N/A | N/A | N/A | N/A | N/A | N/A | N/A | N/A | N/A | N/A | N/A | N/A | N/A | N/A | 0
Bioenergy | Holistic Transition | TWh | Supply | Power Generation | Waste | MSW, C&I (biogenic) |  |  |  |  | N/A | N/A | N/A | N/A | N/A | N/A | N/A | N/A | N/A | N/A | N/A | N/A | N/A | N/A | N/A | N/A | N/A | N/A | N/A | N/A | N/A | N/A | N/A | N/A | N/A | N/A | N/A | 15.7624
Bioenergy | Holistic Transition | TWh | Supply | Power Generation | Biomass | Forest residues |  |  |  |  | N/A | N/A | N/A | N/A | N/A | N/A | N/A | N/A | N/A | N/A | N/A | N/A | N/A | N/A | N/A | N/A | N/A | N/A | N/A | N/A | N/A | N/A | N/A | N/A | N/A | N/A | N/A | 21.7511
Bioenergy | Holistic Transition | TWh | Supply | Power Generation | Biomass | Agri residues |  |  |  |  | N/A | N/A | N/A | N/A | N/A | N/A | N/A | N/A | N/A | N/A | N/A | N/A | N/A | N/A | N/A | N/A | N/A | N/A | N/A | N/A | N/A | N/A | N/A | N/A | N/A | N/A | N/A | 0
Bioenergy | Holistic Transition | TWh | Supply | Power Generation | Biomass | Waste wood |  |  |  |  | N/A | N/A | N/A | N/A | N/A | N/A | N/A | N/A | N/A | N/A | N/A | N/A | N/A | N/A | N/A | N/A | N/A | N/A | N/A | N/A | N/A | N/A | N/A | N/A | N/A | N/A | N/A | 12.2496
Bioenergy | Holistic Transition | TWh | Supply | Power Generation | Biomass | Energy crops |  |  |  |  | N/A | N/A | N/A | N/A | N/A | N/A | N/A | N/A | N/A | N/A | N/A | N/A | N/A | N/A | N/A | N/A | N/A | N/A | N/A | N/A | N/A | N/A | N/A | N/A | N/A | N/A | N/A | 54.2957
Bioenergy | Holistic Transition | TWh | Supply | Power Generation | Biomass | Biomass imports |  |  |  |  | N/A | N/A | N/A | N/A | N/A | N/A | N/A | N/A | N/A | N/A | N/A | N/A | N/A | N/A | N/A | N/A | N/A | N/A | N/A | N/A | N/A | N/A | N/A | N/A | N/A | N/A | N/A | 0
Bioenergy | Holistic Transition | TWh | Supply | Residential | BioLPG | Energy crops |  |  |  |  | N/A | N/A | N/A | N/A | N/A | N/A | N/A | N/A | N/A | N/A | N/A | N/A | N/A | N/A | N/A | N/A | N/A | N/A | N/A | N/A | N/A | N/A | N/A | N/A | N/A | N/A | N/A | 8.084
Bioenergy | Holistic Transition | TWh | Supply | Residential | BioLPG | MSW, C&I (biogenic) |  |  |  |  | N/A | N/A | N/A | N/A | N/A | N/A | N/A | N/A | N/A | N/A | N/A | N/A | N/A | N/A | N/A | N/A | N/A | N/A | N/A | N/A | N/A | N/A | N/A | N/A | N/A | N/A | N/A | 3.4646
Bioenergy | Holistic Transition | TWh | Supply | Residential | Biomass | Forest residues |  |  |  |  | N/A | N/A | N/A | N/A | N/A | N/A | N/A | N/A | N/A | N/A | N/A | N/A | N/A | N/A | N/A | N/A | N/A | N/A | N/A | N/A | N/A | N/A | N/A | N/A | N/A | N/A | N/A | 0
Bioenergy | Holistic Transition | TWh | Supply | Residential | Biomass | Agri residues |  |  |  |  | N/A | N/A | N/A | N/A | N/A | N/A | N/A | N/A | N/A | N/A | N/A | N/A | N/A | N/A | N/A | N/A | N/A | N/A | N/A | N/A | N/A | N/A | N/A | N/A | N/A | N/A | N/A | 2.3509
Bioenergy | Holistic Transition | TWh | Supply | Residential | Biomass | Waste wood |  |  |  |  | N/A | N/A | N/A | N/A | N/A | N/A | N/A | N/A | N/A | N/A | N/A | N/A | N/A | N/A | N/A | N/A | N/A | N/A | N/A | N/A | N/A | N/A | N/A | N/A | N/A | N/A | N/A | 0
Bioenergy | Holistic Transition | TWh | Supply | Residential | Biomass | Energy crops |  |  |  |  | N/A | N/A | N/A | N/A | N/A | N/A | N/A | N/A | N/A | N/A | N/A | N/A | N/A | N/A | N/A | N/A | N/A | N/A | N/A | N/A | N/A | N/A | N/A | N/A | N/A | N/A | N/A | 0
Bioenergy | Holistic Transition | TWh | Supply | Residential | Biomass | Biomass imports |  |  |  |  | N/A | N/A | N/A | N/A | N/A | N/A | N/A | N/A | N/A | N/A | N/A | N/A | N/A | N/A | N/A | N/A | N/A | N/A | N/A | N/A | N/A | N/A | N/A | N/A | N/A | N/A | N/A | 0
Bioenergy | Holistic Transition | TWh | Supply | Residential | Biomethane | Biogas |  |  |  |  | N/A | N/A | N/A | N/A | N/A | N/A | N/A | N/A | N/A | N/A | N/A | N/A | N/A | N/A | N/A | N/A | N/A | N/A | N/A | N/A | N/A | N/A | N/A | N/A | N/A | N/A | N/A | 4.6724
Bioenergy | Holistic Transition | TWh | Supply | Residential | Biomethane | Forest residues |  |  |  |  | N/A | N/A | N/A | N/A | N/A | N/A | N/A | N/A | N/A | N/A | N/A | N/A | N/A | N/A | N/A | N/A | N/A | N/A | N/A | N/A | N/A | N/A | N/A | N/A | N/A | N/A | N/A | 0
Bioenergy | Holistic Transition | TWh | Supply | Residential | Biomethane | Energy crops |  |  |  |  | N/A | N/A | N/A | N/A | N/A | N/A | N/A | N/A | N/A | N/A | N/A | N/A | N/A | N/A | N/A | N/A | N/A | N/A | N/A | N/A | N/A | N/A | N/A | N/A | N/A | N/A | N/A | 0
Bioenergy | Holistic Transition | TWh | Supply | Residential | Biomethane | Agri residues |  |  |  |  | N/A | N/A | N/A | N/A | N/A | N/A | N/A | N/A | N/A | N/A | N/A | N/A | N/A | N/A | N/A | N/A | N/A | N/A | N/A | N/A | N/A | N/A | N/A | N/A | N/A | N/A | N/A | 0
Bioenergy | Holistic Transition | TWh | Supply | Residential | Biomethane | Waste wood |  |  |  |  | N/A | N/A | N/A | N/A | N/A | N/A | N/A | N/A | N/A | N/A | N/A | N/A | N/A | N/A | N/A | N/A | N/A | N/A | N/A | N/A | N/A | N/A | N/A | N/A | N/A | N/A | N/A | 0
Bioenergy | Holistic Transition | TWh | Supply | Industrial | BioLPG | Energy crops |  |  |  |  | N/A | N/A | N/A | N/A | N/A | N/A | N/A | N/A | N/A | N/A | N/A | N/A | N/A | N/A | N/A | N/A | N/A | N/A | N/A | N/A | N/A | N/A | N/A | N/A | N/A | N/A | N/A | 0.063705
Bioenergy | Holistic Transition | TWh | Supply | Industrial | BioLPG | MSW, C&I (biogenic) |  |  |  |  | N/A | N/A | N/A | N/A | N/A | N/A | N/A | N/A | N/A | N/A | N/A | N/A | N/A | N/A | N/A | N/A | N/A | N/A | N/A | N/A | N/A | N/A | N/A | N/A | N/A | N/A | N/A | 0.027302
Bioenergy | Holistic Transition | TWh | Supply | Industrial | Biomass | Forest residues |  |  |  |  | N/A | N/A | N/A | N/A | N/A | N/A | N/A | N/A | N/A | N/A | N/A | N/A | N/A | N/A | N/A | N/A | N/A | N/A | N/A | N/A | N/A | N/A | N/A | N/A | N/A | N/A | N/A | 0
Bioenergy | Holistic Transition | TWh | Supply | Industrial | Biomass | Agri residues |  |  |  |  | N/A | N/A | N/A | N/A | N/A | N/A | N/A | N/A | N/A | N/A | N/A | N/A | N/A | N/A | N/A | N/A | N/A | N/A | N/A | N/A | N/A | N/A | N/A | N/A | N/A | N/A | N/A | 1.5022
Bioenergy | Holistic Transition | TWh | Supply | Industrial | Biomass | Waste wood |  |  |  |  | N/A | N/A | N/A | N/A | N/A | N/A | N/A | N/A | N/A | N/A | N/A | N/A | N/A | N/A | N/A | N/A | N/A | N/A | N/A | N/A | N/A | N/A | N/A | N/A | N/A | N/A | N/A | 0
Bioenergy | Holistic Transition | TWh | Supply | Industrial | Biomass | Energy crops |  |  |  |  | N/A | N/A | N/A | N/A | N/A | N/A | N/A | N/A | N/A | N/A | N/A | N/A | N/A | N/A | N/A | N/A | N/A | N/A | N/A | N/A | N/A | N/A | N/A | N/A | N/A | N/A | N/A | 0
Bioenergy | Holistic Transition | TWh | Supply | Industrial | Biomass | Biomass imports |  |  |  |  | N/A | N/A | N/A | N/A | N/A | N/A | N/A | N/A | N/A | N/A | N/A | N/A | N/A | N/A | N/A | N/A | N/A | N/A | N/A | N/A | N/A | N/A | N/A | N/A | N/A | N/A | N/A | 0
Bioenergy | Holistic Transition | TWh | Supply | Industrial | Biomethane | Biogas |  |  |  |  | N/A | N/A | N/A | N/A | N/A | N/A | N/A | N/A | N/A | N/A | N/A | N/A | N/A | N/A | N/A | N/A | N/A | N/A | N/A | N/A | N/A | N/A | N/A | N/A | N/A | N/A | N/A | 0.17834
Bioenergy | Holistic Transition | TWh | Supply | Industrial | Biomethane | Forest residues |  |  |  |  | N/A | N/A | N/A | N/A | N/A | N/A | N/A | N/A | N/A | N/A | N/A | N/A | N/A | N/A | N/A | N/A | N/A | N/A | N/A | N/A | N/A | N/A | N/A | N/A | N/A | N/A | N/A | 0
Bioenergy | Holistic Transition | TWh | Supply | Industrial | Biomethane | Energy crops |  |  |  |  | N/A | N/A | N/A | N/A | N/A | N/A | N/A | N/A | N/A | N/A | N/A | N/A | N/A | N/A | N/A | N/A | N/A | N/A | N/A | N/A | N/A | N/A | N/A | N/A | N/A | N/A | N/A | 0
Bioenergy | Holistic Transition | TWh | Supply | Industrial | Biomethane | Agri residues |  |  |  |  | N/A | N/A | N/A | N/A | N/A | N/A | N/A | N/A | N/A | N/A | N/A | N/A | N/A | N/A | N/A | N/A | N/A | N/A | N/A | N/A | N/A | N/A | N/A | N/A | N/A | N/A | N/A | 0
Bioenergy | Holistic Transition | TWh | Supply | Industrial | Biomethane | Waste wood |  |  |  |  | N/A | N/A | N/A | N/A | N/A | N/A | N/A | N/A | N/A | N/A | N/A | N/A | N/A | N/A | N/A | N/A | N/A | N/A | N/A | N/A | N/A | N/A | N/A | N/A | N/A | N/A | N/A | 0
Bioenergy | Holistic Transition | TWh | Supply | Commercial | BioLPG | Energy crops |  |  |  |  | N/A | N/A | N/A | N/A | N/A | N/A | N/A | N/A | N/A | N/A | N/A | N/A | N/A | N/A | N/A | N/A | N/A | N/A | N/A | N/A | N/A | N/A | N/A | N/A | N/A | N/A | N/A | 2.3409
Bioenergy | Holistic Transition | TWh | Supply | Commercial | BioLPG | MSW, C&I (biogenic) |  |  |  |  | N/A | N/A | N/A | N/A | N/A | N/A | N/A | N/A | N/A | N/A | N/A | N/A | N/A | N/A | N/A | N/A | N/A | N/A | N/A | N/A | N/A | N/A | N/A | N/A | N/A | N/A | N/A | 1.0032
Bioenergy | Holistic Transition | TWh | Supply | Commercial | Biomass | Forest residues |  |  |  |  | N/A | N/A | N/A | N/A | N/A | N/A | N/A | N/A | N/A | N/A | N/A | N/A | N/A | N/A | N/A | N/A | N/A | N/A | N/A | N/A | N/A | N/A | N/A | N/A | N/A | N/A | N/A | 0
Bioenergy | Holistic Transition | TWh | Supply | Commercial | Biomass | Agri residues |  |  |  |  | N/A | N/A | N/A | N/A | N/A | N/A | N/A | N/A | N/A | N/A | N/A | N/A | N/A | N/A | N/A | N/A | N/A | N/A | N/A | N/A | N/A | N/A | N/A | N/A | N/A | N/A | N/A | 7.0096
Bioenergy | Holistic Transition | TWh | Supply | Commercial | Biomass | Waste wood |  |  |  |  | N/A | N/A | N/A | N/A | N/A | N/A | N/A | N/A | N/A | N/A | N/A | N/A | N/A | N/A | N/A | N/A | N/A | N/A | N/A | N/A | N/A | N/A | N/A | N/A | N/A | N/A | N/A | 1.0702
Bioenergy | Holistic Transition | TWh | Supply | Commercial | Biomass | Energy crops |  |  |  |  | N/A | N/A | N/A | N/A | N/A | N/A | N/A | N/A | N/A | N/A | N/A | N/A | N/A | N/A | N/A | N/A | N/A | N/A | N/A | N/A | N/A | N/A | N/A | N/A | N/A | N/A | N/A | 0
Bioenergy | Holistic Transition | TWh | Supply | Commercial | Biomass | Biomass imports |  |  |  |  | N/A | N/A | N/A | N/A | N/A | N/A | N/A | N/A | N/A | N/A | N/A | N/A | N/A | N/A | N/A | N/A | N/A | N/A | N/A | N/A | N/A | N/A | N/A | N/A | N/A | N/A | N/A | 0
Bioenergy | Holistic Transition | TWh | Supply | Commercial | Biomethane | Biogas |  |  |  |  | N/A | N/A | N/A | N/A | N/A | N/A | N/A | N/A | N/A | N/A | N/A | N/A | N/A | N/A | N/A | N/A | N/A | N/A | N/A | N/A | N/A | N/A | N/A | N/A | N/A | N/A | N/A | 1.5654
Bioenergy | Holistic Transition | TWh | Supply | Commercial | Biomethane | Forest residues |  |  |  |  | N/A | N/A | N/A | N/A | N/A | N/A | N/A | N/A | N/A | N/A | N/A | N/A | N/A | N/A | N/A | N/A | N/A | N/A | N/A | N/A | N/A | N/A | N/A | N/A | N/A | N/A | N/A | 0
Bioenergy | Holistic Transition | TWh | Supply | Commercial | Biomethane | Energy crops |  |  |  |  | N/A | N/A | N/A | N/A | N/A | N/A | N/A | N/A | N/A | N/A | N/A | N/A | N/A | N/A | N/A | N/A | N/A | N/A | N/A | N/A | N/A | N/A | N/A | N/A | N/A | N/A | N/A | 0
Bioenergy | Holistic Transition | TWh | Supply | Commercial | Biomethane | Agri residues |  |  |  |  | N/A | N/A | N/A | N/A | N/A | N/A | N/A | N/A | N/A | N/A | N/A | N/A | N/A | N/A | N/A | N/A | N/A | N/A | N/A | N/A | N/A | N/A | N/A | N/A | N/A | N/A | N/A | 0
Bioenergy | Holistic Transition | TWh | Supply | Commercial | Biomethane | Waste wood |  |  |  |  | N/A | N/A | N/A | N/A | N/A | N/A | N/A | N/A | N/A | N/A | N/A | N/A | N/A | N/A | N/A | N/A | N/A | N/A | N/A | N/A | N/A | N/A | N/A | N/A | N/A | N/A | N/A | 0
Bioenergy | Holistic Transition | TWh | Supply | Road Transport | Biodiesel | Waste biodiesel, bioethanol |  |  |  |  | N/A | N/A | N/A | N/A | N/A | N/A | N/A | N/A | N/A | N/A | N/A | N/A | N/A | N/A | N/A | N/A | N/A | N/A | N/A | N/A | N/A | N/A | N/A | N/A | N/A | N/A | N/A | 0
Bioenergy | Holistic Transition | TWh | Supply | Road Transport | Biodiesel | Forest residues |  |  |  |  | N/A | N/A | N/A | N/A | N/A | N/A | N/A | N/A | N/A | N/A | N/A | N/A | N/A | N/A | N/A | N/A | N/A | N/A | N/A | N/A | N/A | N/A | N/A | N/A | N/A | N/A | N/A | 0
Bioenergy | Holistic Transition | TWh | Supply | Road Transport | Biodiesel | Agri residues |  |  |  |  | N/A | N/A | N/A | N/A | N/A | N/A | N/A | N/A | N/A | N/A | N/A | N/A | N/A | N/A | N/A | N/A | N/A | N/A | N/A | N/A | N/A | N/A | N/A | N/A | N/A | N/A | N/A | 0
Bioenergy | Holistic Transition | TWh | Supply | Road Transport | Biodiesel | Waste wood |  |  |  |  | N/A | N/A | N/A | N/A | N/A | N/A | N/A | N/A | N/A | N/A | N/A | N/A | N/A | N/A | N/A | N/A | N/A | N/A | N/A | N/A | N/A | N/A | N/A | N/A | N/A | N/A | N/A | 0
Bioenergy | Holistic Transition | TWh | Supply | Road Transport | Bioethanol | Waste biodiesel, bioethanol |  |  |  |  | N/A | N/A | N/A | N/A | N/A | N/A | N/A | N/A | N/A | N/A | N/A | N/A | N/A | N/A | N/A | N/A | N/A | N/A | N/A | N/A | N/A | N/A | N/A | N/A | N/A | N/A | N/A | 0
Bioenergy | Holistic Transition | TWh | Supply | Road Transport | Bioethanol | Energy crops |  |  |  |  | N/A | N/A | N/A | N/A | N/A | N/A | N/A | N/A | N/A | N/A | N/A | N/A | N/A | N/A | N/A | N/A | N/A | N/A | N/A | N/A | N/A | N/A | N/A | N/A | N/A | N/A | N/A | 0
Bioenergy | Holistic Transition | TWh | Supply | Road Transport | Biomethane | Biogas |  |  |  |  | N/A | N/A | N/A | N/A | N/A | N/A | N/A | N/A | N/A | N/A | N/A | N/A | N/A | N/A | N/A | N/A | N/A | N/A | N/A | N/A | N/A | N/A | N/A | N/A | N/A | N/A | N/A | 0
Bioenergy | Holistic Transition | TWh | Supply | Aviation | Biojet fuel (from Biomass) | Biofuel imports |  |  |  |  | N/A | N/A | N/A | N/A | N/A | N/A | N/A | N/A | N/A | N/A | N/A | N/A | N/A | N/A | N/A | N/A | N/A | N/A | N/A | N/A | N/A | N/A | N/A | N/A | N/A | N/A | N/A | 4.696
Bioenergy | Holistic Transition | TWh | Supply | Aviation | Biojet fuel (from Biomass) | Forest residues |  |  |  |  | N/A | N/A | N/A | N/A | N/A | N/A | N/A | N/A | N/A | N/A | N/A | N/A | N/A | N/A | N/A | N/A | N/A | N/A | N/A | N/A | N/A | N/A | N/A | N/A | N/A | N/A | N/A | 15.6349
Bioenergy | Holistic Transition | TWh | Supply | Aviation | Biojet fuel (from Biomass) | Waste wood |  |  |  |  | N/A | N/A | N/A | N/A | N/A | N/A | N/A | N/A | N/A | N/A | N/A | N/A | N/A | N/A | N/A | N/A | N/A | N/A | N/A | N/A | N/A | N/A | N/A | N/A | N/A | N/A | N/A | 3.127
Bioenergy | Holistic Transition | TWh | Supply | Aviation | Biojet fuel (from Biomass) | Biomass imports |  |  |  |  | N/A | N/A | N/A | N/A | N/A | N/A | N/A | N/A | N/A | N/A | N/A | N/A | N/A | N/A | N/A | N/A | N/A | N/A | N/A | N/A | N/A | N/A | N/A | N/A | N/A | N/A | N/A | 0
Bioenergy | Holistic Transition | TWh | Supply | Aviation | Biojet fuel (from Biomass) | Agri residues |  |  |  |  | N/A | N/A | N/A | N/A | N/A | N/A | N/A | N/A | N/A | N/A | N/A | N/A | N/A | N/A | N/A | N/A | N/A | N/A | N/A | N/A | N/A | N/A | N/A | N/A | N/A | N/A | N/A | 2.6905
Bioenergy | Holistic Transition | TWh | Supply | Aviation | Biojet fuel (from Biomass) | Energy crops |  |  |  |  | N/A | N/A | N/A | N/A | N/A | N/A | N/A | N/A | N/A | N/A | N/A | N/A | N/A | N/A | N/A | N/A | N/A | N/A | N/A | N/A | N/A | N/A | N/A | N/A | N/A | N/A | N/A | 9.8175
Bioenergy | Holistic Transition | TWh | Supply | Aviation | Biojet fuel (from waste) | MSW, C&I (biogenic) |  |  |  |  | N/A | N/A | N/A | N/A | N/A | N/A | N/A | N/A | N/A | N/A | N/A | N/A | N/A | N/A | N/A | N/A | N/A | N/A | N/A | N/A | N/A | N/A | N/A | N/A | N/A | N/A | N/A | 5.3742
Bioenergy | Holistic Transition | TWh | Supply | Hydrogen Production | Biomass | Forest residues |  |  |  |  | N/A | N/A | N/A | N/A | N/A | N/A | N/A | N/A | N/A | N/A | N/A | N/A | N/A | N/A | N/A | N/A | N/A | N/A | N/A | N/A | N/A | N/A | N/A | N/A | N/A | N/A | N/A | 9.97
Bioenergy | Holistic Transition | TWh | Supply | Hydrogen Production | Biomass | Agri residues |  |  |  |  | N/A | N/A | N/A | N/A | N/A | N/A | N/A | N/A | N/A | N/A | N/A | N/A | N/A | N/A | N/A | N/A | N/A | N/A | N/A | N/A | N/A | N/A | N/A | N/A | N/A | N/A | N/A | 0
Bioenergy | Holistic Transition | TWh | Supply | Hydrogen Production | Biomass | Waste wood |  |  |  |  | N/A | N/A | N/A | N/A | N/A | N/A | N/A | N/A | N/A | N/A | N/A | N/A | N/A | N/A | N/A | N/A | N/A | N/A | N/A | N/A | N/A | N/A | N/A | N/A | N/A | N/A | N/A | 0
Bioenergy | Holistic Transition | TWh | Supply | Hydrogen Production | Biomass | Energy crops |  |  |  |  | N/A | N/A | N/A | N/A | N/A | N/A | N/A | N/A | N/A | N/A | N/A | N/A | N/A | N/A | N/A | N/A | N/A | N/A | N/A | N/A | N/A | N/A | N/A | N/A | N/A | N/A | N/A | 0
Bioenergy | Holistic Transition | TWh | Supply | Hydrogen Production | Biomass | Biomass imports |  |  |  |  | N/A | N/A | N/A | N/A | N/A | N/A | N/A | N/A | N/A | N/A | N/A | N/A | N/A | N/A | N/A | N/A | N/A | N/A | N/A | N/A | N/A | N/A | N/A | N/A | N/A | N/A | N/A | 0
Bioenergy | Holistic Transition | TWh | Supply | Greengas Blending | Biomethane | Biogas |  |  |  |  | N/A | N/A | N/A | N/A | N/A | N/A | N/A | N/A | N/A | N/A | N/A | N/A | N/A | N/A | N/A | N/A | N/A | N/A | N/A | N/A | N/A | N/A | N/A | N/A | N/A | N/A | N/A | 2.5312
Bioenergy | Holistic Transition | TWh | Supply | Greengas Blending | Biomethane | Forest residues |  |  |  |  | N/A | N/A | N/A | N/A | N/A | N/A | N/A | N/A | N/A | N/A | N/A | N/A | N/A | N/A | N/A | N/A | N/A | N/A | N/A | N/A | N/A | N/A | N/A | N/A | N/A | N/A | N/A | 0
Bioenergy | Holistic Transition | TWh | Supply | Greengas Blending | Biomethane | Energy crops |  |  |  |  | N/A | N/A | N/A | N/A | N/A | N/A | N/A | N/A | N/A | N/A | N/A | N/A | N/A | N/A | N/A | N/A | N/A | N/A | N/A | N/A | N/A | N/A | N/A | N/A | N/A | N/A | N/A | 0
Bioenergy | Holistic Transition | TWh | Supply | Greengas Blending | Biomethane | Agri residues |  |  |  |  | N/A | N/A | N/A | N/A | N/A | N/A | N/A | N/A | N/A | N/A | N/A | N/A | N/A | N/A | N/A | N/A | N/A | N/A | N/A | N/A | N/A | N/A | N/A | N/A | N/A | N/A | N/A | 0
Bioenergy | Holistic Transition | TWh | Supply | Greengas Blending | Biomethane | Waste wood |  |  |  |  | N/A | N/A | N/A | N/A | N/A | N/A | N/A | N/A | N/A | N/A | N/A | N/A | N/A | N/A | N/A | N/A | N/A | N/A | N/A | N/A | N/A | N/A | N/A | N/A | N/A | N/A | N/A | 0
Bioenergy | Counterfactual | TWh | Supply | Power Generation | Waste | MSW, C&I (biogenic) |  |  |  |  | N/A | N/A | N/A | N/A | N/A | N/A | N/A | N/A | N/A | N/A | N/A | N/A | N/A | N/A | N/A | N/A | N/A | N/A | N/A | N/A | N/A | N/A | N/A | N/A | N/A | N/A | N/A | 15.5212
Bioenergy | Counterfactual | TWh | Supply | Power Generation | Biomass | Forest residues |  |  |  |  | N/A | N/A | N/A | N/A | N/A | N/A | N/A | N/A | N/A | N/A | N/A | N/A | N/A | N/A | N/A | N/A | N/A | N/A | N/A | N/A | N/A | N/A | N/A | N/A | N/A | N/A | N/A | 10
Bioenergy | Counterfactual | TWh | Supply | Power Generation | Biomass | Agri residues |  |  |  |  | N/A | N/A | N/A | N/A | N/A | N/A | N/A | N/A | N/A | N/A | N/A | N/A | N/A | N/A | N/A | N/A | N/A | N/A | N/A | N/A | N/A | N/A | N/A | N/A | N/A | N/A | N/A | 4.3677
Bioenergy | Counterfactual | TWh | Supply | Power Generation | Biomass | Waste wood |  |  |  |  | N/A | N/A | N/A | N/A | N/A | N/A | N/A | N/A | N/A | N/A | N/A | N/A | N/A | N/A | N/A | N/A | N/A | N/A | N/A | N/A | N/A | N/A | N/A | N/A | N/A | N/A | N/A | 8
Bioenergy | Counterfactual | TWh | Supply | Power Generation | Biomass | Energy crops |  |  |  |  | N/A | N/A | N/A | N/A | N/A | N/A | N/A | N/A | N/A | N/A | N/A | N/A | N/A | N/A | N/A | N/A | N/A | N/A | N/A | N/A | N/A | N/A | N/A | N/A | N/A | N/A | N/A | 5
Bioenergy | Counterfactual | TWh | Supply | Power Generation | Biomass | Biomass imports |  |  |  |  | N/A | N/A | N/A | N/A | N/A | N/A | N/A | N/A | N/A | N/A | N/A | N/A | N/A | N/A | N/A | N/A | N/A | N/A | N/A | N/A | N/A | N/A | N/A | N/A | N/A | N/A | N/A | 10.4233
Bioenergy | Counterfactual | TWh | Supply | Residential | BioLPG | Energy crops |  |  |  |  | N/A | N/A | N/A | N/A | N/A | N/A | N/A | N/A | N/A | N/A | N/A | N/A | N/A | N/A | N/A | N/A | N/A | N/A | N/A | N/A | N/A | N/A | N/A | N/A | N/A | N/A | N/A | 1.613
Bioenergy | Counterfactual | TWh | Supply | Residential | BioLPG | MSW, C&I (biogenic) |  |  |  |  | N/A | N/A | N/A | N/A | N/A | N/A | N/A | N/A | N/A | N/A | N/A | N/A | N/A | N/A | N/A | N/A | N/A | N/A | N/A | N/A | N/A | N/A | N/A | N/A | N/A | N/A | N/A | 0.6913
Bioenergy | Counterfactual | TWh | Supply | Residential | Biomass | Forest residues |  |  |  |  | N/A | N/A | N/A | N/A | N/A | N/A | N/A | N/A | N/A | N/A | N/A | N/A | N/A | N/A | N/A | N/A | N/A | N/A | N/A | N/A | N/A | N/A | N/A | N/A | N/A | N/A | N/A | 0
Bioenergy | Counterfactual | TWh | Supply | Residential | Biomass | Agri residues |  |  |  |  | N/A | N/A | N/A | N/A | N/A | N/A | N/A | N/A | N/A | N/A | N/A | N/A | N/A | N/A | N/A | N/A | N/A | N/A | N/A | N/A | N/A | N/A | N/A | N/A | N/A | N/A | N/A | 0.087519
Bioenergy | Counterfactual | TWh | Supply | Residential | Biomass | Waste wood |  |  |  |  | N/A | N/A | N/A | N/A | N/A | N/A | N/A | N/A | N/A | N/A | N/A | N/A | N/A | N/A | N/A | N/A | N/A | N/A | N/A | N/A | N/A | N/A | N/A | N/A | N/A | N/A | N/A | 0
Bioenergy | Counterfactual | TWh | Supply | Residential | Biomass | Energy crops |  |  |  |  | N/A | N/A | N/A | N/A | N/A | N/A | N/A | N/A | N/A | N/A | N/A | N/A | N/A | N/A | N/A | N/A | N/A | N/A | N/A | N/A | N/A | N/A | N/A | N/A | N/A | N/A | N/A | 0
Bioenergy | Counterfactual | TWh | Supply | Residential | Biomass | Biomass imports |  |  |  |  | N/A | N/A | N/A | N/A | N/A | N/A | N/A | N/A | N/A | N/A | N/A | N/A | N/A | N/A | N/A | N/A | N/A | N/A | N/A | N/A | N/A | N/A | N/A | N/A | N/A | N/A | N/A | 0
Bioenergy | Counterfactual | TWh | Supply | Residential | Biomethane | Biogas |  |  |  |  | N/A | N/A | N/A | N/A | N/A | N/A | N/A | N/A | N/A | N/A | N/A | N/A | N/A | N/A | N/A | N/A | N/A | N/A | N/A | N/A | N/A | N/A | N/A | N/A | N/A | N/A | N/A | 0.8643
Bioenergy | Counterfactual | TWh | Supply | Residential | Biomethane | Forest residues |  |  |  |  | N/A | N/A | N/A | N/A | N/A | N/A | N/A | N/A | N/A | N/A | N/A | N/A | N/A | N/A | N/A | N/A | N/A | N/A | N/A | N/A | N/A | N/A | N/A | N/A | N/A | N/A | N/A | 0
Bioenergy | Counterfactual | TWh | Supply | Residential | Biomethane | Energy crops |  |  |  |  | N/A | N/A | N/A | N/A | N/A | N/A | N/A | N/A | N/A | N/A | N/A | N/A | N/A | N/A | N/A | N/A | N/A | N/A | N/A | N/A | N/A | N/A | N/A | N/A | N/A | N/A | N/A | 0
Bioenergy | Counterfactual | TWh | Supply | Residential | Biomethane | Agri residues |  |  |  |  | N/A | N/A | N/A | N/A | N/A | N/A | N/A | N/A | N/A | N/A | N/A | N/A | N/A | N/A | N/A | N/A | N/A | N/A | N/A | N/A | N/A | N/A | N/A | N/A | N/A | N/A | N/A | 0
Bioenergy | Counterfactual | TWh | Supply | Residential | Biomethane | Waste wood |  |  |  |  | N/A | N/A | N/A | N/A | N/A | N/A | N/A | N/A | N/A | N/A | N/A | N/A | N/A | N/A | N/A | N/A | N/A | N/A | N/A | N/A | N/A | N/A | N/A | N/A | N/A | N/A | N/A | 0
Bioenergy | Counterfactual | TWh | Supply | Industrial | BioLPG | Energy crops |  |  |  |  | N/A | N/A | N/A | N/A | N/A | N/A | N/A | N/A | N/A | N/A | N/A | N/A | N/A | N/A | N/A | N/A | N/A | N/A | N/A | N/A | N/A | N/A | N/A | N/A | N/A | N/A | N/A | 0.032827
Bioenergy | Counterfactual | TWh | Supply | Industrial | BioLPG | MSW, C&I (biogenic) |  |  |  |  | N/A | N/A | N/A | N/A | N/A | N/A | N/A | N/A | N/A | N/A | N/A | N/A | N/A | N/A | N/A | N/A | N/A | N/A | N/A | N/A | N/A | N/A | N/A | N/A | N/A | N/A | N/A | 0.014069
Bioenergy | Counterfactual | TWh | Supply | Industrial | Biomass | Forest residues |  |  |  |  | N/A | N/A | N/A | N/A | N/A | N/A | N/A | N/A | N/A | N/A | N/A | N/A | N/A | N/A | N/A | N/A | N/A | N/A | N/A | N/A | N/A | N/A | N/A | N/A | N/A | N/A | N/A | 0
Bioenergy | Counterfactual | TWh | Supply | Industrial | Biomass | Agri residues |  |  |  |  | N/A | N/A | N/A | N/A | N/A | N/A | N/A | N/A | N/A | N/A | N/A | N/A | N/A | N/A | N/A | N/A | N/A | N/A | N/A | N/A | N/A | N/A | N/A | N/A | N/A | N/A | N/A | 0.12267
Bioenergy | Counterfactual | TWh | Supply | Industrial | Biomass | Waste wood |  |  |  |  | N/A | N/A | N/A | N/A | N/A | N/A | N/A | N/A | N/A | N/A | N/A | N/A | N/A | N/A | N/A | N/A | N/A | N/A | N/A | N/A | N/A | N/A | N/A | N/A | N/A | N/A | N/A | 0
Bioenergy | Counterfactual | TWh | Supply | Industrial | Biomass | Energy crops |  |  |  |  | N/A | N/A | N/A | N/A | N/A | N/A | N/A | N/A | N/A | N/A | N/A | N/A | N/A | N/A | N/A | N/A | N/A | N/A | N/A | N/A | N/A | N/A | N/A | N/A | N/A | N/A | N/A | 0
Bioenergy | Counterfactual | TWh | Supply | Industrial | Biomass | Biomass imports |  |  |  |  | N/A | N/A | N/A | N/A | N/A | N/A | N/A | N/A | N/A | N/A | N/A | N/A | N/A | N/A | N/A | N/A | N/A | N/A | N/A | N/A | N/A | N/A | N/A | N/A | N/A | N/A | N/A | 0
Bioenergy | Counterfactual | TWh | Supply | Industrial | Biomethane | Biogas |  |  |  |  | N/A | N/A | N/A | N/A | N/A | N/A | N/A | N/A | N/A | N/A | N/A | N/A | N/A | N/A | N/A | N/A | N/A | N/A | N/A | N/A | N/A | N/A | N/A | N/A | N/A | N/A | N/A | 0.11832
Bioenergy | Counterfactual | TWh | Supply | Industrial | Biomethane | Forest residues |  |  |  |  | N/A | N/A | N/A | N/A | N/A | N/A | N/A | N/A | N/A | N/A | N/A | N/A | N/A | N/A | N/A | N/A | N/A | N/A | N/A | N/A | N/A | N/A | N/A | N/A | N/A | N/A | N/A | 0
Bioenergy | Counterfactual | TWh | Supply | Industrial | Biomethane | Energy crops |  |  |  |  | N/A | N/A | N/A | N/A | N/A | N/A | N/A | N/A | N/A | N/A | N/A | N/A | N/A | N/A | N/A | N/A | N/A | N/A | N/A | N/A | N/A | N/A | N/A | N/A | N/A | N/A | N/A | 0
Bioenergy | Counterfactual | TWh | Supply | Industrial | Biomethane | Agri residues |  |  |  |  | N/A | N/A | N/A | N/A | N/A | N/A | N/A | N/A | N/A | N/A | N/A | N/A | N/A | N/A | N/A | N/A | N/A | N/A | N/A | N/A | N/A | N/A | N/A | N/A | N/A | N/A | N/A | 0
Bioenergy | Counterfactual | TWh | Supply | Industrial | Biomethane | Waste wood |  |  |  |  | N/A | N/A | N/A | N/A | N/A | N/A | N/A | N/A | N/A | N/A | N/A | N/A | N/A | N/A | N/A | N/A | N/A | N/A | N/A | N/A | N/A | N/A | N/A | N/A | N/A | N/A | N/A | 0
Bioenergy | Counterfactual | TWh | Supply | Commercial | BioLPG | Energy crops |  |  |  |  | N/A | N/A | N/A | N/A | N/A | N/A | N/A | N/A | N/A | N/A | N/A | N/A | N/A | N/A | N/A | N/A | N/A | N/A | N/A | N/A | N/A | N/A | N/A | N/A | N/A | N/A | N/A | 0.30177
Bioenergy | Counterfactual | TWh | Supply | Commercial | BioLPG | MSW, C&I (biogenic) |  |  |  |  | N/A | N/A | N/A | N/A | N/A | N/A | N/A | N/A | N/A | N/A | N/A | N/A | N/A | N/A | N/A | N/A | N/A | N/A | N/A | N/A | N/A | N/A | N/A | N/A | N/A | N/A | N/A | 0.12933
Bioenergy | Counterfactual | TWh | Supply | Commercial | Biomass | Forest residues |  |  |  |  | N/A | N/A | N/A | N/A | N/A | N/A | N/A | N/A | N/A | N/A | N/A | N/A | N/A | N/A | N/A | N/A | N/A | N/A | N/A | N/A | N/A | N/A | N/A | N/A | N/A | N/A | N/A | 0
Bioenergy | Counterfactual | TWh | Supply | Commercial | Biomass | Agri residues |  |  |  |  | N/A | N/A | N/A | N/A | N/A | N/A | N/A | N/A | N/A | N/A | N/A | N/A | N/A | N/A | N/A | N/A | N/A | N/A | N/A | N/A | N/A | N/A | N/A | N/A | N/A | N/A | N/A | 0.42212
Bioenergy | Counterfactual | TWh | Supply | Commercial | Biomass | Waste wood |  |  |  |  | N/A | N/A | N/A | N/A | N/A | N/A | N/A | N/A | N/A | N/A | N/A | N/A | N/A | N/A | N/A | N/A | N/A | N/A | N/A | N/A | N/A | N/A | N/A | N/A | N/A | N/A | N/A | 0
Bioenergy | Counterfactual | TWh | Supply | Commercial | Biomass | Energy crops |  |  |  |  | N/A | N/A | N/A | N/A | N/A | N/A | N/A | N/A | N/A | N/A | N/A | N/A | N/A | N/A | N/A | N/A | N/A | N/A | N/A | N/A | N/A | N/A | N/A | N/A | N/A | N/A | N/A | 0
Bioenergy | Counterfactual | TWh | Supply | Commercial | Biomass | Biomass imports |  |  |  |  | N/A | N/A | N/A | N/A | N/A | N/A | N/A | N/A | N/A | N/A | N/A | N/A | N/A | N/A | N/A | N/A | N/A | N/A | N/A | N/A | N/A | N/A | N/A | N/A | N/A | N/A | N/A | 0
Bioenergy | Counterfactual | TWh | Supply | Commercial | Biomethane | Biogas |  |  |  |  | N/A | N/A | N/A | N/A | N/A | N/A | N/A | N/A | N/A | N/A | N/A | N/A | N/A | N/A | N/A | N/A | N/A | N/A | N/A | N/A | N/A | N/A | N/A | N/A | N/A | N/A | N/A | 0.77722
Bioenergy | Counterfactual | TWh | Supply | Commercial | Biomethane | Forest residues |  |  |  |  | N/A | N/A | N/A | N/A | N/A | N/A | N/A | N/A | N/A | N/A | N/A | N/A | N/A | N/A | N/A | N/A | N/A | N/A | N/A | N/A | N/A | N/A | N/A | N/A | N/A | N/A | N/A | 0
Bioenergy | Counterfactual | TWh | Supply | Commercial | Biomethane | Energy crops |  |  |  |  | N/A | N/A | N/A | N/A | N/A | N/A | N/A | N/A | N/A | N/A | N/A | N/A | N/A | N/A | N/A | N/A | N/A | N/A | N/A | N/A | N/A | N/A | N/A | N/A | N/A | N/A | N/A | 0
Bioenergy | Counterfactual | TWh | Supply | Commercial | Biomethane | Agri residues |  |  |  |  | N/A | N/A | N/A | N/A | N/A | N/A | N/A | N/A | N/A | N/A | N/A | N/A | N/A | N/A | N/A | N/A | N/A | N/A | N/A | N/A | N/A | N/A | N/A | N/A | N/A | N/A | N/A | 0
Bioenergy | Counterfactual | TWh | Supply | Commercial | Biomethane | Waste wood |  |  |  |  | N/A | N/A | N/A | N/A | N/A | N/A | N/A | N/A | N/A | N/A | N/A | N/A | N/A | N/A | N/A | N/A | N/A | N/A | N/A | N/A | N/A | N/A | N/A | N/A | N/A | N/A | N/A | 0
Bioenergy | Counterfactual | TWh | Supply | Road Transport | Biodiesel | Waste biodiesel, bioethanol |  |  |  |  | N/A | N/A | N/A | N/A | N/A | N/A | N/A | N/A | N/A | N/A | N/A | N/A | N/A | N/A | N/A | N/A | N/A | N/A | N/A | N/A | N/A | N/A | N/A | N/A | N/A | N/A | N/A | 1.6943
Bioenergy | Counterfactual | TWh | Supply | Road Transport | Biodiesel | Forest residues |  |  |  |  | N/A | N/A | N/A | N/A | N/A | N/A | N/A | N/A | N/A | N/A | N/A | N/A | N/A | N/A | N/A | N/A | N/A | N/A | N/A | N/A | N/A | N/A | N/A | N/A | N/A | N/A | N/A | 0
Bioenergy | Counterfactual | TWh | Supply | Road Transport | Biodiesel | Agri residues |  |  |  |  | N/A | N/A | N/A | N/A | N/A | N/A | N/A | N/A | N/A | N/A | N/A | N/A | N/A | N/A | N/A | N/A | N/A | N/A | N/A | N/A | N/A | N/A | N/A | N/A | N/A | N/A | N/A | 0
Bioenergy | Counterfactual | TWh | Supply | Road Transport | Biodiesel | Waste wood |  |  |  |  | N/A | N/A | N/A | N/A | N/A | N/A | N/A | N/A | N/A | N/A | N/A | N/A | N/A | N/A | N/A | N/A | N/A | N/A | N/A | N/A | N/A | N/A | N/A | N/A | N/A | N/A | N/A | 0
Bioenergy | Counterfactual | TWh | Supply | Road Transport | Bioethanol | Waste biodiesel, bioethanol |  |  |  |  | N/A | N/A | N/A | N/A | N/A | N/A | N/A | N/A | N/A | N/A | N/A | N/A | N/A | N/A | N/A | N/A | N/A | N/A | N/A | N/A | N/A | N/A | N/A | N/A | N/A | N/A | N/A | 0
Bioenergy | Counterfactual | TWh | Supply | Road Transport | Bioethanol | Energy crops |  |  |  |  | N/A | N/A | N/A | N/A | N/A | N/A | N/A | N/A | N/A | N/A | N/A | N/A | N/A | N/A | N/A | N/A | N/A | N/A | N/A | N/A | N/A | N/A | N/A | N/A | N/A | N/A | N/A | 0
Bioenergy | Counterfactual | TWh | Supply | Road Transport | Biomethane | Biogas |  |  |  |  | N/A | N/A | N/A | N/A | N/A | N/A | N/A | N/A | N/A | N/A | N/A | N/A | N/A | N/A | N/A | N/A | N/A | N/A | N/A | N/A | N/A | N/A | N/A | N/A | N/A | N/A | N/A | 0
Bioenergy | Counterfactual | TWh | Supply | Aviation | Biojet fuel (from Biomass) | Biofuel imports |  |  |  |  | N/A | N/A | N/A | N/A | N/A | N/A | N/A | N/A | N/A | N/A | N/A | N/A | N/A | N/A | N/A | N/A | N/A | N/A | N/A | N/A | N/A | N/A | N/A | N/A | N/A | N/A | N/A | 4.696
Bioenergy | Counterfactual | TWh | Supply | Aviation | Biojet fuel (from Biomass) | Forest residues |  |  |  |  | N/A | N/A | N/A | N/A | N/A | N/A | N/A | N/A | N/A | N/A | N/A | N/A | N/A | N/A | N/A | N/A | N/A | N/A | N/A | N/A | N/A | N/A | N/A | N/A | N/A | N/A | N/A | 5.5344
Bioenergy | Counterfactual | TWh | Supply | Aviation | Biojet fuel (from Biomass) | Waste wood |  |  |  |  | N/A | N/A | N/A | N/A | N/A | N/A | N/A | N/A | N/A | N/A | N/A | N/A | N/A | N/A | N/A | N/A | N/A | N/A | N/A | N/A | N/A | N/A | N/A | N/A | N/A | N/A | N/A | 1.8448
Bioenergy | Counterfactual | TWh | Supply | Aviation | Biojet fuel (from Biomass) | Biomass imports |  |  |  |  | N/A | N/A | N/A | N/A | N/A | N/A | N/A | N/A | N/A | N/A | N/A | N/A | N/A | N/A | N/A | N/A | N/A | N/A | N/A | N/A | N/A | N/A | N/A | N/A | N/A | N/A | N/A | 0
Bioenergy | Counterfactual | TWh | Supply | Aviation | Biojet fuel (from Biomass) | Agri residues |  |  |  |  | N/A | N/A | N/A | N/A | N/A | N/A | N/A | N/A | N/A | N/A | N/A | N/A | N/A | N/A | N/A | N/A | N/A | N/A | N/A | N/A | N/A | N/A | N/A | N/A | N/A | N/A | N/A | 1.0448
Bioenergy | Counterfactual | TWh | Supply | Aviation | Biojet fuel (from Biomass) | Energy crops |  |  |  |  | N/A | N/A | N/A | N/A | N/A | N/A | N/A | N/A | N/A | N/A | N/A | N/A | N/A | N/A | N/A | N/A | N/A | N/A | N/A | N/A | N/A | N/A | N/A | N/A | N/A | N/A | N/A | 0.8
Bioenergy | Counterfactual | TWh | Supply | Aviation | Biojet fuel (from waste) | MSW, C&I (biogenic) |  |  |  |  | N/A | N/A | N/A | N/A | N/A | N/A | N/A | N/A | N/A | N/A | N/A | N/A | N/A | N/A | N/A | N/A | N/A | N/A | N/A | N/A | N/A | N/A | N/A | N/A | N/A | N/A | N/A | 2.08
Bioenergy | Counterfactual | TWh | Supply | Hydrogen Production | Biomass | Forest residues |  |  |  |  | N/A | N/A | N/A | N/A | N/A | N/A | N/A | N/A | N/A | N/A | N/A | N/A | N/A | N/A | N/A | N/A | N/A | N/A | N/A | N/A | N/A | N/A | N/A | N/A | N/A | N/A | N/A | 0
Bioenergy | Counterfactual | TWh | Supply | Hydrogen Production | Biomass | Agri residues |  |  |  |  | N/A | N/A | N/A | N/A | N/A | N/A | N/A | N/A | N/A | N/A | N/A | N/A | N/A | N/A | N/A | N/A | N/A | N/A | N/A | N/A | N/A | N/A | N/A | N/A | N/A | N/A | N/A | 0
Bioenergy | Counterfactual | TWh | Supply | Hydrogen Production | Biomass | Waste wood |  |  |  |  | N/A | N/A | N/A | N/A | N/A | N/A | N/A | N/A | N/A | N/A | N/A | N/A | N/A | N/A | N/A | N/A | N/A | N/A | N/A | N/A | N/A | N/A | N/A | N/A | N/A | N/A | N/A | 0
Bioenergy | Counterfactual | TWh | Supply | Hydrogen Production | Biomass | Energy crops |  |  |  |  | N/A | N/A | N/A | N/A | N/A | N/A | N/A | N/A | N/A | N/A | N/A | N/A | N/A | N/A | N/A | N/A | N/A | N/A | N/A | N/A | N/A | N/A | N/A | N/A | N/A | N/A | N/A | 0
Bioenergy | Counterfactual | TWh | Supply | Hydrogen Production | Biomass | Biomass imports |  |  |  |  | N/A | N/A | N/A | N/A | N/A | N/A | N/A | N/A | N/A | N/A | N/A | N/A | N/A | N/A | N/A | N/A | N/A | N/A | N/A | N/A | N/A | N/A | N/A | N/A | N/A | N/A | N/A | 0
Bioenergy | Counterfactual | TWh | Supply | Greengas Blending | Biomethane | Biogas |  |  |  |  | N/A | N/A | N/A | N/A | N/A | N/A | N/A | N/A | N/A | N/A | N/A | N/A | N/A | N/A | N/A | N/A | N/A | N/A | N/A | N/A | N/A | N/A | N/A | N/A | N/A | N/A | N/A | 14.3065
Bioenergy | Counterfactual | TWh | Supply | Greengas Blending | Biomethane | Forest residues |  |  |  |  | N/A | N/A | N/A | N/A | N/A | N/A | N/A | N/A | N/A | N/A | N/A | N/A | N/A | N/A | N/A | N/A | N/A | N/A | N/A | N/A | N/A | N/A | N/A | N/A | N/A | N/A | N/A | 0
Bioenergy | Counterfactual | TWh | Supply | Greengas Blending | Biomethane | Energy crops |  |  |  |  | N/A | N/A | N/A | N/A | N/A | N/A | N/A | N/A | N/A | N/A | N/A | N/A | N/A | N/A | N/A | N/A | N/A | N/A | N/A | N/A | N/A | N/A | N/A | N/A | N/A | N/A | N/A | 0
Bioenergy | Counterfactual | TWh | Supply | Greengas Blending | Biomethane | Agri residues |  |  |  |  | N/A | N/A | N/A | N/A | N/A | N/A | N/A | N/A | N/A | N/A | N/A | N/A | N/A | N/A | N/A | N/A | N/A | N/A | N/A | N/A | N/A | N/A | N/A | N/A | N/A | N/A | N/A | 0
Bioenergy | Counterfactual | TWh | Supply | Greengas Blending | Biomethane | Waste wood |  |  |  |  | N/A | N/A | N/A | N/A | N/A | N/A | N/A | N/A | N/A | N/A | N/A | N/A | N/A | N/A | N/A | N/A | N/A | N/A | N/A | N/A | N/A | N/A | N/A | N/A | N/A | N/A | N/A | 0
Hydrogen | Electric Engagement | TWh | Supply | Methane Reformation with CCUS |  |  | Methane Reformation with CCUS | 0 | 0 | 0 | 0 | 0.01 | 0.01 | 0.01 | 0.01 | 0.01 | 2.97 | 4.35 | 7.1 | 11.07 | 13.42 | 19.15 | 24.79 | 27.1 | 41.16 | 41.21 | 41.31 | 41.43 | 41.11 | 41.68 | 41.88 | 39.62 | 38 | 38.03 | 38.36 | 38.32 | 38.51 | 38.24
Hydrogen | Electric Engagement | TWh | Supply | Networked Electrolysis |  |  | Networked Electrolysis | 0 | 0 | 0.02 | 0.02 | 0.06 | 0.63 | 1.43 | 1.46 | 1.95 | 1.95 | 4.95 | 5.94 | 7.89 | 12.19 | 14.64 | 15.84 | 19.4 | 23.42 | 25.77 | 28.98 | 33.92 | 44.32 | 54.23 | 66.26 | 76.42 | 80.77 | 83.98 | 87.73 | 90.81 | 92.78 | 94.59
Hydrogen | Electric Engagement | TWh | Supply | Non-networked Electrolysis |  |  | Non-networked Electrolysis | 0 | 0 | 0 | 0 | 0 | 0.03 | 0.05 | 0.02 | 0.01 | 0.01 | 0.01 | 0.01 | 0.01 | 0.01 | 0.01 | 0.01 | 0.01 | 0.01 | 0.01 | 0.01 | 0.01 | 0.01 | 0.01 | 0.01 | 0.01 | 0.01 | 0.01 | 0.01 | 0.01 | 0.01 | 0.75
Hydrogen | Electric Engagement | TWh | Supply | Biomass gasification |  |  | Biomass gasification | 0 | 0 | 0 | 0 | 0 | 0 | 0 | 0 | 0 | 0 | 0 | 0 | 0 | 0 | 0 | 0 | 0 | 0 | 0 | 0 | 0 | 0 | 0 | 0 | 0 | 0 | 0 | 0 | 0 | 0 | 0
Hydrogen | Electric Engagement | TWh | Supply | Nuclear Electrolysis |  |  | Nuclear Electrolysis | 0 | 0 | 0 | 0 | 0 | 0 | 0 | 0 | 0 | 0 | 0 | 0 | 0 | 0 | 0 | 0 | 0 | 0 | 0 | 0 | 0 | 0 | 0 | 0 | 0 | 3.85 | 7.38 | 7.71 | 8.01 | 7.43 | 8.16
Hydrogen | Electric Engagement | TWh | Supply | Imports |  |  | Imports | 0 | 0 | 0 | 0 | 0 | 0 | 0 | 0 | 0 | 0 | 0 | 0 | 0 | 0 | 0 | 0 | 0 | 0 | 0 | 0 | 0 | 0 | 0 | 0 | 0 | 0 | 0 | 0 | 0 | 0 | 0
Hydrogen | Electric Engagement | TWh | Supply | Exports |  |  | Exports | 0 | 0 | 0 | 0 | 0 | 0 | 0 | 0 | 0 | 0 | 0 | 0 | 0 | 0 | 0 | 0 | 0 | 0 | 0 | 0 | 0 | 0 | 0 | 0 | 0 | 0 | 0 | 0 | 0 | 0 | 0
Hydrogen | Hydrogen Evolution | TWh | Supply | Methane Reformation with CCUS |  |  | Methane Reformation with CCUS | 0 | 0 | 0 | 0 | 0.01 | 0.01 | 0.01 | 0.04 | 2.99 | 15.89 | 41.86 | 43.23 | 56.31 | 56.32 | 56.45 | 81.52 | 109.78 | 121.69 | 130.09 | 131.76 | 130.89 | 133.39 | 135.26 | 154.78 | 162.14 | 160.93 | 170.1 | 174.97 | 183.81 | 186.13 | 177.16
Hydrogen | Hydrogen Evolution | TWh | Supply | Networked Electrolysis |  |  | Networked Electrolysis | 0 | 0 | 0.02 | 0.02 | 0.04 | 0.71 | 1.05 | 2.46 | 5.99 | 7.49 | 13.85 | 16.41 | 20.87 | 27.28 | 33.77 | 44.17 | 50.75 | 58.11 | 60.53 | 68.69 | 72.89 | 80.81 | 89.08 | 100.44 | 102.64 | 113.5 | 127.94 | 137.07 | 136.28 | 145.86 | 154.68
Hydrogen | Hydrogen Evolution | TWh | Supply | Non-networked Electrolysis |  |  | Non-networked Electrolysis | 0 | 0 | 0 | 0 | 0 | 0.01 | 0.01 | 0.01 | 0.04 | 0.09 | 0.26 | 0.5 | 0.6 | 1.07 | 1.39 | 1.72 | 2.2 | 2.47 | 2.65 | 2.85 | 3.32 | 3.52 | 3.85 | 4.45 | 4.48 | 5.07 | 5.57 | 5.87 | 5.78 | 6.25 | 6.81
Hydrogen | Hydrogen Evolution | TWh | Supply | Biomass gasification |  |  | Biomass gasification | 0 | 0 | 0 | 0 | 0 | 0 | 0 | 0 | 0 | 0 | 0.93 | 0.94 | 0.95 | 0.95 | 0.95 | 13 | 14.03 | 14.91 | 15.79 | 16.66 | 21.05 | 24.56 | 28.06 | 28.91 | 28.94 | 29.41 | 29.41 | 29.44 | 29.44 | 29.44 | 29.44
Hydrogen | Hydrogen Evolution | TWh | Supply | Nuclear Electrolysis |  |  | Nuclear Electrolysis | 0 | 0 | 0 | 0 | 0 | 0 | 0.02 | 0.02 | 0.02 | 0.02 | 0 | 0 | 0 | 0 | 0 | 0 | 0 | 0 | 0 | 0 | 3.71 | 5.82 | 9.66 | 8.88 | 15.96 | 16.96 | 15.69 | 16.2 | 22.89 | 23.25 | 24.65
Hydrogen | Hydrogen Evolution | TWh | Supply | Imports |  |  | Imports | 0 | 0 | 0 | 0 | 0 | 0 | 0 | 0 | 0 | 0 | 0 | 0 | 0 | 0 | 0 | 0 | 0 | 0 | 0 | 0 | 0 | 0 | 0 | 0 | 0 | 0 | 0 | 0 | 0 | 0 | 0
Hydrogen | Hydrogen Evolution | TWh | Supply | Exports |  |  | Exports | 0 | 0 | 0 | 0 | 0 | 0 | 0 | 0 | 0 | 0 | 0 | 0 | 0 | 0 | 0 | 0 | 0 | 0 | 0 | 0 | 0 | 0 | 0 | 0 | 0 | 0 | 0 | 0 | 0 | 0 | 0
Hydrogen | Holistic Transition | TWh | Supply | Methane Reformation with CCUS |  |  | Methane Reformation with CCUS | 0 | 0 | 0 | 0 | 0.01 | 0.01 | 0.01 | 2.49 | 13.03 | 18.22 | 25.69 | 26.22 | 26.19 | 35.07 | 35.11 | 37.62 | 38.62 | 40.69 | 40.72 | 37.53 | 38.32 | 38.26 | 40.56 | 45.1 | 43.07 | 48.37 | 56.3 | 62.74 | 64.22 | 62.32 | 59.95
Hydrogen | Holistic Transition | TWh | Supply | Networked Electrolysis |  |  | Networked Electrolysis | 0 | 0 | 0.02 | 0.02 | 0.04 | 0.7 | 1.29 | 2.43 | 4.9 | 4.88 | 11.79 | 14.16 | 16.36 | 16.77 | 21.09 | 24.37 | 25.96 | 28.71 | 30.76 | 36.93 | 40.86 | 50.62 | 54.4 | 65.41 | 76.87 | 82.49 | 92.14 | 96.98 | 100.61 | 106.75 | 110.41
Hydrogen | Holistic Transition | TWh | Supply | Non-networked Electrolysis |  |  | Non-networked Electrolysis | 0 | 0 | 0 | 0 | 0 | 0 | 0.01 | 0.03 | 0.09 | 0.11 | 0.3 | 0.36 | 0.46 | 0.53 | 0.71 | 0.88 | 0.97 | 1.18 | 1.34 | 1.87 | 2.15 | 2.52 | 2.67 | 3.18 | 3.71 | 4.09 | 4.39 | 4.64 | 4.88 | 5.09 | 5.31
Hydrogen | Holistic Transition | TWh | Supply | Biomass gasification |  |  | Biomass gasification | 0 | 0 | 0 | 0 | 0 | 0 | 0 | 0 | 0 | 0 | 0.78 | 0.8 | 0.79 | 0.77 | 0.8 | 1.06 | 4.35 | 4.64 | 4.93 | 4.71 | 4.73 | 4.8 | 6.03 | 6.3 | 6.31 | 6.94 | 6.92 | 6.94 | 6.94 | 6.94 | 6.94
Hydrogen | Holistic Transition | TWh | Supply | Nuclear Electrolysis |  |  | Nuclear Electrolysis | 0 | 0 | 0 | 0 | 0 | 0 | 0 | 0.02 | 0.02 | 0.02 | 0 | 0 | 0 | 0 | 0 | 0 | 0 | 0 | 0 | 0 | 0 | 0 | 0 | 0 | 0 | 0 | 0 | 0 | 0 | 0 | 0
Hydrogen | Holistic Transition | TWh | Supply | Imports |  |  | Imports | 0 | 0 | 0 | 0 | 0 | 0 | 0 | 0 | 0 | 0 | 0 | 0 | 0 | 0 | 0 | 0 | 0 | 0 | 0 | 0 | 0 | 0 | 0 | 0 | 0 | 0 | 0 | 0 | 0 | 0 | 0
Hydrogen | Holistic Transition | TWh | Supply | Exports |  |  | Exports | 0 | 0 | 0 | 0 | 0 | 0 | 0 | 0 | 0 | 0 | 0 | 0 | 0 | 0 | 0 | 0 | 0 | 0 | 0 | 0 | 0 | 0 | 0 | 0 | 0 | 0 | 0 | 0 | 0 | 0 | 0
Hydrogen | Counterfactual | TWh | Supply | Methane Reformation with CCUS |  |  | Methane Reformation with CCUS | 0 | 0 | 0 | 0 | 0 | 0 | 0.01 | 0.01 | 0.01 | 0.01 | 0.01 | 0.01 | 0.01 | 0.01 | 0.01 | 0.01 | 0.18 | 0.43 | 0.84 | 1.68 | 1.68 | 1.68 | 2.51 | 3.34 | 4.17 | 4.17 | 5.01 | 5.84 | 5.84 | 6.67 | 7.5
Hydrogen | Counterfactual | TWh | Supply | Networked Electrolysis |  |  | Networked Electrolysis | 0 | 0 | 0.01 | 0.01 | 0.02 | 0.02 | 0.03 | 0.03 | 0.37 | 0.69 | 1.28 | 1.74 | 2.18 | 2.8 | 3.51 | 4.27 | 4.88 | 6.13 | 6.64 | 6.83 | 7.87 | 8.91 | 9.3 | 9.7 | 11.26 | 12.42 | 12.62 | 12.82 | 13.77 | 16.07 | 16.55
Hydrogen | Counterfactual | TWh | Supply | Non-networked Electrolysis |  |  | Non-networked Electrolysis | 0 | 0 | 0 | 0 | 0 | 0 | 0 | 0 | 0 | 0 | 0.01 | 0.01 | 0.01 | 0.01 | 0.01 | 0.01 | 0.01 | 0.01 | 0.01 | 0.01 | 0.02 | 0.02 | 0.02 | 0.02 | 0.02 | 0.02 | 0.02 | 0.01 | 0.01 | 0.01 | 0.01
Hydrogen | Counterfactual | TWh | Supply | Biomass gasification |  |  | Biomass gasification | 0 | 0 | 0 | 0 | 0 | 0 | 0 | 0 | 0 | 0 | 0 | 0 | 0 | 0 | 0 | 0 | 0 | 0 | 0 | 0 | 0 | 0 | 0 | 0 | 0 | 0 | 0 | 0 | 0 | 0 | 0
Hydrogen | Counterfactual | TWh | Supply | Nuclear Electrolysis |  |  | Nuclear Electrolysis | 0 | 0 | 0 | 0 | 0 | 0 | 0 | 0 | 0 | 0.02 | 0.02 | 0.02 | 0.02 | 0.02 | 0.02 | 0.02 | 0.02 | 0.02 | 0.02 | 0.02 | 0.02 | 0.02 | 0.02 | 0.02 | 0.02 | 0.02 | 0.02 | 0.02 | 0.02 | 0.02 | 0.02
Hydrogen | Counterfactual | TWh | Supply | Imports |  |  | Imports | 0 | 0 | 0 | 0 | 0 | 0 | 0 | 0 | 0 | 0 | 0 | 0 | 0 | 0 | 0 | 0 | 0 | 0 | 0 | 0 | 0 | 0 | 0 | 0 | 0 | 0 | 0 | 0 | 0 | 0 | 0
Hydrogen | Counterfactual | TWh | Supply | Exports |  |  | Exports | 0 | 0 | 0 | 0 | 0 | 0 | 0 | 0 | 0 | 0 | 0 | 0 | 0 | 0 | 0 | 0 | 0 | 0 | 0 | 0 | 0 | 0 | 0 | 0 | 0 | 0 | 0 | 0 | 0 | 0 | 0
Hydrogen | Five Year Forecast | TWh | Supply | Methane Reformation with CCUS |  |  | Methane Reformation with CCUS | 2022: 0; 2023: 0; 2024: 0; 2025: 0; 2026: 0.01; 2027: 0.01; 2028: 2.33; 2029: 5.62
Hydrogen | Five Year Forecast | TWh | Supply | Networked Electrolysis |  |  | Networked Electrolysis | 2022: 0.01; 2023: 0.02; 2024: 0.04; 2025: 0.71; 2026: 0.75; 2027: 1.52; 2028: 1.76; 2029: 2.19
Hydrogen | Five Year Forecast | TWh | Supply | Non-networked Electrolysis |  |  | Non-networked Electrolysis | 2022: 0; 2023: 0; 2024: 0; 2025: 0.01; 2026: 0.01; 2027: 0.04; 2028: 0.05; 2029: 0.06
Hydrogen | Five Year Forecast | TWh | Supply | Biomass gasification |  |  | Biomass gasification | 2022: 0; 2023: 0; 2024: 0; 2025: 0; 2026: 0; 2027: 0; 2028: 0; 2029: 0
Hydrogen | Five Year Forecast | TWh | Supply | Nuclear Electrolysis |  |  | Nuclear Electrolysis | 2022: 0; 2023: 0; 2024: 0; 2025: 0; 2026: 0; 2027: 0.02; 2028: 0.02; 2029: 0.02
Hydrogen | Five Year Forecast | TWh | Supply | Imports |  |  | Imports | 2022: 0; 2023: 0; 2024: 0; 2025: 0; 2026: 0; 2027: 0; 2028: 0; 2029: 0
Hydrogen | Five Year Forecast | TWh | Supply | Exports |  |  | Exports | 2022: 0; 2023: 0; 2024: 0; 2025: 0; 2026: 0; 2027: 0; 2028: 0; 2029: 0
Hydrogen | Electric Engagement | GW | Capacity | Methane Reformation with CCUS |  |  | Methane Reformation with CCUS | 0 | 0 | 0 | 0 | 0 | 0 | 0 | 0 | 0 | 0.36 | 0.52 | 0.87 | 1.37 | 1.67 | 2.39 | 3.09 | 3.17 | 4.38 | 4.38 | 4.38 | 4.38 | 4.38 | 4.38 | 4.38 | 4.38 | 4.38 | 4.38 | 4.38 | 4.38 | 4.38 | 4.38
Hydrogen | Electric Engagement | GW | Capacity | Networked Electrolysis |  |  | Networked Electrolysis | 0 | 0 | 0.01 | 0.012677 | 0.015766 | 0.16797 | 0.38438 | 0.39316 | 0.49458 | 0.496 | 1.7713 | 2.5533 | 2.5548 | 3.8414 | 4.5016 | 4.7607 | 5.8829 | 7.1939 | 7.9175 | 8.944 | 10.3316 | 13.6062 | 16.73 | 20.485 | 23.4822 | 24.8526 | 25.8745 | 27.0948 | 27.926 | 28.6097 | 28.9461
Hydrogen | Electric Engagement | GW | Capacity | Non-networked Electrolysis |  |  | Non-networked Electrolysis | 0 | 0 | 0 | 0 | 0 | 0.01 | 0.01 | 0.01 | 0.01 | 0.01 | 0.01 | 0.01 | 0.01 | 0.01 | 0.01 | 0.01 | 0.01 | 0.01 | 0.01 | 0.01 | 0.01 | 0.01 | 0.01 | 0.01 | 0.01 | 0.01 | 0.01 | 0.01 | 0.01 | 0.01 | 0.23
Hydrogen | Electric Engagement | GW | Capacity | Biomass gasification |  |  | Biomass gasification | 0 | 0 | 0 | 0 | 0 | 0 | 0 | 0 | 0 | 0 | 0 | 0 | 0 | 0 | 0 | 0 | 0 | 0 | 0 | 0 | 0 | 0 | 0 | 0 | 0 | 0 | 0 | 0 | 0 | 0 | 0
Hydrogen | Electric Engagement | GW | Capacity | Nuclear Electrolysis |  |  | Nuclear Electrolysis | 0 | 0 | 0 | 0 | 0 | 0 | 0 | 0 | 0 | 0 | 0 | 0 | 0 | 0 | 0 | 0 | 0 | 0 | 0 | 0 | 0 | 0 | 0 | 0 | 0 | 0.5 | 1 | 1 | 1 | 1 | 1
Hydrogen | Electric Engagement | GW | Capacity | Imports |  |  | Imports | 0 | 0 | 0 | 0 | 0 | 0 | 0 | 0 | 0 | 0 | 0 | 0 | 0 | 0 | 0 | 0 | 0 | 0 | 0 | 0 | 0 | 0 | 0 | 0 | 0 | 0 | 0 | 0 | 0 | 0 | 0
Hydrogen | Electric Engagement | GW | Capacity | Exports |  |  | Exports | 0 | 0 | 0 | 0 | 0 | 0 | 0 | 0 | 0 | 0 | 0 | 0 | 0 | 0 | 0 | 0 | 0 | 0 | 0 | 0 | 0 | 0 | 0 | 0 | 0 | 0 | 0 | 0 | 0 | 0 | 0
Hydrogen | Hydrogen Evolution | GW | Capacity | Methane Reformation with CCUS |  |  | Methane Reformation with CCUS | 0 | 0 | 0 | 0 | 0 | 0 | 0 | 0 | 0.36 | 1.91 | 4.88 | 5.08 | 6.68 | 6.68 | 6.68 | 9.33 | 12.28 | 13.21 | 14.4 | 14.44 | 14.44 | 14.74 | 14.74 | 16.87 | 17.43 | 17.52 | 18.28 | 18.93 | 19.2 | 19.2 | 19.2
Hydrogen | Hydrogen Evolution | GW | Capacity | Networked Electrolysis |  |  | Networked Electrolysis | 0 | 0 | 0.01 | 0.012573 | 0.015637 | 0.18744 | 0.27494 | 0.61978 | 1.4953 | 1.8398 | 4.3842 | 5.4 | 6.4834 | 11.0743 | 14.1773 | 16.0647 | 16.0493 | 18.8101 | 18.7838 | 21.3636 | 22.3026 | 24.8184 | 27.5097 | 31.1151 | 31.5172 | 34.9588 | 39.9529 | 43.0838 | 43.0944 | 45.8469 | 47.2683
Hydrogen | Hydrogen Evolution | GW | Capacity | Non-networked Electrolysis |  |  | Non-networked Electrolysis | 0 | 0 | 0 | 0 | 0 | 0 | 0 | 0 | 0.01 | 0.02 | 0.08 | 0.17 | 0.19 | 0.44 | 0.58 | 0.62 | 0.69 | 0.79 | 0.82 | 0.88 | 1.01 | 1.07 | 1.18 | 1.37 | 1.37 | 1.55 | 1.73 | 1.84 | 1.82 | 1.96 | 2.07
Hydrogen | Hydrogen Evolution | GW | Capacity | Biomass gasification |  |  | Biomass gasification | 0 | 0 | 0 | 0 | 0 | 0 | 0 | 0 | 0 | 0 | 0.1 | 0.1 | 0.1 | 0.1 | 0.78 | 1.37 | 1.46 | 1.46 | 1.65 | 1.67 | 2.19 | 2.6 | 2.8 | 2.98 | 2.98 | 3.02 | 3.02 | 3.02 | 3.02 | 3.07 | 3.07
Hydrogen | Hydrogen Evolution | GW | Capacity | Nuclear Electrolysis |  |  | Nuclear Electrolysis | 0 | 0 | 0 | 0 | 0 | 0 | 0 | 0 | 0 | 0 | 0 | 0 | 0 | 0 | 0 | 0 | 0 | 0 | 0 | 0 | 0.4 | 0.6 | 1 | 1.2 | 2 | 2 | 2 | 2 | 3 | 3 | 3
Hydrogen | Hydrogen Evolution | GW | Capacity | Imports |  |  | Imports | 0 | 0 | 0 | 0 | 0 | 0 | 0 | 0 | 0 | 0 | 0 | 0 | 0 | 0 | 0 | 0 | 0 | 0 | 0 | 0 | 0 | 0 | 0 | 0 | 0 | 0 | 0 | 0 | 0 | 0 | 0
Hydrogen | Hydrogen Evolution | GW | Capacity | Exports |  |  | Exports | 0 | 0 | 0 | 0 | 0 | 0 | 0 | 0 | 0 | 0 | 0 | 0 | 0 | 0 | 0 | 0 | 0 | 0 | 0 | 0 | 0 | 0 | 0 | 0 | 0 | 0 | 0 | 0 | 0 | 0 | 0
Hydrogen | Holistic Transition | GW | Capacity | Methane Reformation with CCUS |  |  | Methane Reformation with CCUS | 0 | 0 | 0 | 0 | 0 | 0 | 0 | 0.3 | 1.57 | 2.53 | 3.13 | 3.13 | 3.13 | 4.33 | 4.33 | 4.33 | 4.33 | 4.48 | 4.48 | 4.48 | 4.48 | 4.48 | 4.56 | 4.95 | 4.95 | 5.51 | 6.3 | 6.52 | 6.67 | 6.67 | 6.67
Hydrogen | Holistic Transition | GW | Capacity | Networked Electrolysis |  |  | Networked Electrolysis | 0 | 0 | 0.01 | 0.013042 | 0.01622 | 0.23528 | 0.31004 | 0.59546 | 1.1949 | 1.1903 | 3.6531 | 4.4176 | 5.2937 | 5.4686 | 6.5363 | 7.426 | 7.9005 | 8.8014 | 9.4536 | 11.377 | 12.4323 | 15.5101 | 16.6576 | 20.0927 | 23.4871 | 25.2755 | 28.193 | 29.8337 | 30.7381 | 32.7724 | 33.5346
Hydrogen | Holistic Transition | GW | Capacity | Non-networked Electrolysis |  |  | Non-networked Electrolysis | 0 | 0 | 0 | 0 | 0 | 0 | 0 | 0.01 | 0.02 | 0.03 | 0.09 | 0.11 | 0.15 | 0.17 | 0.22 | 0.27 | 0.3 | 0.36 | 0.41 | 0.58 | 0.65 | 0.77 | 0.82 | 0.98 | 1.14 | 1.26 | 1.35 | 1.43 | 1.5 | 1.57 | 1.62
Hydrogen | Holistic Transition | GW | Capacity | Biomass gasification |  |  | Biomass gasification | 0 | 0 | 0 | 0 | 0 | 0 | 0 | 0 | 0 | 0 | 0.09 | 0.09 | 0.09 | 0.09 | 0.09 | 0.1 | 0.42 | 0.45 | 0.48 | 0.48 | 0.48 | 0.48 | 0.58 | 0.66 | 0.66 | 0.72 | 0.72 | 0.72 | 0.72 | 0.72 | 0.72
Hydrogen | Holistic Transition | GW | Capacity | Nuclear Electrolysis |  |  | Nuclear Electrolysis | 0 | 0 | 0 | 0 | 0 | 0 | 0 | 0 | 0 | 0 | 0 | 0 | 0 | 0 | 0 | 0 | 0 | 0 | 0 | 0 | 0 | 0 | 0 | 0 | 0 | 0 | 0 | 0 | 0 | 0 | 0
Hydrogen | Holistic Transition | GW | Capacity | Imports |  |  | Imports | 0 | 0 | 0 | 0 | 0 | 0 | 0 | 0 | 0 | 0 | 0 | 0 | 0 | 0 | 0 | 0 | 0 | 0 | 0 | 0 | 0 | 0 | 0 | 0 | 0 | 0 | 0 | 0 | 0 | 0 | 0
Hydrogen | Holistic Transition | GW | Capacity | Exports |  |  | Exports | 0 | 0 | 0 | 0 | 0 | 0 | 0 | 0 | 0 | 0 | 0 | 0 | 0 | 0 | 0 | 0 | 0 | 0 | 0 | 0 | 0 | 0 | 0 | 0 | 0 | 0 | 0 | 0 | 0 | 0 | 0
Hydrogen | Counterfactual | GW | Capacity | Methane Reformation with CCUS |  |  | Methane Reformation with CCUS | 0 | 0 | 0 | 0 | 0 | 0 | 0 | 0 | 0 | 0 | 0 | 0 | 0 | 0 | 0 | 0 | 0.02 | 0.05 | 0.1 | 0.2 | 0.2 | 0.2 | 0.3 | 0.4 | 0.5 | 0.5 | 0.6 | 0.7 | 0.7 | 0.8 | 0.9
Hydrogen | Counterfactual | GW | Capacity | Networked Electrolysis |  |  | Networked Electrolysis | 0 | 0 | 0.01 | 0.012573 | 0.015637 | 0.015683 | 0.017588 | 0.017711 | 0.10967 | 0.22918 | 0.38161 | 0.52852 | 0.62862 | 0.73726 | 0.89344 | 1.0622 | 1.2319 | 1.5772 | 1.7189 | 1.7708 | 2.0582 | 2.3447 | 2.4525 | 2.5623 | 2.9934 | 3.3153 | 3.3698 | 3.4259 | 3.6872 | 4.3214 | 4.4536
Hydrogen | Counterfactual | GW | Capacity | Non-networked Electrolysis |  |  | Non-networked Electrolysis | 0 | 0 | 0 | 0 | 0 | 0 | 0 | 0 | 0 | 0 | 0 | 0 | 0 | 0 | 0 | 0 | 0 | 0 | 0 | 0 | 0 | 0.01 | 0.01 | 0.01 | 0.01 | 0.01 | 0.01 | 0.01 | 0.01 | 0.01 | 0.01
Hydrogen | Counterfactual | GW | Capacity | Biomass gasification |  |  | Biomass gasification | 0 | 0 | 0 | 0 | 0 | 0 | 0 | 0 | 0 | 0 | 0 | 0 | 0 | 0 | 0 | 0 | 0 | 0 | 0 | 0 | 0 | 0 | 0 | 0 | 0 | 0 | 0 | 0 | 0 | 0 | 0
Hydrogen | Counterfactual | GW | Capacity | Nuclear Electrolysis |  |  | Nuclear Electrolysis | 0 | 0 | 0 | 0 | 0 | 0 | 0 | 0 | 0 | 0 | 0 | 0 | 0 | 0 | 0 | 0 | 0 | 0 | 0 | 0 | 0 | 0 | 0 | 0 | 0 | 0 | 0 | 0 | 0 | 0 | 0
Hydrogen | Counterfactual | GW | Capacity | Imports |  |  | Imports | 0 | 0 | 0 | 0 | 0 | 0 | 0 | 0 | 0 | 0 | 0 | 0 | 0 | 0 | 0 | 0 | 0 | 0 | 0 | 0 | 0 | 0 | 0 | 0 | 0 | 0 | 0 | 0 | 0 | 0 | 0
Hydrogen | Counterfactual | GW | Capacity | Exports |  |  | Exports | 0 | 0 | 0 | 0 | 0 | 0 | 0 | 0 | 0 | 0 | 0 | 0 | 0 | 0 | 0 | 0 | 0 | 0 | 0 | 0 | 0 | 0 | 0 | 0 | 0 | 0 | 0 | 0 | 0 | 0 | 0
Hydrogen | Five Year Forecast | GW | Capacity | Methane Reformation with CCUS |  |  | Methane Reformation with CCUS | 2022: 0; 2023: 0; 2024: 0; 2025: 0; 2026: 0; 2027: 0; 2028: 0.36; 2029: 0.86
Hydrogen | Five Year Forecast | GW | Capacity | Networked Electrolysis |  |  | Networked Electrolysis | 2022: 0.01; 2023: 0.01; 2024: 0.02; 2025: 0.17; 2026: 0.17; 2027: 0.38; 2028: 0.44; 2029: 0.53
Hydrogen | Five Year Forecast | GW | Capacity | Non-networked Electrolysis |  |  | Non-networked Electrolysis | 2022: 0; 2023: 0; 2024: 0; 2025: 0; 2026: 0; 2027: 0.01; 2028: 0.01; 2029: 0.02
Hydrogen | Five Year Forecast | GW | Capacity | Biomass gasification |  |  | Biomass gasification | 2022: 0; 2023: 0; 2024: 0; 2025: 0; 2026: 0; 2027: 0; 2028: 0; 2029: 0
Hydrogen | Five Year Forecast | GW | Capacity | Nuclear Electrolysis |  |  | Nuclear Electrolysis | 2022: 0; 2023: 0; 2024: 0; 2025: 0; 2026: 0; 2027: 0; 2028: 0; 2029: 0
Hydrogen | Five Year Forecast | GW | Capacity | Imports |  |  | Imports | 2022: 0; 2023: 0; 2024: 0; 2025: 0; 2026: 0; 2027: 0; 2028: 0; 2029: 0
Hydrogen | Five Year Forecast | GW | Capacity | Exports |  |  | Exports | 2022: 0; 2023: 0; 2024: 0; 2025: 0; 2026: 0; 2027: 0; 2028: 0; 2029: 0
Hydrogen | Electric Engagement | TWh | Demand | Road Transport |  |  | Road transport and Rail | 0 | 0 | 0.02 | 0.02 | 0.04 | 0.06 | 0.08 | 0.1 | 0.13 | 0.15 | 0.18 | 0.21 | 0.25 | 0.29 | 0.32 | 0.37 | 0.41 | 0.46 | 0.53 | 0.62 | 0.7 | 0.75 | 0.82 | 0.9 | 1 | 1.12 | 1.27 | 1.45 | 1.58 | 1.72 | 1.88
Hydrogen | Hydrogen Evolution | TWh | Demand | Road Transport |  |  | Road transport and Rail | 0 | 0 | 0.02 | 0.02 | 0.05 | 0.08 | 0.12 | 0.18 | 0.26 | 0.37 | 0.53 | 0.76 | 1.08 | 1.53 | 2.17 | 3.13 | 4.46 | 6.31 | 8.93 | 12.43 | 16.91 | 21.1 | 25.37 | 29.58 | 33.91 | 37.74 | 41.54 | 45.11 | 48.62 | 49.44 | 50.71
Hydrogen | Holistic Transition | TWh | Demand | Road Transport |  |  | Road transport and Rail | 0 | 0 | 0.02 | 0.02 | 0.04 | 0.06 | 0.09 | 0.12 | 0.15 | 0.19 | 0.23 | 0.28 | 0.34 | 0.4 | 0.46 | 0.55 | 0.63 | 0.74 | 0.89 | 1.12 | 1.3 | 1.46 | 1.64 | 1.85 | 2.1 | 2.41 | 2.78 | 3.23 | 3.75 | 4.2 | 4.7
Hydrogen | Counterfactual | TWh | Demand | Road Transport |  |  | Road transport and Rail | 0 | 0 | 0.01 | 0.01 | 0.02 | 0.02 | 0.03 | 0.03 | 0.04 | 0.05 | 0.06 | 0.07 | 0.08 | 0.09 | 0.11 | 0.12 | 0.14 | 0.16 | 0.19 | 0.21 | 0.24 | 0.27 | 0.31 | 0.35 | 0.39 | 0.44 | 0.49 | 0.55 | 0.62 | 0.69 | 0.77
Hydrogen | Five Year Forecast | TWh | Demand | Road Transport |  |  | Road transport and Rail | 2020: 0; 2021: 0; 2022: 0.02; 2023: 0.02; 2024: 0.04; 2025: 0.07; 2026: 0.1; 2027: 0.13; 2028: 0.18; 2029: 0.24
Hydrogen | Electric Engagement | TWh | Demand | Residential |  |  | Residential | 0 | 0 | 0 | 0 | 0 | 0 | 0 | 0 | 0 | 0 | 0 | 0 | 0 | 0 | 0 | 0 | 0 | 0 | 0 | 0 | 0 | 0 | 0 | 0 | 0 | 0 | 0 | 0 | 0 | 0 | 0
Hydrogen | Hydrogen Evolution | TWh | Demand | Residential |  |  | Residential | 0 | 0 | 0 | 0 | 0 | 0 | 0 | 0 | 0 | 0 | 0 | 2.34 | 4.78 | 7.08 | 9.43 | 11.88 | 19.82 | 26.83 | 31.89 | 36.72 | 41.53 | 45.34 | 49.12 | 52.7 | 57.37 | 62.14 | 64.69 | 67.27 | 70.22 | 73.25 | 76.61
Hydrogen | Holistic Transition | TWh | Demand | Residential |  |  | Residential | 0 | 0 | 0 | 0 | 0 | 0 | 0 | 0 | 0 | 0 | 0 | 0.02 | 0.05 | 0.07 | 0.1 | 0.14 | 0.8 | 1.54 | 2.32 | 3.09 | 3.87 | 4.58 | 5.59 | 6.76 | 7.93 | 9.13 | 10.29 | 11.44 | 12.57 | 13.68 | 14.75
Hydrogen | Counterfactual | TWh | Demand | Residential |  |  | Residential | 0 | 0 | 0 | 0 | 0 | 0 | 0 | 0 | 0 | 0 | 0 | 0 | 0 | 0 | 0 | 0 | 0 | 0 | 0 | 0 | 0 | 0 | 0 | 0 | 0 | 0 | 0 | 0 | 0 | 0 | 0
Hydrogen | Five Year Forecast | TWh | Demand | Residential |  |  | Residential | 2020: 0; 2021: 0; 2022: 0; 2023: 0; 2024: 0; 2025: 0; 2026: 0; 2027: 0; 2028: 0; 2029: 0
Hydrogen | Electric Engagement | TWh | Demand | Commercial |  |  | Industrial and Commercial | 0 | 0 | 0 | 0 | 0 | 0 | 0.02 | 0.03 | 0.07 | 0.14 | 0.2 | 0.27 | 0.4 | 0.54 | 0.67 | 0.81 | 0.94 | 1.08 | 1.21 | 1.35 | 1.48 | 1.62 | 1.75 | 1.82 | 1.89 | 1.96 | 2.03 | 2.03 | 2.03 | 2.03 | 2.03
Hydrogen | Hydrogen Evolution | TWh | Demand | Commercial |  |  | Industrial and Commercial | 0 | 0 | 0 | 0 | 0 | 0 | 0 | 0 | 0 | 0.27 | 0.57 | 0.89 | 1.66 | 2.43 | 3.21 | 3.98 | 4.99 | 6.03 | 7.11 | 8.21 | 9.35 | 10.5 | 11.66 | 12.85 | 13.79 | 14.75 | 15.7 | 16.27 | 16.81 | 17.38 | 17.9
Hydrogen | Holistic Transition | TWh | Demand | Commercial |  |  | Industrial and Commercial | 0 | 0 | 0 | 0 | 0 | 0 | 0 | 0.07 | 0.14 | 0.27 | 0.54 | 0.84 | 1.14 | 1.44 | 1.76 | 2.07 | 2.43 | 2.8 | 3.16 | 3.52 | 3.88 | 4.23 | 4.59 | 4.85 | 5.16 | 5.34 | 5.5 | 5.66 | 5.81 | 5.96 | 6.11
Hydrogen | Counterfactual | TWh | Demand | Commercial |  |  | Industrial and Commercial | 0 | 0 | 0 | 0 | 0 | 0 | 0 | 0 | 0 | 0 | 0 | 0 | 0 | 0 | 0 | 0 | 0 | 0 | 0 | 0 | 0 | 0 | 0 | 0 | 0 | 0 | 0 | 0 | 0 | 0 | 0
Hydrogen | Five Year Forecast | TWh | Demand | Commercial |  |  | Industrial and Commercial | 2020: 0; 2021: 0; 2022: 0; 2023: 0; 2024: 0; 2025: 0; 2026: 0; 2027: 0; 2028: 0; 2029: 0
Hydrogen | Electric Engagement | TWh | Demand | Industrial |  |  | Industrial and Commercial | 0 | 0 | 0 | 0 | 0 | 0 | 0 | 0.03 | 0.7 | 2.45 | 4.06 | 5.62 | 6.45 | 7.23 | 7.87 | 8.5 | 9.13 | 9.79 | 10.38 | 10.85 | 11.32 | 11.79 | 12.27 | 12.74 | 13.22 | 13.7 | 14.18 | 14.66 | 15.13 | 15.54 | 15.93
Hydrogen | Hydrogen Evolution | TWh | Demand | Industrial |  |  | Industrial and Commercial | 0 | 0 | 0 | 0 | 0 | 0 | 0 | 1.38 | 6.4 | 13.12 | 19.56 | 24.96 | 29.62 | 33.58 | 37 | 40.09 | 42.62 | 44.92 | 47.24 | 49.61 | 52.02 | 54.47 | 56.97 | 59.53 | 62.13 | 64.83 | 67.59 | 70.4 | 73.11 | 75.75 | 77.58
Hydrogen | Holistic Transition | TWh | Demand | Industrial |  |  | Industrial and Commercial | 0 | 0 | 0 | 0 | 0 | 0 | 0 | 1.03 | 4.7 | 9.51 | 14.22 | 17.59 | 20.06 | 22.19 | 24.14 | 26.07 | 28.02 | 30.04 | 31.67 | 33.16 | 34.65 | 36.15 | 37.65 | 39.16 | 40.67 | 42.19 | 43.73 | 45.24 | 46.62 | 47.91 | 48.51
Hydrogen | Counterfactual | TWh | Demand | Industrial |  |  | Industrial and Commercial | 0 | 0 | 0 | 0 | 0 | 0 | 0 | 0 | 0.34 | 0.67 | 1.11 | 1.55 | 2.07 | 2.7 | 3.41 | 4.12 | 4.93 | 5.74 | 6.54 | 7.44 | 8.35 | 9.26 | 10.35 | 11.44 | 12.37 | 13.29 | 14.06 | 14.84 | 15.53 | 16.23 | 16.85
Hydrogen | Five Year Forecast | TWh | Demand | Industrial |  |  | Industrial and Commercial | 2020: 0; 2021: 0; 2022: 0; 2023: 0; 2024: 0; 2025: 0; 2026: 0; 2027: 0.69; 2028: 3.01; 2029: 6.78
Hydrogen | Electric Engagement | TWh | Demand | Power Generation |  |  | Power Generation | 0 | 0 | 0 | 0 | 0 | 0 | 0 | 0 | 0 | 0.01 | 0.02 | 0.06 | 0.11 | 0.28 | 1.56 | 5.5 | 5.71 | 22.43 | 22.83 | 23.95 | 23.99 | 24.74 | 33.23 | 34.96 | 34.53 | 31.56 | 31.59 | 33.53 | 33.79 | 32.17 | 30.7
Hydrogen | Hydrogen Evolution | TWh | Demand | Power Generation |  |  | Power Generation | 0 | 0 | 0 | 0 | 0 | 0 | 0 | 0 | 0 | 0.12 | 3.7 | 5.79 | 19.32 | 21.23 | 24.19 | 46.36 | 73.76 | 76.12 | 80.13 | 77.05 | 73.79 | 74.81 | 72.9 | 76.97 | 80.73 | 77.66 | 81.18 | 81.13 | 83.43 | 85.4 | 81.78
Hydrogen | Holistic Transition | TWh | Demand | Power Generation |  |  | Power Generation | 0 | 0 | 0 | 0 | 0 | 0 | 0 | 0 | 0 | 0.27 | 0.89 | 1.38 | 1.99 | 2.14 | 4.88 | 5.59 | 4.65 | 5.62 | 6.17 | 5.07 | 4.63 | 5.73 | 5.27 | 8.72 | 9.33 | 9.95 | 20.58 | 23.03 | 24.25 | 22.45 | 20.55
Hydrogen | Counterfactual | TWh | Demand | Power Generation |  |  | Power Generation | 0 | 0 | 0 | 0 | 0 | 0 | 0 | 0 | 0 | 0 | 0 | 0 | 0 | 0 | 0 | 0 | 0 | 0.66 | 0.76 | 0.85 | 0.95 | 1.04 | 1.14 | 1.23 | 2.66 | 2.85 | 3.03 | 3.22 | 3.41 | 5.76 | 6.36
Hydrogen | Five Year Forecast | TWh | Demand | Power Generation |  |  | Power Generation | 2020: 0; 2021: 0; 2022: 0; 2023: 0; 2024: 0; 2025: 0; 2026: 0; 2027: 0; 2028: 0; 2029: 0.08
Hydrogen | Electric Engagement | TWh | Demand | Rail |  |  | Road transport and Rail | 0 | 0 | 0 | 0 | 0 | 0.65 | 0.65 | 0.65 | 0.65 | 0.65 | 0.9 | 0.9 | 0.9 | 0.9 | 0.9 | 1.02 | 1.02 | 1.02 | 1.02 | 1.02 | 1.12 | 1.12 | 1.12 | 1.12 | 1.12 | 1.15 | 1.15 | 1.15 | 1.15 | 1.15 | 1.19
Hydrogen | Hydrogen Evolution | TWh | Demand | Rail |  |  | Road transport and Rail | 0 | 0 | 0 | 0 | 0 | 0.65 | 0.65 | 0.65 | 0.65 | 0.65 | 0.9 | 0.9 | 0.9 | 0.9 | 0.9 | 1.02 | 1.02 | 1.02 | 1.02 | 1.02 | 1.12 | 1.12 | 1.12 | 1.12 | 1.12 | 1.15 | 1.15 | 1.15 | 1.15 | 1.15 | 1.19
Hydrogen | Holistic Transition | TWh | Demand | Rail |  |  | Road transport and Rail | 0 | 0 | 0 | 0 | 0 | 0.65 | 0.65 | 0.65 | 0.65 | 0.65 | 0.9 | 0.9 | 0.9 | 0.9 | 0.9 | 1.02 | 1.02 | 1.02 | 1.02 | 1.02 | 1.12 | 1.12 | 1.12 | 1.12 | 1.12 | 1.15 | 1.15 | 1.15 | 1.15 | 1.15 | 1.19
Hydrogen | Counterfactual | TWh | Demand | Rail |  |  | Road transport and Rail | 0 | 0 | 0 | 0 | 0 | 0 | 0 | 0 | 0 | 0 | 0 | 0 | 0 | 0 | 0 | 0 | 0 | 0 | 0 | 0 | 0 | 0 | 0 | 0 | 0 | 0 | 0 | 0 | 0 | 0 | 0
Hydrogen | Five Year Forecast | TWh | Demand | Rail |  |  | Road transport and Rail | 2020: 0; 2021: 0; 2022: 0; 2023: 0; 2024: 0; 2025: 0.65; 2026: 0.65; 2027: 0.65; 2028: 0.65; 2029: 0.65
Hydrogen | Electric Engagement | TWh | Demand | Shipping |  |  | Shipping and Aviation | 0 | 0 | 0 | 0 | 0 | 0 | 0.01 | 0.04 | 0.07 | 0.11 | 0.15 | 1.98 | 5.6 | 11.02 | 16.44 | 21.86 | 26.08 | 29.11 | 30.94 | 32.78 | 34.61 | 37.83 | 42.44 | 48.43 | 54.43 | 60.43 | 64.72 | 67.32 | 68.22 | 69.12 | 70.02
Hydrogen | Hydrogen Evolution | TWh | Demand | Shipping |  |  | Shipping and Aviation | 0 | 0 | 0 | 0 | 0 | 0 | 0.01 | 0.04 | 0.07 | 0.11 | 0.15 | 1.98 | 5.6 | 11.02 | 16.44 | 21.86 | 26.08 | 29.11 | 30.94 | 32.78 | 34.61 | 37.83 | 42.44 | 48.43 | 54.43 | 60.43 | 64.72 | 67.32 | 68.22 | 69.12 | 70.02
Hydrogen | Holistic Transition | TWh | Demand | Shipping |  |  | Shipping and Aviation | 0 | 0 | 0 | 0 | 0 | 0 | 0.01 | 0.04 | 0.07 | 0.11 | 0.15 | 1.98 | 5.6 | 11.02 | 16.44 | 21.86 | 26.08 | 29.11 | 30.94 | 32.78 | 34.61 | 37.83 | 42.44 | 48.43 | 54.43 | 60.43 | 64.72 | 67.32 | 68.22 | 69.12 | 70.02
Hydrogen | Counterfactual | TWh | Demand | Shipping |  |  | Shipping and Aviation | 0 | 0 | 0 | 0 | 0 | 0 | 0 | 0 | 0 | 0 | 0 | 0 | 0 | 0 | 0 | 0 | 0 | 0 | 0 | 0 | 0 | 0 | 0 | 0 | 0 | 0 | 0 | 0 | 0 | 0 | 0
Hydrogen | Five Year Forecast | TWh | Demand | Shipping |  |  | Shipping and Aviation | 2020: 0; 2021: 0; 2022: 0; 2023: 0; 2024: 0; 2025: 0; 2026: 0.01; 2027: 0.04; 2028: 0.07; 2029: 0.11
Hydrogen | Electric Engagement | TWh | Demand | Blending |  |  | Blending | 0 | 0 | 0 | 0 | 0 | 0 | 0.73 | 0.64 | 0.29 | 0.24 | 0.2 | 0.2 | 0.2 | 0 | 0 | 0 | 0 | 0 | 0 | 0 | 0 | 0 | 0 | 0 | 0 | 0 | 0 | 0 | 0 | 0 | 0
Hydrogen | Hydrogen Evolution | TWh | Demand | Blending |  |  | Blending | 0 | 0 | 0 | 0 | 0 | 0 | 0.29 | 0.27 | 1.62 | 8.79 | 10.3 | 6.48 | 6.47 | 6.2 | 5.55 | 4.85 | 2.74 | 0.66 | 0.44 | 0.29 | 0 | 0 | 0 | 0 | 0 | 0 | 0 | 0 | 0 | 0 | 0
Hydrogen | Holistic Transition | TWh | Demand | Blending |  |  | Blending | 0 | 0 | 0 | 0 | 0 | 0 | 0.56 | 3.47 | 14.13 | 14.66 | 14.54 | 15.11 | 11.29 | 10.02 | 6 | 6.02 | 5.8 | 3.45 | 1.25 | 0 | 0 | 0 | 0 | 0 | 0 | 0 | 0 | 0 | 0 | 0 | 0
Hydrogen | Counterfactual | TWh | Demand | Blending |  |  | Blending | 0 | 0 | 0 | 0 | 0 | 0 | 0 | 0 | 0 | 0 | 0.14 | 0.15 | 0.06 | 0.03 | 0.01 | 0.04 | 0 | 0 | 0 | 0 | 0 | 0 | 0 | 0 | 0 | 0 | 0 | 0 | 0 | 0 | 0
Hydrogen | Five Year Forecast | TWh | Demand | Blending |  |  | Blending | 2020: 0; 2021: 0; 2022: 0; 2023: 0; 2024: 0; 2025: 0; 2026: 0.01; 2027: 0.07; 2028: 0.22; 2029: 0
Hydrogen | Electric Engagement | TWh | Demand | Aviation |  |  | Shipping and Aviation | 0 | 0 | 0 | 0 | 0 | 0 | 0 | 0 | 0 | 0 | 0 | 0 | 0 | 0 | 0 | 0 | 0 | 0 | 0 | 0 | 0.94 | 2.41 | 3.87 | 5.31 | 6.73 | 8.14 | 9.54 | 10.92 | 12.29 | 13.64 | 14.98
Hydrogen | Hydrogen Evolution | TWh | Demand | Aviation |  |  | Shipping and Aviation | 0 | 0 | 0 | 0 | 0 | 0 | 0 | 0 | 0 | 0 | 0 | 0 | 0 | 0 | 0 | 0 | 0 | 0 | 0 | 0 | 0.94 | 2.41 | 3.87 | 5.31 | 6.73 | 8.14 | 9.54 | 10.92 | 12.29 | 13.64 | 14.98
Hydrogen | Holistic Transition | TWh | Demand | Aviation |  |  | Shipping and Aviation | 0 | 0 | 0 | 0 | 0 | 0 | 0 | 0 | 0 | 0 | 0 | 0 | 0 | 0 | 0 | 0 | 0 | 0 | 0 | 0 | 0.94 | 2.41 | 3.87 | 5.31 | 6.73 | 8.14 | 9.54 | 10.92 | 12.29 | 13.64 | 14.98
Hydrogen | Counterfactual | TWh | Demand | Aviation |  |  | Shipping and Aviation | 0 | 0 | 0 | 0 | 0 | 0 | 0 | 0 | 0 | 0 | 0 | 0 | 0 | 0 | 0 | 0 | 0 | 0 | 0 | 0 | 0 | 0 | 0 | 0 | 0 | 0 | 0 | 0 | 0 | 0 | 0
Hydrogen | Five Year Forecast | TWh | Demand | Aviation |  |  | Shipping and Aviation | 2020: 0; 2021: 0; 2022: 0; 2023: 0; 2024: 0; 2025: 0; 2026: 0; 2027: 0; 2028: 0; 2029: 0
Hydrogen | Electric Engagement | TWh | Demand | Direct Air Carbon Capture and Storage |  |  | Direct Air Carbon Capture and Storage | 0 | 0 | 0 | 0 | 0 | 0 | 0 | 0 | 0 | 0 | 0 | 0 | 0 | 0 | 0 | 0 | 0 | 0 | 0 | 0 | 0 | 0 | 0 | 0 | 0 | 0 | 0 | 0 | 0 | 0 | 0
Hydrogen | Hydrogen Evolution | TWh | Demand | Direct Air Carbon Capture and Storage |  |  | Direct Air Carbon Capture and Storage | 0 | 0 | 0 | 0 | 0 | 0 | 0 | 0 | 0 | 0 | 0 | 0 | 0 | 0 | 0 | 0 | 0 | 0 | 0 | 0 | 0 | 0 | 0 | 0 | 0 | 0 | 0 | 0 | 0 | 0 | 0
Hydrogen | Holistic Transition | TWh | Demand | Direct Air Carbon Capture and Storage |  |  | Direct Air Carbon Capture and Storage | 0 | 0 | 0 | 0 | 0 | 0 | 0 | 0 | 0 | 0 | 0 | 0 | 0 | 0 | 0 | 0 | 0 | 0 | 0 | 0 | 0 | 0 | 0 | 0 | 0 | 0 | 0 | 0 | 0 | 0 | 0
Hydrogen | Counterfactual | TWh | Demand | Direct Air Carbon Capture and Storage |  |  | Direct Air Carbon Capture and Storage | 0 | 0 | 0 | 0 | 0 | 0 | 0 | 0 | 0 | 0 | 0 | 0 | 0 | 0 | 0 | 0 | 0 | 0 | 0 | 0 | 0 | 0 | 0 | 0 | 0 | 0 | 0 | 0 | 0 | 0 | 0
Hydrogen | Five Year Forecast | TWh | Demand | Direct Air Carbon Capture and Storage |  |  | Direct Air Carbon Capture and Storage | 2020: 0; 2021: 0; 2022: 0; 2023: 0; 2024: 0; 2025: 0; 2026: 0; 2027: 0; 2028: 0; 2029: 0
Hydrogen | Electric Engagement | TWh | Demand | Transmission Losses |  |  | Transmission Losses | 0 | 0 | 0 | 0 | 0 | 0 | 0.01 | 0.01 | 0.01 | 0.02 | 0.03 | 0.04 | 0.04 | 0.05 | 0.08 | 0.2 | 0.26 | 0.51 | 0.56 | 0.66 | 0.67 | 0.88 | 1.03 | 1.23 | 1.36 | 1.42 | 1.45 | 1.57 | 1.64 | 1.64 | 1.66
Hydrogen | Hydrogen Evolution | TWh | Demand | Transmission Losses |  |  | Transmission Losses | 0 | 0 | 0 | 0 | 0 | 0 | 0 | 0.01 | 0.04 | 0.09 | 0.11 | 0.12 | 0.43 | 0.6 | 0.69 | 0.95 | 0.71 | 0.92 | 1 | 0.96 | 0.97 | 1.03 | 1.09 | 1.13 | 1.06 | 1.15 | 1.45 | 1.7 | 1.69 | 1.92 | 1.98
Hydrogen | Holistic Transition | TWh | Demand | Transmission Losses |  |  | Transmission Losses | 0 | 0 | 0 | 0 | 0 | 0 | 0.01 | 0.02 | 0.08 | 0.08 | 0.08 | 0.11 | 0.13 | 0.13 | 0.17 | 0.19 | 0.19 | 0.27 | 0.3 | 0.38 | 0.42 | 0.53 | 0.56 | 0.69 | 0.96 | 0.97 | 1.32 | 1.41 | 1.44 | 1.47 | 1.48
Hydrogen | Counterfactual | TWh | Demand | Transmission Losses |  |  | Transmission Losses | 0 | 0 | 0 | 0 | 0 | 0 | 0 | 0 | 0 | 0 | 0.01 | 0.01 | 0.01 | 0.01 | 0.01 | 0.02 | 0.02 | 0.03 | 0.03 | 0.03 | 0.04 | 0.04 | 0.05 | 0.05 | 0.06 | 0.06 | 0.07 | 0.07 | 0.08 | 0.09 | 0.09
Hydrogen | Five Year Forecast | TWh | Demand | Transmission Losses |  |  | Transmission Losses | 2020: 0; 2021: 0; 2022: 0; 2023: 0; 2024: 0; 2025: 0; 2026: 0; 2027: 0.01; 2028: 0.02; 2029: 0.03
Hydrogen | Electric Engagement | TWh | Demand |  | Natural Gas |  | Natural Gas | 0 | 0 | 0 | 0 | 0.02 | 0.02 | 0.02 | 0.02 | 0.02 | 4.02 | 5.63 | 9.34 | 14.73 | 17.9 | 25.64 | 33.13 | 36.04 | 52.79 | 52.79 | 52.79 | 52.93 | 52.22 | 52.79 | 52.79 | 49.65 | 47.51 | 47.51 | 47.76 | 47.64 | 47.88 | 47.51
Hydrogen | Hydrogen Evolution | TWh | Demand |  | Natural Gas |  | Natural Gas | 0 | 0 | 0 | 0.01 | 0.01 | 0.02 | 0.02 | 0.05 | 4.05 | 21.53 | 53.47 | 55.34 | 72.66 | 72.45 | 72.5 | 104.47 | 138.66 | 152.7 | 162.64 | 164.69 | 163.66 | 166.54 | 168.84 | 192.05 | 201.13 | 199.48 | 210.17 | 215.6 | 226.35 | 229 | 217.9
Hydrogen | Holistic Transition | TWh | Demand |  | Natural Gas |  | Natural Gas | 0 | 0 | 0 | 0.01 | 0.01 | 0.02 | 0.02 | 3.96 | 20.37 | 28.49 | 33.87 | 34.52 | 34.47 | 46.54 | 46.54 | 49.85 | 51.17 | 53.62 | 53.63 | 49.26 | 50.25 | 50.02 | 52.96 | 58.29 | 55.29 | 61.62 | 70.71 | 78.67 | 80.39 | 77.89 | 74.89
Hydrogen | Counterfactual | TWh | Demand |  | Natural Gas |  | Natural Gas | 0 | 0 | 0 | 0 | 0 | 0 | 0.01 | 0.01 | 0.01 | 0.01 | 0.02 | 0.02 | 0.02 | 0.02 | 0.02 | 0.02 | 0.24 | 0.58 | 1.14 | 2.27 | 2.27 | 2.27 | 3.4 | 4.53 | 5.66 | 5.66 | 6.78 | 7.91 | 7.91 | 9.04 | 10.17
Hydrogen | Five Year Forecast | TWh | Demand |  | Natural Gas |  | Natural Gas | 2020: 0; 2021: 0; 2022: 0; 2023: 0; 2024: 0; 2025: 0; 2026: 0.01; 2027: 0.01; 2028: 3.15; 2029: 7.61
Hydrogen | Electric Engagement | TWh | Demand |  | Bioresources |  | Bioresources | 0 | 0 | 0 | 0 | 0 | 0 | 0 | 0 | 0 | 0 | 0 | 0 | 0 | 0 | 0 | 0 | 0 | 0 | 0 | 0 | 0 | 0 | 0 | 0 | 0 | 0 | 0 | 0 | 0 | 0 | 0
Hydrogen | Hydrogen Evolution | TWh | Demand |  | Bioresources |  | Bioresources | 0 | 0 | 0 | 0 | 0 | 0 | 0 | 0 | 0 | 0 | 1.38 | 1.4 | 1.42 | 1.41 | 11.92 | 19.23 | 20.51 | 21.79 | 23.08 | 24.36 | 30.77 | 35.9 | 39.88 | 42.31 | 42.31 | 42.31 | 42.18 | 42.27 | 42.31 | 42.31 | 42.31
Hydrogen | Holistic Transition | TWh | Demand |  | Bioresources |  | Bioresources | 0 | 0 | 0 | 0 | 0 | 0 | 0 | 0 | 0 | 0 | 1.16 | 1.19 | 1.18 | 1.15 | 1.19 | 1.55 | 6.35 | 6.78 | 7.2 | 6.89 | 6.91 | 7.01 | 8.82 | 9.2 | 9.23 | 9.97 | 9.94 | 9.97 | 9.97 | 9.97 | 9.97
Hydrogen | Counterfactual | TWh | Demand |  | Bioresources |  | Bioresources | 0 | 0 | 0 | 0 | 0 | 0 | 0 | 0 | 0 | 0 | 0 | 0 | 0 | 0 | 0 | 0 | 0 | 0 | 0 | 0 | 0 | 0 | 0 | 0 | 0 | 0 | 0 | 0 | 0 | 0 | 0
Hydrogen | Five Year Forecast | TWh | Demand |  | Bioresources |  | Bioresources | 2020: 0; 2021: 0; 2022: 0; 2023: 0; 2024: 0; 2025: 0; 2026: 0; 2027: 0; 2028: 0; 2029: 0
Hydrogen | Electric Engagement | TWh | Demand |  | Nuclear |  | Nuclear | 0 | 0 | 0 | 0 | 0 | 0 | 0 | 0 | 0 | 0 | 0 | 0 | 0 | 0 | 0 | 0 | 0 | 0 | 0 | 0 | 0 | 0 | 0 | 0 | 0 | 3.46 | 6.61 | 6.92 | 7.18 | 6.66 | 7.1
Hydrogen | Hydrogen Evolution | TWh | Demand |  | Nuclear |  | Nuclear | 0 | 0 | 0 | 0 | 0 | 0 | 0.02 | 0.02 | 0.02 | 0.02 | 0 | 0 | 0 | 0 | 0 | 0 | 0 | 0 | 0 | 0 | 3.35 | 5.26 | 8.72 | 8.02 | 14.42 | 15.21 | 14.07 | 14.52 | 20.53 | 20.85 | 21.44
Hydrogen | Holistic Transition | TWh | Demand |  | Nuclear |  | Nuclear | 0 | 0 | 0 | 0 | 0 | 0 | 0 | 0.02 | 0.02 | 0.02 | 0.02 | 0.05 | 0.05 | 0.05 | 0.05 | 0.05 | 0.16 | 0.16 | 0.16 | 0.16 | 0.16 | 0.16 | 0.16 | 0.16 | 0.16 | 0.16 | 0.16 | 0.16 | 0.16 | 0.16 | 0.15
Hydrogen | Counterfactual | TWh | Demand |  | Nuclear |  | Nuclear | 0 | 0 | 0 | 0 | 0 | 0 | 0 | 0 | 0 | 0.02 | 0.02 | 0.02 | 0.02 | 0.02 | 0.02 | 0.02 | 0.02 | 0.02 | 0.02 | 0.02 | 0.02 | 0.02 | 0.02 | 0.02 | 0.02 | 0.02 | 0.02 | 0.02 | 0.02 | 0.02 | 0.02
Hydrogen | Five Year Forecast | TWh | Demand |  | Nuclear |  | Nuclear | 2020: 0; 2021: 0; 2022: 0; 2023: 0; 2024: 0; 2025: 0; 2026: 0; 2027: 0.02; 2028: 0.02; 2029: 0.02
Hydrogen | Electric Engagement | TWh | Demand |  | Networked Electricity |  | Networked Electricity | 0 | 0 | 0.02 | 0.03 | 0.09 | 0.95 | 2.15 | 2.19 | 2.92 | 2.93 | 5.96 | 7.16 | 9.51 | 14.74 | 17.7 | 18.8 | 23.25 | 28.31 | 31.25 | 35.27 | 40.75 | 53.58 | 65.82 | 80.65 | 93.19 | 97.96 | 101.9 | 106.5 | 110.28 | 112.71 | 109.41
Hydrogen | Hydrogen Evolution | TWh | Demand |  | Networked Electricity |  | Networked Electricity | 0 | 0 | 0.02 | 0.02 | 0.06 | 1.07 | 1.57 | 3.69 | 8.98 | 11.23 | 16.86 | 19.94 | 25.55 | 33.7 | 41.52 | 53.3 | 61.36 | 70.59 | 73.61 | 83.82 | 87.59 | 97.35 | 107.56 | 121.58 | 124.28 | 136.79 | 154.52 | 165.73 | 164.73 | 176.51 | 178.24
Hydrogen | Holistic Transition | TWh | Demand |  | Networked Electricity |  | Networked Electricity | 0 | 0 | 0.02 | 0.03 | 0.06 | 1.05 | 1.94 | 3.64 | 7.35 | 7.32 | 14.37 | 17.33 | 20 | 20.51 | 25.72 | 29.17 | 31.14 | 34.58 | 37.16 | 44.91 | 48.99 | 61.03 | 65.7 | 79.29 | 93.4 | 99.74 | 111.55 | 117.51 | 121.95 | 129.5 | 127.52
Hydrogen | Counterfactual | TWh | Demand |  | Networked Electricity |  | Networked Electricity | 0 | 0 | 0.02 | 0.02 | 0.03 | 0.03 | 0.04 | 0.04 | 0.56 | 1.04 | 1.79 | 2.43 | 3.06 | 3.92 | 4.91 | 5.97 | 6.83 | 8.58 | 9.3 | 9.56 | 10.63 | 12.03 | 12.55 | 13.09 | 15.2 | 16.77 | 17.04 | 17.31 | 18.59 | 21.69 | 21.51
Hydrogen | Five Year Forecast | TWh | Demand |  | Networked Electricity |  | Networked Electricity | 2020: 0; 2021: 0; 2022: 0.03; 2023: 0.03; 2024: 0.06; 2025: 1.06; 2026: 1.12; 2027: 2.28; 2028: 2.64; 2029: 3.29
Hydrogen | Electric Engagement | TWh | Demand |  | Non Networked Electricity |  | Non Networked Electricity | 0 | 0 | 0 | 0 | 0 | 0.05 | 0.08 | 0.03 | 0.02 | 0.01 | 0.01 | 0.01 | 0.01 | 0.01 | 0.01 | 0.01 | 0.01 | 0.01 | 0.01 | 0.01 | 0.01 | 0.01 | 0.01 | 0.01 | 0.01 | 0.01 | 0.01 | 0.01 | 0.01 | 0.01 | 0.86
Hydrogen | Hydrogen Evolution | TWh | Demand |  | Non Networked Electricity |  | Non Networked Electricity | 0 | 0 | 0 | 0 | 0 | 0.01 | 0 | 0.01 | 0.06 | 0.14 | 0.32 | 0.61 | 0.73 | 1.33 | 1.71 | 2.08 | 2.66 | 2.99 | 3.22 | 3.48 | 3.98 | 4.24 | 4.65 | 5.38 | 5.42 | 6.12 | 6.72 | 7.1 | 6.99 | 7.57 | 7.85
Hydrogen | Holistic Transition | TWh | Demand |  | Non Networked Electricity |  | Non Networked Electricity | 0 | 0 | 0 | 0 | 0 | 0 | 0.02 | 0.04 | 0.14 | 0.17 | 0.37 | 0.44 | 0.56 | 0.65 | 0.87 | 1.06 | 1.17 | 1.43 | 1.62 | 2.27 | 2.58 | 3.04 | 3.22 | 3.85 | 4.51 | 4.94 | 5.32 | 5.63 | 5.92 | 6.17 | 6.14
Hydrogen | Counterfactual | TWh | Demand |  | Non Networked Electricity |  | Non Networked Electricity | 0 | 0 | 0 | 0 | 0 | 0 | 0 | 0 | 0 | 0.01 | 0.01 | 0.01 | 0.01 | 0.01 | 0.01 | 0.01 | 0.01 | 0.02 | 0.02 | 0.02 | 0.02 | 0.02 | 0.03 | 0.03 | 0.03 | 0.03 | 0.02 | 0.02 | 0.02 | 0.02 | 0.01
Hydrogen | Five Year Forecast | TWh | Demand |  | Non Networked Electricity |  | Non Networked Electricity | 2020: 0; 2021: 0; 2022: 0; 2023: 0; 2024: 0; 2025: 0.01; 2026: 0.02; 2027: 0.05; 2028: 0.08; 2029: 0.1
Hydrogen | Electric Engagement | TWh | Storage |  |  |  |  | 0 | 0 | 0 | 0 | 0 | 0 | 0 | 0 | 0 | 0 | 0.1 | 0.15 | 0.39 | 0.82 | 2.56 | 4.94 | 7.78 | 8.05 | 8.14 | 8.14 | 8.14 | 11.28 | 11.55 | 12.32 | 12.6 | 12.6 | 12.6 | 12.98 | 13.29 | 13.69 | 14.01
Hydrogen | Hydrogen Evolution | TWh | Storage |  |  |  |  | 0 | 0 | 0 | 0 | 0 | 0 | 0 | 0 | 0 | 0 | 2.51 | 6.4 | 10.53 | 11.54 | 11.59 | 18.04 | 18.34 | 23.59 | 23.94 | 24.83 | 25.07 | 26.1 | 29.11 | 39.06 | 39.06 | 39.06 | 39.06 | 40 | 43.71 | 49.04 | 49.04
Hydrogen | Holistic Transition | TWh | Storage |  |  |  |  | 0 | 0 | 0 | 0 | 0 | 0 | 0 | 0 | 0 | 0 | 1.09 | 1.14 | 1.29 | 1.83 | 2.78 | 3.12 | 3.22 | 3.86 | 3.98 | 4.79 | 5.2 | 7.37 | 8.32 | 11.42 | 12.65 | 14.85 | 14.98 | 16.89 | 17.17 | 18.54 | 18.88
Hydrogen | Counterfactual | TWh | Storage |  |  |  |  | 0 | 0 | 0 | 0 | 0 | 0 | 0 | 0 | 0 | 0 | 0 | 0 | 0 | 0 | 0 | 2.03 | 2.03 | 2.03 | 2.03 | 2.03 | 2.03 | 2.03 | 2.03 | 2.03 | 2.03 | 2.03 | 2.03 | 2.03 | 2.03 | 2.03 | 2.03
Hydrogen | Five Year Forecast | TWh | Storage |  |  |  |  | 2020: 0; 2021: 0; 2022: 0; 2023: 0; 2024: 0; 2025: 0; 2026: 0; 2027: 0; 2028: 0; 2029: 0
Natural Gas | Counterfactual | bcm/yr | Supply | UKCS |  |  | UKCS | 33.5863 | 29.337 | 34.98 | 33.8133 | 32.83 | 30.25 | 27.11 | 24.31 | 21.87 | 19.71 | 17.81 | 15.92 | 14.34 | 12.88 | 11.71 | 10.62 | 9.66 | 8.8 | 8.03 | 7.36 | 6.79 | 6.32 | 5.89 | 5.47 | 5.05 | 4.84 | 4.52 | 4.42 | 4.21 | 4 | 3.79
Natural Gas | Counterfactual | bcm/yr | Supply | Shale |  |  | Shale | 0 | 0 | 0 | 0 | 0 | 0 | 0 | 0 | 0 | 0 | 0 | 0 | 0 | 0 | 0 | 0 | 0 | 0 | 0 | 0 | 0 | 0 | 0 | 0 | 0 | 0 | 0 | 0 | 0 | 0 | 0
Natural Gas | Counterfactual | bcm/yr | Supply | Green Gas |  |  | Green Gas | 0.30168 | 0.30496 | 0.618 | 0.618 | 0.63 | 0.64 | 0.66 | 0.68 | 0.69 | 0.71 | 0.73 | 0.75 | 0.76 | 0.78 | 0.8 | 0.82 | 0.84 | 0.87 | 0.89 | 0.91 | 0.93 | 0.96 | 0.98 | 1.01 | 1.03 | 1.06 | 1.08 | 1.11 | 1.14 | 1.17 | 1.2
Natural Gas | Counterfactual | bcm/yr | Supply | Norway |  |  | Imports | 26.411 | 31.749 | 29.4 | 25.762 | 28.57 | 30.22 | 28.99 | 28.85 | 28.49 | 28.88 | 29.35 | 28.18 | 24.84 | 23.15 | 22.18 | 20.28 | 18.44 | 16.75 | 15.61 | 14.66 | 13.51 | 12.96 | 11.85 | 12.05 | 12.18 | 11.79 | 12.5 | 11.52 | 10.59 | 9.46 | 9.11
Natural Gas | Counterfactual | bcm/yr | Supply | Continent |  |  | Imports | 1.3293 | 4.1218 | 0.15845 | 0.035495 | 0 | 0 | 0 | 0 | 0 | 0 | 0 | 0 | 0 | 0 | 0 | 0 | 0 | 0 | 0 | 0 | 0 | 0 | 0 | 0 | 0 | 0 | 0 | 0 | 0 | 0 | 0
Natural Gas | Counterfactual | bcm/yr | Supply | LNG |  |  | Imports | 17.6939 | 14.2823 | 25.2575 | 19.0772 | 3.65 | 3.65 | 3.65 | 3.65 | 3.65 | 3.65 | 3.65 | 3.65 | 3.65 | 3.65 | 3.65 | 3.65 | 3.65 | 3.65 | 3.65 | 3.65 | 3.65 | 3.65 | 3.65 | 3.65 | 3.65 | 3.65 | 3.65 | 3.65 | 3.65 | 3.65 | 3.65
Natural Gas | Counterfactual | bcm/yr | Supply | Generic Imports |  |  | Imports | 0 | 0 | 0 | 0 | 4.87 | 7.72 | 11.34 | 14.29 | 18.32 | 18.6 | 20.3 | 19.52 | 21.13 | 23.73 | 23.77 | 25.17 | 26.37 | 30.87 | 33.63 | 34.08 | 37.8 | 37.47 | 39.2 | 40.09 | 39.09 | 38.6 | 39.09 | 39.21 | 39.29 | 39.96 | 40.06
Natural Gas | Hydrogen Evolution | bcm/yr | Supply | UKCS |  |  | UKCS | 33.5863 | 29.337 | 34.98 | 33.8133 | 32.83 | 30.25 | 27.11 | 24.52 | 22.02 | 19.73 | 17.74 | 15.82 | 14.14 | 12.73 | 11.43 | 10.23 | 9.17 | 8.22 | 7.38 | 6.64 | 6.01 | 5.38 | 4.85 | 4.43 | 3.9 | 3.58 | 3.16 | 2.95 | 2.64 | 2.32 | 2
Natural Gas | Hydrogen Evolution | bcm/yr | Supply | Shale |  |  | Shale | 0 | 0 | 0 | 0 | 0 | 0 | 0 | 0 | 0 | 0 | 0 | 0 | 0 | 0 | 0 | 0 | 0 | 0 | 0 | 0 | 0 | 0 | 0 | 0 | 0 | 0 | 0 | 0 | 0 | 0 | 0
Natural Gas | Hydrogen Evolution | bcm/yr | Supply | Green Gas |  |  | Green Gas | 0.30168 | 0.30496 | 0.618 | 0.618 | 0.77 | 0.92 | 1.07 | 1.23 | 1.38 | 1.54 | 1.69 | 1.65 | 1.56 | 1.54 | 1.49 | 1.28 | 1.01 | 0.89 | 0.81 | 0.8 | 0.78 | 0.72 | 0.69 | 0.55 | 0.5 | 0.48 | 0.4 | 0.37 | 0.32 | 0.23 | 0.17
Natural Gas | Hydrogen Evolution | bcm/yr | Supply | Norway |  |  | Imports | 26.411 | 31.749 | 29.4 | 25.762 | 25.47 | 26.3 | 25.22 | 25.1 | 24.75 | 24.92 | 24.98 | 23.51 | 20.25 | 18.33 | 16.85 | 14.76 | 12.66 | 11.06 | 9.9 | 8.89 | 7.74 | 6.65 | 6.06 | 5.31 | 5.03 | 4.76 | 4.28 | 3.9 | 3.48 | 3.1 | 2.89
Natural Gas | Hydrogen Evolution | bcm/yr | Supply | Continent |  |  | Imports | 1.3293 | 4.1218 | 0.15845 | 0.035495 | 0 | 0 | 0 | 0 | 0 | 0 | 0 | 0 | 0 | 0 | 0 | 0 | 0 | 0 | 0 | 0 | 0 | 0 | 0 | 0 | 0 | 0 | 0 | 0 | 0 | 0 | 0
Natural Gas | Hydrogen Evolution | bcm/yr | Supply | LNG |  |  | Imports | 17.6939 | 14.2823 | 25.2575 | 19.0772 | 3.65 | 3.65 | 3.65 | 3.65 | 3.65 | 3.65 | 3.65 | 3.65 | 3.65 | 3.65 | 3.65 | 3.65 | 3.65 | 3.65 | 3.65 | 3.65 | 3.65 | 3.65 | 3.65 | 3.65 | 3.65 | 3.65 | 3.65 | 3.65 | 3.65 | 3.65 | 3.65
Natural Gas | Hydrogen Evolution | bcm/yr | Supply | Generic Imports |  |  | Imports | 0 | 0 | 0 | 0 | 2.85 | 7.21 | 9.06 | 11.66 | 14.81 | 15.98 | 17.73 | 15.78 | 18.77 | 20 | 17.8 | 19.61 | 22.4 | 25.03 | 26.03 | 24.61 | 23.61 | 23.61 | 23.41 | 24.34 | 23.11 | 22.62 | 22.69 | 21.95 | 21.34 | 20.81 | 18.83
Natural Gas | Electric Engagement | bcm/yr | Supply | UKCS |  |  | UKCS | 33.5863 | 29.337 | 34.98 | 33.8133 | 32.83 | 30.25 | 27.11 | 24.52 | 22.02 | 19.73 | 17.74 | 15.82 | 14.14 | 12.73 | 11.43 | 10.23 | 9.17 | 8.22 | 7.38 | 6.64 | 6.01 | 5.38 | 4.85 | 4.43 | 3.9 | 3.58 | 3.16 | 2.95 | 2.64 | 2.32 | 2
Natural Gas | Electric Engagement | bcm/yr | Supply | Shale |  |  | Shale | 0 | 0 | 0 | 0 | 0 | 0 | 0 | 0 | 0 | 0 | 0 | 0 | 0 | 0 | 0 | 0 | 0 | 0 | 0 | 0 | 0 | 0 | 0 | 0 | 0 | 0 | 0 | 0 | 0 | 0 | 0
Natural Gas | Electric Engagement | bcm/yr | Supply | Green Gas |  |  | Green Gas | 0.30168 | 0.30496 | 0.618 | 0.618 | 0.63 | 0.64 | 0.66 | 0.68 | 0.69 | 0.71 | 0.73 | 0.68 | 0.62 | 0.57 | 0.52 | 0.47 | 0.42 | 0.36 | 0.31 | 0.26 | 0.21 | 0.16 | 0.1 | 0.05 | 0 | 0 | 0 | 0 | 0 | 0 | 0
Natural Gas | Electric Engagement | bcm/yr | Supply | Norway |  |  | Imports | 26.411 | 31.749 | 29.4 | 25.762 | 26.2 | 26.3 | 25.22 | 25.1 | 24.75 | 24.92 | 24.98 | 23.51 | 20.25 | 18.33 | 16.85 | 14.76 | 12.66 | 11.06 | 9.9 | 8.89 | 7.74 | 6.65 | 6.06 | 5.31 | 5.03 | 4.76 | 4.28 | 3.9 | 3.48 | 3.1 | 2.89
Natural Gas | Electric Engagement | bcm/yr | Supply | Continent |  |  | Imports | 1.3293 | 4.1218 | 0.15845 | 0.035495 | 0 | 0 | 0 | 0 | 0 | 0 | 0 | 0 | 0 | 0 | 0 | 0 | 0 | 0 | 0 | 0 | 0 | 0 | 0 | 0 | 0 | 0 | 0 | 0 | 0 | 0 | 0
Natural Gas | Electric Engagement | bcm/yr | Supply | LNG |  |  | Imports | 17.6939 | 14.2823 | 25.2575 | 19.0772 | 3.65 | 3.65 | 3.65 | 3.65 | 3.65 | 3.65 | 3.65 | 3.65 | 3.65 | 3.65 | 3.65 | 3.65 | 3.65 | 3.65 | 3.65 | 3.65 | 3.65 | 3.65 | 3.65 | 3.65 | 3.65 | 3.65 | 3.65 | 3.65 | 3.65 | 3.65 | 3.65
Natural Gas | Electric Engagement | bcm/yr | Supply | Generic Imports |  |  | Imports | 0 | 0 | 0 | 0 | 1.45 | 4.57 | 7.2 | 9.52 | 12.93 | 13.24 | 11.9 | 10.7 | 12.8 | 15.29 | 13.99 | 14.31 | 13.09 | 13.33 | 13.43 | 13.34 | 12.97 | 11.62 | 10.19 | 9 | 7.67 | 6.64 | 5.58 | 5.06 | 4.64 | 3.76 | 3.01
Natural Gas | Holistic Transition | bcm/yr | Supply | UKCS |  |  | UKCS | 33.5863 | 29.337 | 34.98 | 33.8133 | 32.83 | 30.25 | 27.11 | 24.52 | 22.02 | 19.73 | 17.74 | 15.82 | 14.14 | 12.73 | 11.43 | 10.23 | 9.17 | 8.22 | 7.38 | 6.64 | 6.01 | 5.38 | 4.85 | 4.43 | 3.9 | 3.58 | 3.16 | 2.95 | 2.64 | 2.32 | 2
Natural Gas | Holistic Transition | bcm/yr | Supply | Shale |  |  | Shale | 0 | 0 | 0 | 0 | 0 | 0 | 0 | 0 | 0 | 0 | 0 | 0 | 0 | 0 | 0 | 0 | 0 | 0 | 0 | 0 | 0 | 0 | 0 | 0 | 0 | 0 | 0 | 0 | 0 | 0 | 0
Natural Gas | Holistic Transition | bcm/yr | Supply | Green Gas |  |  | Green Gas | 0.30168 | 0.30496 | 0.618 | 0.618 | 0.77 | 0.92 | 1.07 | 1.23 | 1.38 | 1.54 | 1.57 | 1.61 | 1.54 | 1.33 | 1.29 | 1.17 | 1.07 | 0.96 | 0.91 | 0.96 | 0.89 | 0.81 | 0.81 | 0.74 | 0.78 | 0.67 | 0.55 | 0.38 | 0.36 | 0.41 | 0.21
Natural Gas | Holistic Transition | bcm/yr | Supply | Norway |  |  | Imports | 26.411 | 31.749 | 29.4 | 25.762 | 24.7 | 23.54 | 22.23 | 22.11 | 21.81 | 21.96 | 21.06 | 19.81 | 17.07 | 15.45 | 13.55 | 11.88 | 9.7 | 8.48 | 7.21 | 6.13 | 4.75 | 4.08 | 3.71 | 3.05 | 2.7 | 2.55 | 2.13 | 1.79 | 1.6 | 1.42 | 1.33
Natural Gas | Holistic Transition | bcm/yr | Supply | Continent |  |  | Imports | 1.3293 | 4.1218 | 0.15845 | 0.035495 | 0 | 0 | 0 | 0 | 0 | 0 | 0 | 0 | 0 | 0 | 0 | 0 | 0 | 0 | 0 | 0 | 0 | 0 | 0 | 0 | 0 | 0 | 0 | 0 | 0 | 0 | 0
Natural Gas | Holistic Transition | bcm/yr | Supply | LNG |  |  | Imports | 17.6939 | 14.2823 | 25.2575 | 19.0772 | 3.65 | 3.65 | 3.65 | 3.65 | 3.65 | 3.65 | 3.65 | 3.65 | 3.65 | 3.65 | 3.65 | 3.65 | 3.65 | 3.65 | 3.65 | 3.65 | 3.65 | 3.65 | 3.65 | 3.65 | 3.65 | 3.65 | 3.65 | 3.65 | 3.65 | 3.65 | 3.65
Natural Gas | Holistic Transition | bcm/yr | Supply | Generic Imports |  |  | Imports | 0 | 0 | 0 | 0 | 2.94 | 6.78 | 9.31 | 11.74 | 15.33 | 15.41 | 14.34 | 13.13 | 13.96 | 15.32 | 13.36 | 12.43 | 12.45 | 11.79 | 11.53 | 10.09 | 10.4 | 10.3 | 8.68 | 8.18 | 6.85 | 6.55 | 6.97 | 7.87 | 7.28 | 6.21 | 5.31
Oil | Electric Engagement | TWh | Demand | Industrial |  |  |  |  | 6.9302 | 6.9302 | 6.9142 | 6.8793 | 6.8726 | 6.811 | 6.582 | 6.2683 | 5.9648 | 5.703 | 5.4891 | 5.2577 | 5.0066 | 4.7275 | 4.4312 | 4.1307 | 3.8746 | 3.6569 | 3.4687 | 3.3081 | 3.1704 | 3.0497 | 2.9409 | 2.8404 | 2.7454 | 2.654 | 2.5698 | 2.4957 | 2.4573 | 0
Oil | Hydrogen Evolution | TWh | Demand | Industrial |  |  |  |  | 6.9302 | 6.9302 | 6.9141 | 6.879 | 6.8719 | 6.7954 | 6.534 | 6.2083 | 5.8916 | 5.6077 | 5.3311 | 5.0647 | 4.7898 | 4.5071 | 4.236 | 3.9765 | 3.731 | 3.5088 | 3.3117 | 3.1382 | 2.9833 | 2.842 | 2.7093 | 2.5821 | 2.4574 | 2.3333 | 2.2154 | 2.1023 | 2.031 | 0
Oil | Holistic Transition | TWh | Demand | Industrial |  |  |  |  | 6.9302 | 6.9302 | 6.9302 | 6.9302 | 6.9167 | 6.8505 | 6.75 | 6.5039 | 6.1773 | 5.8531 | 5.5787 | 5.3309 | 5.0748 | 4.7965 | 4.5074 | 4.2237 | 3.9557 | 3.7462 | 3.5737 | 3.4252 | 3.2949 | 3.1775 | 3.0678 | 2.9617 | 2.8565 | 2.7518 | 2.6441 | 2.5421 | 2.4424 | 0
Oil | Counterfactual | TWh | Demand | Industrial |  |  |  |  | 6.9302 | 6.9302 | 6.9302 | 6.9302 | 6.9302 | 6.8791 | 6.8727 | 6.8439 | 6.8123 | 6.7653 | 6.7055 | 6.6355 | 6.5613 | 6.4824 | 6.4006 | 6.3128 | 6.2192 | 6.1189 | 6.0093 | 5.8857 | 5.7498 | 5.5986 | 5.4302 | 5.2497 | 5.0485 | 4.8314 | 4.5878 | 4.4883 | 4.3748 | 4.2508
Oil | Electric Engagement | TWh | Demand | Commercial |  |  |  |  | 31.6687 | 32.3552 | 31.308 | 30.4694 | 29.5962 | 28.4876 | 27.3963 | 26.0553 | 24.3421 | 22.309 | 20.2382 | 18.1258 | 16.0244 | 13.9304 | 11.8011 | 10.0215 | 8.3984 | 6.9667 | 5.5454 | 4.1786 | 2.863 | 1.6082 | 1.0857 | 0.60156 | 0.4427 | 0.32604 | 0.22718 | 0.13085 | 0.028673 | 0
Oil | Hydrogen Evolution | TWh | Demand | Commercial |  |  |  |  | 31.6687 | 32.3552 | 32.1532 | 31.3242 | 30.4521 | 29.5405 | 28.4786 | 27.3477 | 26.0362 | 24.3743 | 22.6628 | 20.8387 | 19.0316 | 17.2288 | 15.4025 | 13.3288 | 11.6238 | 9.9999 | 8.5187 | 7.1174 | 5.7937 | 4.5089 | 3.2452 | 2.7083 | 2.1955 | 1.7356 | 1.2961 | 0.83481 | 0.38435 | 0
Oil | Holistic Transition | TWh | Demand | Commercial |  |  |  |  | 31.6687 | 32.3552 | 31.3483 | 30.381 | 29.3253 | 28.0359 | 26.3663 | 24.6641 | 22.9126 | 20.8527 | 18.7029 | 16.566 | 14.4228 | 12.3054 | 10.1577 | 8.4112 | 6.8162 | 5.3565 | 3.9249 | 2.5975 | 2.0234 | 1.4969 | 1.0077 | 0.56437 | 0.41594 | 0.31179 | 0.21783 | 0.12661 | 0.02564 | 0
Oil | Counterfactual | TWh | Demand | Commercial |  |  |  |  | 31.6687 | 32.3552 | 32.1805 | 31.6959 | 31.2493 | 30.8057 | 30.2724 | 29.5285 | 28.7174 | 27.8583 | 26.9563 | 25.7582 | 24.5192 | 23.264 | 21.9848 | 20.9279 | 19.911 | 18.8229 | 17.6267 | 16.3703 | 15.1047 | 13.9195 | 12.8121 | 11.7671 | 10.7665 | 9.8133 | 9.0391 | 8.0514 | 7.0883 | 6.1689
Natural Gas | Five Year Forecast | bcm/yr | Supply | UKCS |  |  | UKCS | 2020: 33.5863; 2021: 29.337; 2022: 34.98; 2023: 33.8133; 2024: 32.83; 2025: 30.25; 2026: 27.11; 2027: 24.52; 2028: 22.02; 2029: 19.73
Natural Gas | Five Year Forecast | bcm/yr | Supply | Shale |  |  | Shale | 2020: 0; 2021: 0; 2022: 0; 2023: 0; 2024: 0; 2025: 0; 2026: 0; 2027: 0; 2028: 0; 2029: 0
Natural Gas | Five Year Forecast | bcm/yr | Supply | Green Gas |  |  | Green Gas | 2020: 0.30168; 2021: 0.30496; 2022: 0.618; 2023: 0.618; 2024: 0.63; 2025: 0.64; 2026: 0.66; 2027: 0.68; 2028: 0.69; 2029: 0.71
Natural Gas | Five Year Forecast | bcm/yr | Supply | Norway |  |  | Imports | 2020: 26.411; 2021: 31.749; 2022: 29.4; 2023: 25.762; 2024: 26.02; 2025: 26.3; 2026: 25.22; 2027: 25.1; 2028: 24.75; 2029: 24.92
Natural Gas | Five Year Forecast | bcm/yr | Supply | Continent |  |  | Imports | 2020: 1.3293; 2021: 4.1218; 2022: 0.15845; 2023: 0.035495; 2024: 0; 2025: 0; 2026: 0; 2027: 0; 2028: 0; 2029: 0
Natural Gas | Five Year Forecast | bcm/yr | Supply | LNG |  |  | Imports | 2020: 17.6939; 2021: 14.2823; 2022: 25.2575; 2023: 19.0772; 2024: 3.65; 2025: 3.65; 2026: 3.65; 2027: 3.65; 2028: 3.65; 2029: 3.65
Natural Gas | Five Year Forecast | bcm/yr | Supply | Generic Imports |  |  | Imports | 2020: 0; 2021: 0; 2022: 0; 2023: 0; 2024: 5.06; 2025: 9.73; 2026: 11.28; 2027: 13.04; 2028: 16.54; 2029: 17.07

## WS2
WS2: Whole System & Gas Supply - Emissions
Return to: Main Menu
Return to: Chapter contents
| Pathway | Sector | 2021 | 2022 | 2023 | 2024 | 2025 | 2026 | 2027 | 2028 | 2029 | 2030 | 2031 | 2032 | 2033 | 2034 | 2035 | 2036 | 2037 | 2038 | 2039 | 2040 | 2041 | 2042 | 2043 | 2044 | 2045 | 2046 | 2047 | 2048 | 2049 | 2050
| Electric Engagement | Agriculture | 48.8448 | 47.683 | 47.7957 | 45.7957 | 43.7957 | 41.7957 | 39.7957 | 38.1852 | 36.9697 | 35.6947 | 35.221 | 34.7782 | 34.4165 | 33.9727 | 33.7324 | 33.4961 | 33.2568 | 33.0136 | 32.766 | 32.5263 | 32.2612 | 32.0072 | 31.7514 | 31.3326 | 31.0721 | 30.8104 | 30.546 | 30.2788 | 30.0087 | 29.7049
| Hydrogen Evolution | Agriculture | 48.8448 | 47.683 | 47.7957 | 45.7957 | 43.7957 | 41.7957 | 39.7957 | 38.1852 | 36.9697 | 35.6947 | 35.221 | 34.7782 | 34.4165 | 33.9727 | 33.7324 | 33.4961 | 33.2568 | 33.0136 | 32.766 | 32.5263 | 32.2612 | 32.0072 | 31.7514 | 31.3326 | 31.0721 | 30.8104 | 30.546 | 30.2788 | 30.0087 | 29.7049
| Holistic Transition | Agriculture | 48.8448 | 47.683 | 47.7957 | 45.7957 | 43.7957 | 41.7957 | 39.7957 | 38.1852 | 36.9697 | 35.6947 | 35.221 | 34.7782 | 34.4165 | 33.9727 | 33.7324 | 33.4961 | 33.2568 | 33.0136 | 32.766 | 32.5263 | 32.2612 | 32.0072 | 31.7514 | 31.3326 | 31.0721 | 30.8104 | 30.546 | 30.2788 | 30.0087 | 29.7049
| Counterfactual | Agriculture and LULUCF | 49.3677 | 48.4409 | 48.4409 | 48.4409 | 48.4409 | 48.4409 | 47.703 | 46.5617 | 45.4203 | 44.279 | 43.1376 | 41.9963 | 40.8549 | 39.7136 | 38.5722 | 37.4309 | 36.2895 | 35.1482 | 34.0068 | 32.8655 | 31.7241 | 30.5828 | 29.4415 | 28.3001 | 27.1588 | 26.0174 | 24.8761 | 23.7347 | 22.5934 | 21.452
| Five Year Forecast | Agriculture and LULUCF | 2021: 49.3677; 2022: 48.4409; 2023: 48.5254; 2024: 46.0543; 2025: 43.5833; 2026: 41.1122; 2027: 38.4566; 2028: 35.3463; 2029: 33.6885
| Electric Engagement | Aviation | 16.46 | 31.6559 | 36.9986 | 36.9338 | 36.481 | 35.8105 | 35.0762 | 34.374 | 33.553 | 33.0933 | 32.5433 | 31.8215 | 31.2654 | 30.6965 | 30.4305 | 30.2084 | 29.9576 | 29.7662 | 29.5802 | 29.1659 | 27.7105 | 27.2825 | 26.8379 | 26.3152 | 25.8645 | 25.3935 | 24.852 | 24.3606 | 23.8678 | 23.352
| Hydrogen Evolution | Aviation | 16.46 | 31.6559 | 36.9986 | 36.9338 | 36.481 | 35.8105 | 35.0762 | 34.374 | 33.553 | 33.0933 | 32.5433 | 31.8215 | 31.2654 | 30.6965 | 30.4305 | 30.2084 | 29.9576 | 29.7662 | 29.5802 | 29.1659 | 27.7105 | 27.2825 | 26.8379 | 26.3152 | 25.8645 | 25.3935 | 24.852 | 24.3606 | 23.8678 | 23.352
| Holistic Transition | Aviation | 16.46 | 31.6559 | 36.9986 | 36.9338 | 36.481 | 35.8105 | 35.0762 | 34.374 | 33.553 | 33.0933 | 32.5433 | 31.8215 | 31.2654 | 30.6965 | 30.4305 | 30.2084 | 29.9576 | 29.7662 | 29.5802 | 29.1659 | 27.7105 | 27.2825 | 26.8379 | 26.3152 | 25.8645 | 25.3935 | 24.852 | 24.3606 | 23.8678 | 23.352
| Counterfactual | Aviation | 16.46 | 31.6559 | 37.0378 | 36.973 | 36.5198 | 35.8486 | 35.1137 | 34.4108 | 33.589 | 33.1291 | 32.5789 | 31.8568 | 31.3005 | 30.7314 | 30.4655 | 30.2434 | 29.9927 | 29.8013 | 29.6154 | 30.3099 | 31.0043 | 31.6988 | 32.3932 | 33.0877 | 33.7821 | 34.4766 | 35.171 | 35.8655 | 36.5599 | 37.85
| Five Year Forecast | Aviation | 2021: 16.46; 2022: 31.6559; 2023: 37.0084; 2024: 36.9436; 2025: 36.4907; 2026: 35.82; 2027: 35.0856; 2028: 34.3832; 2029: 33.562
| Electric Engagement | BECCS for Biofuels | 0 | 0 | 0 | 0 | 0 | 0 | 0 | 0 | 0 | -0.16477 | -0.28027 | -0.40472 | -1.0975 | -1.8017 | -2.5212 | -3.2348 | -3.9711 | -4.7298 | -5.5073 | -6.2658 | -6.4626 | -6.661 | -6.8611 | -7.0628 | -7.2662 | -7.4712 | -7.6778 | -7.8861 | -8.0961 | -8.3076
| Hydrogen Evolution | BECCS for Biofuels | 0 | 0 | 0 | 0 | 0 | 0 | 0 | 0 | 0 | -0.16477 | -0.28027 | -0.40472 | -1.0975 | -1.8017 | -2.5212 | -3.2348 | -3.9711 | -4.7298 | -5.5073 | -6.2658 | -6.4626 | -6.661 | -6.8611 | -7.0628 | -7.2662 | -7.4712 | -7.6778 | -7.8861 | -8.0961 | -8.3076
| Holistic Transition | BECCS for Biofuels | 0 | 0 | 0 | 0 | 0 | 0 | 0 | 0 | 0 | -0.16477 | -0.28027 | -0.40472 | -1.0975 | -1.8017 | -2.5212 | -3.2348 | -3.9711 | -4.7298 | -5.5073 | -6.2658 | -6.4626 | -6.661 | -6.8611 | -7.0628 | -7.2662 | -7.4712 | -7.6778 | -7.8861 | -8.0961 | -8.3076
| Counterfactual | BECCS for Biofuels | 0 | 0 | 0 | 0 | 0 | 0 | 0 | 0 | 0 | 0 | 0 | 0 | 0 | 0 | 0 | 0 | 0 | 0 | 0 | 0 | 0 | 0 | 0 | 0 | 0 | 0 | 0 | 0 | 0 | 0
| Five Year Forecast | BECCS for Biofuels | 2021: 0; 2022: 0; 2023: 0; 2024: 0; 2025: 0; 2026: 0; 2027: 0; 2028: 0; 2029: 0
| Electric Engagement | DACCS | 0 | 0 | 0 | 0 | 0 | 0 | 0 | 0 | 0 | 0 | 0 | 0 | 0 | 0 | 0 | 0 | 0 | 0 | 0 | -0.29 | -1.03 | -1.47 | -2.86 | -4.25 | -4.82 | -5.21 | -6.38 | -7.59 | -8.76 | -10.24
| Hydrogen Evolution | DACCS | 0 | 0 | 0 | 0 | 0 | 0 | 0 | 0 | 0 | 0 | 0 | 0 | 0 | 0 | 0 | 0 | 0 | 0 | 0 | -0.2246 | -0.73187 | -1.1135 | -1.8048 | -2.6554 | -3.1332 | -3.6095 | -3.9194 | -4.4915 | -4.7347 | -5.2495
| Holistic Transition | DACCS | 0 | 0 | 0 | 0 | 0 | 0 | 0 | 0 | 0 | 0 | 0 | 0 | 0 | 0 | 0 | 0 | 0 | 0 | 0 | -0.3282 | -1.2546 | -3.2435 | -5.4298 | -6.9787 | -8.5606 | -10.0818 | -11.3852 | -12.2355 | -13.769 | -15.1474
| Counterfactual | DACCS | 0 | 0 | 0 | 0 | 0 | 0 | 0 | 0 | 0 | 0 | 0 | 0 | 0 | 0 | 0 | 0 | 0 | 0 | 0 | 0 | 0 | 0 | 0 | 0 | 0 | 0 | 0 | 0 | 0 | 0
| Five Year Forecast | DACCS | 2021: 0; 2022: 0; 2023: 0; 2024: 0; 2025: 0; 2026: 0; 2027: 0; 2028: 0; 2029: 0
| Electric Engagement | Electricity without BECCS | 54.5521 | 54.8695 | 37.2231 | 38.1741 | 34.1567 | 34.6646 | 34.9896 | 35.4036 | 31.229 | 27.8263 | 21.9595 | 21.8775 | 19.114 | 13.7881 | 12.526 | 10.5244 | 8.873 | 8.4323 | 9.4569 | 8.7035 | 7.8005 | 7.5151 | 5.8425 | 5.5443 | 5.286 | 5.3517 | 5.0726 | 5.0433 | 4.6724 | 4.5287
| Hydrogen Evolution | Electricity without BECCS | 54.5521 | 54.8695 | 37.3086 | 39.305 | 35.4586 | 32.9451 | 34.5518 | 34.2435 | 30.3229 | 28.0133 | 21.8743 | 21.3884 | 21.2553 | 13.3022 | 12.8899 | 11.5482 | 11.3706 | 12.7125 | 12.4782 | 11.9986 | 9.8165 | 10.7372 | 11.1096 | 10.4766 | 11.0521 | 10.9488 | 10.2231 | 9.2509 | 4.5088 | 3.757
| Holistic Transition | Electricity without BECCS | 54.5521 | 54.8695 | 37.1524 | 38.1372 | 33.7485 | 33.1975 | 34.0062 | 31.0588 | 26.5576 | 21.373 | 18.9422 | 18.0362 | 15.5312 | 10.7826 | 8.3342 | 5.5301 | 4.5725 | 5.0633 | 5.3084 | 5.4816 | 5.5948 | 5.2208 | 5.0816 | 4.951 | 5.0858 | 4.8908 | 4.9257 | 4.7755 | 4.5185 | 4.357
| Counterfactual | Electricity without BECCS | 54.5521 | 54.8695 | 37.3146 | 46.4281 | 44.2709 | 45.103 | 46.4575 | 46.002 | 40.7539 | 43.6965 | 38.8472 | 33.7503 | 33.9947 | 32.5301 | 29.0336 | 27.3366 | 30.1948 | 30.455 | 29.2698 | 29.0425 | 29.408 | 29.9513 | 28.3635 | 28.3931 | 28.3459 | 27.1134 | 26.2179 | 26.2629 | 23.8973 | 24.5848
| Five Year Forecast | Electricity without BECCS | 2021: 54.5521; 2022: 54.8695; 2023: 37.2883; 2024: 43.3532; 2025: 38.5694; 2026: 36.3123; 2027: 36.0967; 2028: 34.8373; 2029: 31.1012
| Electric Engagement | F-gases | 8.2102 | 7.6034 | 7.6034 | 8.2188 | 7.5303 | 6.7794 | 6.147 | 5.5982 | 4.9981 | 4.4583 | 3.9477 | 3.4852 | 3.203 | 3.0128 | 2.8768 | 2.7536 | 2.6327 | 2.4829 | 2.3798 | 2.3211 | 2.2731 | 2.2467 | 2.2141 | 2.1944 | 2.1931 | 2.1817 | 2.187 | 2.1823 | 2.1754 | 2.1837
| Hydrogen Evolution | F-gases | 8.2102 | 7.6034 | 7.6034 | 8.2188 | 7.5303 | 6.7794 | 6.147 | 5.5982 | 4.9981 | 4.4583 | 3.9477 | 3.4852 | 3.203 | 3.0128 | 2.8768 | 2.7536 | 2.6327 | 2.4829 | 2.3798 | 2.3211 | 2.2731 | 2.2467 | 2.2141 | 2.1944 | 2.1931 | 2.1817 | 2.187 | 2.1823 | 2.1754 | 2.1837
| Holistic Transition | F-gases | 8.2102 | 7.6034 | 7.6034 | 8.2188 | 7.5303 | 6.7794 | 6.147 | 5.5982 | 4.9981 | 4.4583 | 3.9477 | 3.4852 | 3.203 | 3.0128 | 2.8768 | 2.7536 | 2.6327 | 2.4829 | 2.3798 | 2.3211 | 2.2731 | 2.2467 | 2.2141 | 2.1944 | 2.1931 | 2.1817 | 2.187 | 2.1823 | 2.1754 | 2.1837
| Counterfactual | F-gases | 8.2102 | 7.6034 | 7.6034 | 8.2188 | 7.5303 | 7.3481 | 7.1659 | 6.9837 | 6.8015 | 6.6193 | 6.4372 | 6.255 | 6.0728 | 5.8906 | 5.7084 | 5.5262 | 5.3441 | 5.1619 | 4.9797 | 4.7975 | 4.6153 | 4.4331 | 4.251 | 4.0688 | 3.8866 | 3.7044 | 3.5222 | 3.34 | 3.1579 | 3.1579
| Five Year Forecast | F-gases | 2021: 8.2102; 2022: 7.6034; 2023: 7.6034; 2024: 8.2188; 2025: 7.5303; 2026: 6.9215; 2027: 6.4017; 2028: 5.9446; 2029: 5.449
| Electric Engagement | Fuel Supply | 30.9538 | 30.7788 | 31.0945 | 30.3258 | 28.3136 | 26.6121 | 24.8393 | 22.1255 | 18.5255 | 15.8117 | 13.7576 | 11.9458 | 10.5055 | 10.0214 | 7.8115 | 6.5974 | 5.6577 | 5.0158 | 4.4179 | 2.1126 | 1.2005 | 1.2084 | 1.1581 | 1.0972 | 1.0322 | 0.93442 | 0.82234 | 0.68719 | 0.53393 | 0.29699
| Hydrogen Evolution | Fuel Supply | 30.9538 | 30.7788 | 31.0945 | 30.3258 | 28.3136 | 26.6121 | 24.8393 | 22.1255 | 18.5255 | 15.8117 | 13.7576 | 11.9458 | 10.5055 | 10.0214 | 7.8115 | 6.5974 | 5.6577 | 5.0158 | 4.4179 | 2.1126 | 1.2005 | 1.2084 | 1.1581 | 1.0972 | 1.0322 | 0.93442 | 0.82234 | 0.68719 | 0.53393 | 0.29699
| Holistic Transition | Fuel Supply | 30.9538 | 30.7788 | 31.0945 | 30.3258 | 28.3136 | 26.6121 | 24.8393 | 22.1255 | 18.5255 | 15.8117 | 13.7576 | 11.9458 | 10.5055 | 10.0214 | 7.8115 | 6.5974 | 5.6577 | 5.0158 | 4.4179 | 2.1126 | 1.2005 | 1.2084 | 1.1581 | 1.0972 | 1.0322 | 0.93442 | 0.82234 | 0.68719 | 0.53393 | 0.29699
| Counterfactual | Fuel Supply | 30.9538 | 30.7788 | 31.2035 | 30.7435 | 30.2835 | 29.8235 | 29.3635 | 28.9035 | 28.4435 | 27.9835 | 27.5235 | 27.0635 | 26.6035 | 26.1435 | 25.6835 | 25.2235 | 24.7635 | 24.3035 | 23.8435 | 23.3835 | 22.9235 | 22.4635 | 22.0035 | 21.5435 | 21.0835 | 20.6235 | 20.1635 | 19.7035 | 19.2435 | 18.7835
| Five Year Forecast | Fuel Supply | 2021: 30.9538; 2022: 30.7788; 2023: 31.1217; 2024: 30.4302; 2025: 28.8061; 2026: 27.4149; 2027: 25.9703; 2028: 23.82; 2029: 21.005
| Electric Engagement | Methane Reformation with CCUS | 0 | 0 | 4.0713e-05 | 0.00014657 | 0.00015471 | 0.00015471 | 0.00015471 | 0.00015471 | 0.036769 | 0.06137 | 0.10845 | 0.17664 | 0.21678 | 0.31471 | 0.40951 | 0.44037 | 0.56944 | 0.56944 | 0.56944 | 0.571 | 0.56223 | 0.56944 | 0.56944 | 0.53418 | 0.51249 | 0.51249 | 0.51427 | 0.5139 | 0.51593 | 0.51249
| Hydrogen Evolution | Methane Reformation with CCUS | 0 | 0 | 4.8855e-05 | 6.514e-05 | 0.00014657 | 0.00015471 | 0.00046412 | 0.037078 | 0.19694 | 0.54426 | 0.56855 | 0.78739 | 0.78521 | 0.78555 | 1.1198 | 1.3658 | 1.4667 | 1.5364 | 1.5512 | 1.545 | 1.5632 | 1.586 | 1.7458 | 1.8185 | 1.8026 | 1.8822 | 1.9154 | 1.9992 | 2.0251 | 1.9324
| Holistic Transition | Methane Reformation with CCUS | 0 | 0 | 4.8855e-05 | 6.514e-05 | 0.00015471 | 0.00015471 | 0.036253 | 0.18632 | 0.26058 | 0.39189 | 0.39914 | 0.39879 | 0.55236 | 0.55236 | 0.59171 | 0.60681 | 0.62747 | 0.62747 | 0.57529 | 0.58707 | 0.58341 | 0.61532 | 0.65551 | 0.6226 | 0.66725 | 0.73239 | 0.80571 | 0.81714 | 0.79056 | 0.76226
| Counterfactual | Methane Reformation with CCUS | 0 | 0 | 0 | 3.257e-05 | 3.9084e-05 | 3.9084e-05 | 7.1654e-05 | 7.1654e-05 | 7.1654e-05 | 7.1654e-05 | 0.00015471 | 0.00015471 | 0.00015471 | 0.00015471 | 0.00015471 | 0.00015471 | 0.0022175 | 0.0053116 | 0.010469 | 0.020782 | 0.020782 | 0.020782 | 0.031096 | 0.04141 | 0.051724 | 0.051724 | 0.062038 | 0.072352 | 0.072352 | 0.082666
| Five Year Forecast | Methane Reformation with CCUS | 2021: 0; 2022: 0; 2023: 3.257e-05; 2024: 3.9084e-05; 2025: 3.9084e-05; 2026: 7.1654e-05; 2027: 7.1654e-05; 2028: 0.028835; 2029: 0.069648
| Electric Engagement | BECCS Enabled Hydrogen | 0 | 0 | 0 | 0 | 0 | 0 | 0 | 0 | 0 | 0 | 0 | 0 | 0 | 0 | 0 | 0 | 0 | 0 | 0 | 0 | 0 | 0 | 0 | 0 | 0 | 0 | 0 | 0 | 0 | 0
| Hydrogen Evolution | BECCS Enabled Hydrogen | 0 | 0 | 0 | 0 | 0 | 0 | 0 | 0 | 0 | -0.21919 | -0.22238 | -0.2255 | -0.22484 | -1.8965 | -3.1142 | -3.3218 | -3.5295 | -3.7371 | -3.9447 | -4.9828 | -5.8132 | -6.4577 | -6.8513 | -6.8513 | -6.9695 | -6.9494 | -6.9635 | -6.9695 | -6.9695 | -6.9695
| Holistic Transition | BECCS Enabled Hydrogen | 0 | 0 | 0 | 0 | 0 | 0 | 0 | 0 | 0 | -0.18431 | -0.18905 | -0.1876 | -0.18336 | -0.18911 | -0.25068 | -1.029 | -1.0975 | -1.1661 | -1.1159 | -1.1191 | -1.136 | -1.428 | -1.4904 | -1.4948 | -1.6431 | -1.6383 | -1.6431 | -1.6431 | -1.6431 | -1.6431
| Counterfactual | BECCS Enabled Hydrogen | 0 | 0 | 0 | 0 | 0 | 0 | 0 | 0 | 0 | 0 | 0 | 0 | 0 | 0 | 0 | 0 | 0 | 0 | 0 | 0 | 0 | 0 | 0 | 0 | 0 | 0 | 0 | 0 | 0 | 0
| Five Year Forecast | BECCS Enabled Hydrogen | 2021: 0; 2022: 0; 2023: 0; 2024: 0; 2025: 0; 2026: 0; 2027: 0; 2028: 0; 2029: 0
| Electric Engagement | Industrial Heat | 48.9521 | 47.2793 | 30.7741 | 29.7948 | 27.7574 | 26.2892 | 24.3501 | 19.506 | 18.8163 | 15.9411 | 14.3235 | 11.4933 | 8.75 | 7.3305 | 6.0201 | 4.7477 | 3.6598 | 2.7528 | 2.0529 | 1.5195 | 1.1914 | 0.94249 | 0.74831 | 0.59104 | 0.46355 | 0.35595 | 0.26719 | 0.18995 | 0.12871 | 0.078282
| Hydrogen Evolution | Industrial Heat | 48.9521 | 47.2793 | 30.7741 | 29.7948 | 27.7574 | 26.2892 | 24.3501 | 18.5071 | 17.2233 | 14.051 | 12.3314 | 7.7864 | 3.7837 | 2.9601 | 2.4126 | 1.9066 | 1.4588 | 1.0628 | 0.71904 | 0.42589 | 0.37845 | 0.33506 | 0.29398 | 0.25467 | 0.21619 | 0.18036 | 0.14557 | 0.11293 | 0.081779 | 0.060145
| Holistic Transition | Industrial Heat | 48.9521 | 47.2793 | 30.7741 | 29.7948 | 27.7574 | 26.2892 | 24.3501 | 18.6857 | 17.5022 | 14.393 | 12.7178 | 8.338 | 4.4375 | 3.4554 | 2.8156 | 2.2367 | 1.7592 | 1.3659 | 1.0499 | 0.79303 | 0.66453 | 0.55719 | 0.46336 | 0.38083 | 0.30885 | 0.2464 | 0.19187 | 0.14653 | 0.10811 | 0.080508
| Counterfactual | Industrial Heat | 48.9521 | 47.2793 | 30.7741 | 29.7948 | 27.7574 | 26.2892 | 24.3501 | 19.6469 | 19.3792 | 18.5178 | 17.9369 | 17.3157 | 16.6888 | 16.0828 | 15.3509 | 14.6623 | 13.9936 | 13.3304 | 12.6771 | 12.0249 | 11.4976 | 10.9496 | 10.4025 | 9.8915 | 9.3747 | 8.8932 | 8.4001 | 7.9224 | 7.4274 | 6.9378
| Five Year Forecast | Industrial Heat | 2021: 48.9521; 2022: 47.2793; 2023: 30.7741; 2024: 29.7948; 2025: 27.7574; 2026: 26.2892; 2027: 24.3501; 2028: 19.0128; 2029: 18.1022
| Electric Engagement | Industrial Process | 10.3031 | 8.9319 | 24.872 | 24.0805 | 22.4339 | 21.2472 | 19.68 | 18.7316 | 17.92 | 16.5335 | 15.402 | 13.2769 | 11.4685 | 10.0631 | 7.4292 | 5.7643 | 4.805 | 3.5402 | 3.131 | 2.121 | 1.7964 | 1.1901 | 1.0743 | 0.97581 | 0.95595 | 0.84415 | 0.83104 | 0.77187 | 0.7492 | 0.7103
| Hydrogen Evolution | Industrial Process | 10.3031 | 8.9319 | 24.872 | 24.0805 | 22.4339 | 21.2472 | 19.68 | 18.7316 | 17.92 | 16.5335 | 15.402 | 13.2769 | 11.4685 | 10.0631 | 7.4292 | 5.7643 | 4.805 | 3.5402 | 3.131 | 2.121 | 1.7964 | 1.1901 | 1.0743 | 0.97581 | 0.95595 | 0.84415 | 0.83104 | 0.77187 | 0.7492 | 0.7103
| Holistic Transition | Industrial Process | 10.3031 | 8.9319 | 24.872 | 24.0805 | 22.4339 | 21.2472 | 19.68 | 18.7316 | 17.92 | 16.5335 | 15.402 | 13.2769 | 11.4685 | 10.0631 | 7.4292 | 5.7643 | 4.805 | 3.5402 | 3.131 | 2.121 | 1.7964 | 1.1901 | 1.0743 | 0.97581 | 0.95595 | 0.84415 | 0.83104 | 0.77187 | 0.7492 | 0.7103
| Counterfactual | Industrial Process | 10.3031 | 8.9319 | 25.4059 | 25.6871 | 25.9684 | 26.2497 | 26.5309 | 26.8122 | 27.0935 | 27.3747 | 27.656 | 27.9372 | 28.2185 | 28.4998 | 28.781 | 29.0623 | 29.3436 | 29.6248 | 29.9061 | 30.1874 | 30.4686 | 30.7499 | 31.0312 | 31.3124 | 31.5937 | 31.8749 | 32.1562 | 32.4375 | 32.7187 | 33
| Five Year Forecast | Industrial Process | 2021: 10.3031; 2022: 8.9319; 2023: 25.0055; 2024: 24.4822; 2025: 23.3175; 2026: 22.4978; 2027: 21.3928; 2028: 20.7517; 2029: 20.2133
| Electric Engagement | LULUCF N | -31.2231 | -30.8992 | -30.8992 | -31.194 | -31.4888 | -31.7835 | -32.0783 | -32.3731 | -32.6679 | -32.9627 | -33.2575 | -33.5523 | -33.847 | -34.1418 | -34.4366 | -34.7314 | -35.0262 | -35.321 | -35.6158 | -35.9105 | -36.2053 | -36.5001 | -36.7949 | -37.0897 | -37.3845 | -37.6793 | -37.974 | -38.2688 | -38.5636 | -39.1532
| Hydrogen Evolution | LULUCF N | -31.2231 | -30.8992 | -30.8992 | -31.194 | -31.4888 | -31.7835 | -32.0783 | -32.3731 | -32.6679 | -32.9627 | -33.2575 | -33.5523 | -33.847 | -34.1418 | -34.4366 | -34.7314 | -35.0262 | -35.321 | -35.6158 | -35.9105 | -36.2053 | -36.5001 | -36.7949 | -37.0897 | -37.3845 | -37.6793 | -37.974 | -38.2688 | -38.5636 | -39.1532
| Holistic Transition | LULUCF N | -31.2231 | -30.8992 | -30.8992 | -31.194 | -31.4888 | -31.7835 | -32.0783 | -32.3731 | -32.6679 | -32.9627 | -33.2575 | -33.5523 | -33.847 | -34.1418 | -34.4366 | -34.7314 | -35.0262 | -35.321 | -35.6158 | -35.9105 | -36.2053 | -36.5001 | -36.7949 | -37.0897 | -37.3845 | -37.6793 | -37.974 | -38.2688 | -38.5636 | -39.1532
| Electric Engagement | LULUCF P | 31.746 | 31.6571 | 31.6571 | 30.6571 | 29.6571 | 28.6571 | 27.6571 | 25.7957 | 25.4762 | 25.0702 | 24.6694 | 24.27 | 23.8721 | 23.4756 | 23.0804 | 22.7453 | 22.4114 | 22.0786 | 21.7469 | 21.3969 | 21.0513 | 20.7073 | 20.365 | 20.0242 | 19.6848 | 19.4257 | 19.1679 | 18.9113 | 18.6559 | 18.4017
| Hydrogen Evolution | LULUCF P | 31.746 | 31.6571 | 31.6571 | 30.6571 | 29.6571 | 28.6571 | 27.6571 | 25.7957 | 25.4762 | 25.0702 | 24.6694 | 24.27 | 23.8721 | 23.4756 | 23.0804 | 22.7453 | 22.4114 | 22.0786 | 21.7469 | 21.3969 | 21.0513 | 20.7073 | 20.365 | 20.0242 | 19.6848 | 19.4257 | 19.1679 | 18.9113 | 18.6559 | 18.4017
| Holistic Transition | LULUCF P | 31.746 | 31.6571 | 31.6571 | 30.6571 | 29.6571 | 28.6571 | 27.6571 | 25.7957 | 25.4762 | 25.0702 | 24.6694 | 24.27 | 23.8721 | 23.4756 | 23.0804 | 22.7453 | 22.4114 | 22.0786 | 21.7469 | 21.3969 | 21.0513 | 20.7073 | 20.365 | 20.0242 | 19.6848 | 19.4257 | 19.1679 | 18.9113 | 18.6559 | 18.4017
| Electric Engagement | Power Sector BECCS | 0 | 0 | 0 | 0 | 0 | 0 | 0 | 0 | 0 | 0 | -4.5468 | -9.0994 | -13.4554 | -18.1794 | -18.1617 | -17.9883 | -18.1068 | -21.391 | -21.0035 | -29.964 | -29.7457 | -29.543 | -29.4895 | -29.8385 | -32.7492 | -32.8953 | -33.1098 | -33.0265 | -32.7977 | -32.6566
| Hydrogen Evolution | Power Sector BECCS | 0 | 0 | 0 | 0 | 0 | 0 | 0 | 0 | 0 | 0 | -4.5555 | -4.5966 | -4.5152 | -8.9879 | -13.558 | -22.4604 | -25.2979 | -25.0411 | -25.3258 | -25.383 | -27.1376 | -26.171 | -26.5601 | -27.0995 | -27.4627 | -27.6947 | -27.9753 | -28.0997 | -29.5377 | -30.5262
| Holistic Transition | Power Sector BECCS | 0 | 0 | 0 | 0 | 0 | 0 | 0 | 0 | 0 | -4.5303 | -8.9702 | -13.5351 | -18.1824 | -18.174 | -17.9794 | -18.105 | -25.2054 | -25.5463 | -25.7188 | -25.5944 | -25.5449 | -25.5661 | -25.7088 | -25.5378 | -25.631 | -25.2677 | -25.6451 | -25.7259 | -25.5596 | -25.7589
| Counterfactual | Power Sector BECCS | 0 | 0 | 0 | 0 | 0 | 0 | 0 | 0 | 0 | 0 | 0 | 0 | 0 | 0 | 0 | -7.497 | -7.8395 | -7.9704 | -7.7308 | -7.5027 | -7.093 | -7.1454 | -8.1732 | -7.4009 | -8.2719 | -8.4823 | -8.1733 | -12.2665 | -10.8015 | -11.1329
| Five Year Forecast | Power Sector BECCS | 2021: 0; 2022: 0; 2023: 0; 2024: 0; 2025: 0; 2026: 0; 2027: 0; 2028: 0; 2029: 0
| Electric Engagement | Residential Heat | 66.3843 | 56.1143 | 57.2124 | 59.3616 | 58.5847 | 57.645 | 56.5498 | 55.216 | 53.518 | 51.4662 | 49.0612 | 46.4843 | 43.7567 | 40.8718 | 37.9238 | 34.2892 | 30.7286 | 27.2193 | 23.7729 | 20.4022 | 17.2021 | 14.177 | 11.4054 | 9.0048 | 6.9983 | 5.322 | 3.8334 | 2.512 | 1.3642 | 0.29813
| Hydrogen Evolution | Residential Heat | 66.3843 | 56.1143 | 57.1954 | 59.6694 | 62.6931 | 61.7132 | 60.5865 | 59.3089 | 57.765 | 55.9164 | 53.4432 | 50.7093 | 47.7557 | 44.6788 | 41.5215 | 37.6234 | 33.8175 | 30.0656 | 26.3681 | 22.709 | 19.2525 | 15.9656 | 12.8505 | 10.0153 | 7.505 | 5.6071 | 3.9835 | 2.595 | 1.35 | 0.21574
| Holistic Transition | Residential Heat | 66.3843 | 56.1143 | 57.212 | 59.3714 | 58.6121 | 57.673 | 56.5364 | 55.2048 | 53.522 | 51.5712 | 49.3285 | 46.9065 | 44.1138 | 41.206 | 38.161 | 34.5242 | 30.9614 | 27.4469 | 23.9884 | 20.6132 | 17.4116 | 14.4245 | 11.6499 | 9.2345 | 7.1094 | 5.2777 | 3.6408 | 2.3805 | 1.2536 | 0.28116
| Counterfactual | Residential Heat | 66.3843 | 56.1143 | 57.2147 | 59.8941 | 63.1765 | 62.5599 | 61.9479 | 61.3439 | 60.7445 | 60.147 | 59.5606 | 58.9002 | 58.2428 | 57.5854 | 56.9323 | 56.5108 | 55.8136 | 54.9492 | 53.7618 | 52.321 | 50.7814 | 49.2395 | 47.6823 | 46.0752 | 44.4117 | 42.6437 | 40.8689 | 39.0237 | 37.1212 | 35.1945
| Five Year Forecast | Residential Heat | 2021: 66.3843; 2022: 56.1143; 2023: 57.1973; 2024: 59.6736; 2025: 62.7086; 2026: 61.7387; 2027: 60.7193; 2028: 59.5963; 2029: 58.3288
| Electric Engagement | Road Transport and Rail | 101.1023 | 102.2999 | 97.6947 | 93.8471 | 89.9108 | 85.7037 | 82.3509 | 78.7431 | 74.6981 | 70.2798 | 65.4338 | 60.0719 | 54.7411 | 48.9814 | 42.9057 | 37.0455 | 31.293 | 25.6059 | 20.4695 | 16.0889 | 12.4501 | 9.3868 | 6.7414 | 4.5472 | 3.0244 | 1.9953 | 1.2744 | 1.1174 | 1.0401 | 0.87095
| Hydrogen Evolution | Road Transport and Rail | 101.1023 | 102.2999 | 97.7605 | 93.9486 | 90.0545 | 85.8926 | 82.6011 | 79.0767 | 75.1448 | 70.8629 | 66.1921 | 61.0594 | 55.9925 | 50.5528 | 44.7684 | 39.2928 | 34.0026 | 28.8209 | 23.9985 | 19.5833 | 15.8512 | 12.6401 | 9.7695 | 7.3988 | 5.3543 | 3.8129 | 2.8382 | 1.9686 | 1.6106 | 1.1389
| Holistic Transition | Road Transport and Rail | 101.1023 | 102.2999 | 97.7989 | 93.9587 | 90.0291 | 85.8276 | 82.4782 | 78.8726 | 74.8289 | 70.4132 | 65.577 | 60.2502 | 54.9759 | 49.3065 | 43.3517 | 37.6582 | 32.118 | 26.6848 | 21.4514 | 17.1001 | 13.3109 | 10.204 | 7.4876 | 5.2416 | 3.9184 | 2.8364 | 1.9819 | 1.2592 | 1.0788 | 0.87098
| Counterfactual | Road Transport and Rail | 101.1023 | 102.2999 | 97.9379 | 94.3593 | 90.7806 | 87.0304 | 84.2798 | 81.4391 | 78.3501 | 75.2551 | 71.9953 | 68.4227 | 64.988 | 61.3347 | 57.3847 | 53.0271 | 48.5373 | 43.96 | 39.5452 | 34.7873 | 30.1526 | 26.1416 | 22.4944 | 19.1377 | 15.7848 | 13.4581 | 11.5714 | 9.7782 | 8.0755 | 6.4606
| Five Year Forecast | Road Transport and Rail | 2021: 101.1023; 2022: 102.2999; 2023: 97.7827; 2024: 93.9565; 2025: 90.0447; 2026: 85.8639; 2027: 82.5436; 2028: 78.9771; 2029: 74.9852
| Electric Engagement | Service Heat | 23.7659 | 21.744 | 15.3844 | 15.6421 | 15.7208 | 15.7007 | 15.3718 | 14.879 | 14.3441 | 13.7522 | 13.1406 | 12.4931 | 11.8343 | 11.169 | 10.4882 | 9.4488 | 8.4286 | 7.4115 | 6.4048 | 5.4403 | 4.505 | 3.7201 | 3.1017 | 2.5264 | 2.074 | 1.6286 | 1.2157 | 0.81426 | 0.41582 | 0.01347
| Hydrogen Evolution | Service Heat | 23.7659 | 21.744 | 15.7354 | 15.9949 | 16.1554 | 16.2367 | 16.148 | 15.773 | 15.3711 | 14.9414 | 14.404 | 13.7906 | 13.1743 | 12.5492 | 11.8962 | 10.8295 | 9.7825 | 8.7345 | 7.6918 | 6.6695 | 5.6725 | 4.8094 | 4.0299 | 3.2781 | 2.5642 | 1.9589 | 1.428 | 0.91055 | 0.40222 | 0
| Holistic Transition | Service Heat | 23.7659 | 21.744 | 15.3831 | 15.641 | 15.6348 | 15.5059 | 15.0855 | 14.6271 | 14.1143 | 13.5128 | 12.8542 | 12.1712 | 11.4705 | 10.7561 | 10.0244 | 8.9832 | 7.9631 | 6.9489 | 5.9438 | 5.0945 | 4.2676 | 3.578 | 2.9316 | 2.3401 | 1.8906 | 1.4905 | 1.1114 | 0.7476 | 0.3948 | 0.049778
| Counterfactual | Service Heat | 23.7659 | 21.744 | 15.741 | 16.0604 | 16.3516 | 16.6011 | 16.8233 | 16.7295 | 16.6244 | 16.5105 | 16.4116 | 16.2625 | 16.1224 | 15.9865 | 15.8615 | 15.8487 | 15.8458 | 15.8376 | 15.8297 | 15.8209 | 15.82 | 15.8223 | 15.8257 | 15.8347 | 15.8526 | 15.8627 | 15.8786 | 15.9129 | 15.9458 | 15.9743
| Five Year Forecast | Service Heat | 2021: 23.7659; 2022: 21.744; 2023: 15.7369; 2024: 15.9977; 2025: 16.1598; 2026: 16.254; 2027: 16.1059; 2028: 15.773; 2029: 15.381
| Electric Engagement | Shipping | 12.4268 | 12.4566 | 15.0238 | 15.1545 | 15.2852 | 15.3869 | 15.4597 | 15.5035 | 15.5473 | 15.5912 | 15.1925 | 14.3514 | 13.0678 | 11.7842 | 10.5006 | 9.5074 | 8.8045 | 8.3919 | 7.9793 | 7.5667 | 6.8953 | 5.9651 | 4.776 | 3.5869 | 2.3978 | 1.5786 | 1.1292 | 1.0496 | 0.96997 | 0.89038
| Hydrogen Evolution | Shipping | 12.4268 | 12.4566 | 15.0238 | 15.1545 | 15.2852 | 15.3869 | 15.4597 | 15.5035 | 15.5473 | 15.5912 | 15.1925 | 14.3514 | 13.0678 | 11.7842 | 10.5006 | 9.5074 | 8.8045 | 8.3919 | 7.9793 | 7.5667 | 6.8953 | 5.9651 | 4.776 | 3.5869 | 2.3978 | 1.5786 | 1.1292 | 1.0496 | 0.96997 | 0.89038
| Holistic Transition | Shipping | 12.4268 | 12.4566 | 15.0238 | 15.1545 | 15.2852 | 15.3869 | 15.4597 | 15.5035 | 15.5473 | 15.5912 | 15.1925 | 14.3514 | 13.0678 | 11.7842 | 10.5006 | 9.5074 | 8.8045 | 8.3919 | 7.9793 | 7.5667 | 6.8953 | 5.9651 | 4.776 | 3.5869 | 2.3978 | 1.5786 | 1.1292 | 1.0496 | 0.96997 | 0.89038
| Counterfactual | Shipping | 12.4268 | 12.4566 | 15.0583 | 15.1898 | 15.3214 | 15.4235 | 15.4963 | 15.5398 | 15.5832 | 15.6267 | 15.2269 | 14.3841 | 13.0981 | 11.8121 | 10.5261 | 9.5309 | 8.8266 | 8.4132 | 7.9997 | 7.5863 | 6.9135 | 5.9814 | 5.7508 | 5.5201 | 5.2895 | 5.0588 | 4.8282 | 4.5975 | 4.3668 | 4.4
| Five Year Forecast | Shipping | 2021: 12.4268; 2022: 12.4566; 2023: 15.0325; 2024: 15.1634; 2025: 15.2942; 2026: 15.3961; 2027: 15.4689; 2028: 15.5126; 2029: 15.5563
| Electric Engagement | Waste | 18.8164 | 18.7654 | 18.316 | 18.316 | 18.316 | 18.316 | 18.316 | 18.316 | 17.6596 | 16.5025 | 15.8828 | 15.3867 | 14.9681 | 14.5251 | 14.0794 | 13.6846 | 13.491 | 13.3189 | 13.225 | 14.2704 | 14.1345 | 13.4949 | 12.2699 | 10.9105 | 9.6044 | 8.278 | 6.864 | 6.7768 | 6.6998 | 6.638
| Hydrogen Evolution | Waste | 18.8164 | 18.7654 | 18.316 | 18.316 | 18.316 | 18.316 | 18.316 | 18.316 | 17.6596 | 16.5025 | 15.8828 | 15.3867 | 14.9681 | 14.5251 | 14.0794 | 13.6846 | 13.491 | 13.3189 | 13.225 | 14.2704 | 14.1345 | 13.4949 | 12.2699 | 10.9105 | 9.6044 | 8.278 | 6.864 | 6.7768 | 6.6998 | 6.638
| Holistic Transition | Waste | 18.8164 | 18.7654 | 18.316 | 18.316 | 18.316 | 18.316 | 18.316 | 18.316 | 17.6596 | 16.5025 | 15.8828 | 15.3867 | 14.9681 | 14.5251 | 14.0794 | 13.6846 | 13.491 | 13.3189 | 13.225 | 14.2704 | 14.1345 | 13.4949 | 12.2699 | 10.9105 | 9.6044 | 8.278 | 6.864 | 6.7768 | 6.6998 | 6.638
| Counterfactual | Waste | 18.8164 | 18.7654 | 18.7654 | 18.7654 | 18.7654 | 18.7654 | 19.3354 | 18.7965 | 18.2576 | 17.7187 | 17.1799 | 16.641 | 16.1021 | 15.5632 | 15.0243 | 14.4855 | 13.9466 | 13.4077 | 12.8688 | 12.3299 | 11.7911 | 11.2522 | 10.7133 | 10.1744 | 9.6356 | 9.0967 | 8.5578 | 8.0189 | 7.48 | 6.9412
| Five Year Forecast | Waste | 2021: 18.8164; 2022: 18.7654; 2023: 18.4284; 2024: 18.4284; 2025: 18.4284; 2026: 18.4284; 2027: 18.5709; 2028: 18.4361; 2029: 17.8091

## Building Blocks ->
Building Block Notes
Return to: Main Menu
Return to: Chapter contents
Description | We have been working with the other network companies as part of the ENA Open Networks project. The Whole System Electricity Future Energy Scenarios (FES) part of this work seeks to develop processes to coordinate National and Regional Future Energy Scenarios whilst providing improved clarity and transparency to stakeholders around the various scenarios being produced by ourselves and the network companies. This work is intended to align the GB FES and Regional DFESs forecasts further and to ensure the data presented gives an accurate reflection of the whole industries’ best view of the future scenarios. One of the outputs is an agreed set of common building blocks. Common building blocks ensure that the results of the GB FES and Regional DFESs are published to a consistent template making comparison easier as we can now directly compare like for like components. We hope you find this additional information useful. Should you have any comments please don’t hesitate to contact us. For suggestions related the data provision itself, you may also contact us and/or the ENA Open Networks project via opennetworks@energynetworks.org.
Building Blocks -> | Building Block Data | BB1
| Building Block Definitions | BB2
| BB3: Building Blocks - Area Name Lookup | BB3

## BB1
FES Pathway | Building Block ID Number | Unit | DNO License Area | GSP | Share of GSP | 2023 | 2024 | 2025 | 2026 | 2027 | 2028 | 2029 | 2030 | 2031 | 2032 | 2033 | 2034 | 2035 | 2036 | 2037 | 2038 | 2039 | 2040 | 2041 | 2042 | 2043 | 2044 | 2045 | 2046 | 2047 | 2048 | 2049 | 2050 | Comment
Counterfactual | Dem_BB001a | Number | Electricity North West | Bredbury |  | 165938.386 | 166843.173 | 167748.222 | 168648.23 | 169548.449 | 170448.874 | 171349.518 | 172250.373 | 173036.053 | 173820.767 | 174604.524 | 175387.321 | 176169.15 | 176831.581 | 177491.876 | 178150.03 | 178806.054 | 179459.942 | 180210.568 | 180960.021 | 181708.294 | 182455.383 | 183201.299 | 183939.389 | 184676.233 | 185411.84 | 186146.205 | 186879.323
Counterfactual | Dem_BB001a | Number | Electricity North West | Harker |  | 137134.604 | 137995.33 | 138857.464 | 139782.97 | 140710.536 | 141640.156 | 142571.839 | 143505.58 | 144599.289 | 145696.657 | 146797.694 | 147902.396 | 149010.758 | 150173.146 | 151339.699 | 152510.411 | 153685.291 | 154864.335 | 155931.672 | 157002.056 | 158075.482 | 159151.947 | 160231.459 | 160973.993 | 161716.352 | 162458.547 | 163200.571 | 163942.421
Counterfactual | Dem_BB001a | Number | Electricity North West | Heysham (NGET) |  | 99719.187 | 100401.066 | 101084.56 | 101798.367 | 102514.09 | 103231.727 | 103951.284 | 104672.758 | 105479.741 | 106289.486 | 107102.002 | 107917.285 | 108735.331 | 109516.265 | 110299.569 | 111085.242 | 111873.289 | 112663.708 | 113365.845 | 114069.48 | 114774.608 | 115481.228 | 116189.345 | 116674.674 | 117159.374 | 117643.453 | 118126.908 | 118609.733
Counterfactual | Dem_BB001a | Number | Electricity North West | Hutton |  | 57805.245 | 58262 | 58720.338 | 59268.624 | 59819.417 | 60372.717 | 60928.525 | 61486.842 | 62279.729 | 63077.482 | 63880.104 | 64687.593 | 65499.947 | 66620.67 | 67749.269 | 68885.742 | 70030.095 | 71182.325 | 72099.846 | 73022.899 | 73951.481 | 74885.591 | 75825.232 | 76356.094 | 76888.569 | 77422.662 | 77958.37 | 78495.691
Counterfactual | Dem_BB001a | Number | Electricity North West | Kearsley 132kV |  | 274503.681 | 276109.976 | 277717.859 | 278930.878 | 280141.357 | 281349.288 | 282554.689 | 283757.551 | 284362.118 | 284958.079 | 285545.453 | 286124.23 | 286694.401 | 286488.224 | 286265.836 | 286027.23 | 285772.423 | 285501.405 | 285740.633 | 285968.755 | 286185.76 | 286391.641 | 286586.415 | 287357.479 | 288122.967 | 288882.899 | 289637.264 | 290386.054
Counterfactual | Dem_BB001a | Number | Electricity North West | Kearsley 33kV |  | 40910.666 | 41150.06 | 41389.691 | 41570.473 | 41750.877 | 41930.901 | 42110.548 | 42289.817 | 42379.918 | 42468.737 | 42556.277 | 42642.535 | 42727.51 | 42696.783 | 42663.639 | 42628.078 | 42590.103 | 42549.712 | 42585.365 | 42619.363 | 42651.705 | 42682.388 | 42711.416 | 42826.332 | 42940.417 | 43053.673 | 43166.1 | 43277.696
Counterfactual | Dem_BB001a | Number | Electricity North West | Kirkby (_G) |  | 96438.732 | 96924.848 | 97410.697 | 97774.854 | 98137.481 | 98498.575 | 98858.141 | 99216.178 | 99406.362 | 99593.322 | 99777.063 | 99957.583 | 100134.878 | 99917.704 | 99693.428 | 99462.047 | 99223.569 | 98977.989 | 98964.66 | 98946.548 | 98923.651 | 98895.967 | 98863.5 | 99023.978 | 99181.537 | 99336.181 | 99487.909 | 99636.716
Counterfactual | Dem_BB001a | Number | Electricity North West | Macclesfield |  | 56057.582 | 56390.726 | 56724.249 | 57009.945 | 57295.517 | 57580.965 | 57866.293 | 58151.497 | 58350.319 | 58548.139 | 58744.96 | 58940.782 | 59135.602 | 59142.136 | 59145.812 | 59146.63 | 59144.592 | 59139.697 | 59216.584 | 59291.435 | 59364.247 | 59435.02 | 59503.756 | 59663.289 | 59821.659 | 59978.87 | 60134.92 | 60289.807
Counterfactual | Dem_BB001a | Number | Electricity North West | Ormonde |  | 10219.697 | 10289.579 | 10359.627 | 10432.781 | 10506.132 | 10579.679 | 10653.422 | 10727.363 | 10810.066 | 10893.053 | 10976.323 | 11059.877 | 11143.714 | 11223.748 | 11304.025 | 11384.544 | 11465.307 | 11546.313 | 11618.271 | 11690.383 | 11762.648 | 11835.066 | 11907.637 | 11957.376 | 12007.05 | 12056.661 | 12106.208 | 12155.69
Counterfactual | Dem_BB001a | Number | Electricity North West | Padiham |  | 207866.117 | 209209.608 | 210555.643 | 211285.894 | 212012.244 | 212734.686 | 213453.234 | 214167.88 | 214363.402 | 214549.778 | 214727.02 | 214895.122 | 215054.077 | 213873.389 | 212670.368 | 211445.006 | 210197.317 | 208927.295 | 208323.657 | 207704.356 | 207069.386 | 206418.74 | 205752.432 | 205763.983 | 205766.412 | 205759.73 | 205743.93 | 205719.007
Counterfactual | Dem_BB001a | Number | Electricity North West | Penwortham East |  | 148972.622 | 149876.655 | 150781.89 | 151505.287 | 152227.981 | 152949.968 | 153671.258 | 154391.846 | 154942.425 | 155490.576 | 156036.308 | 156579.616 | 157120.495 | 156981.245 | 156832.852 | 156675.309 | 156508.627 | 156332.8 | 156414.553 | 156489.746 | 156558.377 | 156620.44 | 156675.944 | 156909.51 | 157138.252 | 157362.18 | 157581.29 | 157795.575
Counterfactual | Dem_BB001a | Number | Electricity North West | Penwortham West |  | 129256.141 | 130040.525 | 130825.953 | 131453.609 | 132080.655 | 132707.087 | 133332.914 | 133958.132 | 134435.843 | 134911.446 | 135384.95 | 135856.352 | 136325.646 | 136204.826 | 136076.072 | 135939.38 | 135794.758 | 135642.202 | 135713.134 | 135778.376 | 135837.924 | 135891.772 | 135939.931 | 136142.584 | 136341.053 | 136535.344 | 136725.454 | 136911.379
Counterfactual | Dem_BB001a | Number | Electricity North West | Robin Rigg |  | 1442.388 | 1451.441 | 1460.509 | 1470.244 | 1480 | 1489.778 | 1499.577 | 1509.398 | 1520.902 | 1532.444 | 1544.025 | 1555.644 | 1567.302 | 1579.528 | 1591.798 | 1604.111 | 1616.469 | 1628.87 | 1640.096 | 1651.355 | 1662.645 | 1673.967 | 1685.322 | 1693.132 | 1700.94 | 1708.746 | 1716.551 | 1724.354
Counterfactual | Dem_BB001a | Number | Electricity North West | Rochdale |  | 91461.667 | 91996.867 | 92532.596 | 92936.761 | 93340.079 | 93742.549 | 94144.175 | 94544.956 | 94746.391 | 94944.959 | 95140.666 | 95333.508 | 95523.483 | 95454.787 | 95380.69 | 95301.189 | 95216.29 | 95125.99 | 95205.698 | 95281.705 | 95354.009 | 95422.607 | 95487.503 | 95744.413 | 95999.466 | 96252.667 | 96504.013 | 96753.502
Counterfactual | Dem_BB001a | Number | Electricity North West | South Manchester |  | 268077.402 | 269539.108 | 271001.236 | 272455.219 | 273909.545 | 275364.204 | 276819.214 | 278274.567 | 279543.852 | 280811.575 | 282077.754 | 283342.381 | 284605.445 | 285675.618 | 286742.341 | 287805.604 | 288865.426 | 289921.797 | 291134.451 | 292345.21 | 293554.063 | 294761.003 | 295966.048 | 297158.451 | 298348.839 | 299537.229 | 300723.614 | 301907.984
Counterfactual | Dem_BB001a | Number | Electricity North West | Stalybridge |  | 121776.52 | 122487.495 | 123199.157 | 123591.316 | 123980.825 | 124367.681 | 124751.892 | 125133.454 | 125077.362 | 125014.194 | 124943.957 | 124866.648 | 124782.263 | 123857.15 | 122916.698 | 121960.904 | 120989.774 | 120003.305 | 119476.15 | 118938.252 | 118389.608 | 117830.214 | 117260.078 | 117271.3 | 117277.367 | 117278.285 | 117274.05 | 117264.66
Counterfactual | Dem_BB001a | Number | Electricity North West | Stanah |  | 65238.355 | 65634.251 | 66030.673 | 66347.464 | 66663.948 | 66980.122 | 67295.99 | 67611.551 | 67852.662 | 68092.709 | 68331.697 | 68569.623 | 68806.486 | 68745.506 | 68680.521 | 68611.529 | 68538.536 | 68461.537 | 68497.338 | 68530.268 | 68560.322 | 68587.501 | 68611.807 | 68714.091 | 68814.262 | 68912.325 | 69008.278 | 69102.118
Counterfactual | Dem_BB001a | Number | Electricity North West | Walney 2 |  | 12695.851 | 12772.896 | 12850.042 | 12911.692 | 12973.282 | 13034.812 | 13096.282 | 13157.692 | 13204.614 | 13251.329 | 13297.838 | 13344.14 | 13390.235 | 13378.368 | 13365.722 | 13352.295 | 13338.09 | 13323.106 | 13330.073 | 13336.481 | 13342.33 | 13347.619 | 13352.349 | 13372.255 | 13391.749 | 13410.832 | 13429.505 | 13447.767
Counterfactual | Dem_BB001a | Number | Electricity North West | Washway Farm |  | 30874.745 | 31030.374 | 31185.918 | 31302.503 | 31418.598 | 31534.201 | 31649.316 | 31763.941 | 31824.828 | 31884.683 | 31943.508 | 32001.301 | 32058.062 | 31988.534 | 31916.732 | 31842.656 | 31766.307 | 31687.685 | 31683.418 | 31677.619 | 31670.289 | 31661.426 | 31651.032 | 31702.409 | 31752.851 | 31802.36 | 31850.935 | 31898.576
Counterfactual | Dem_BB001a | Number | Electricity North West | Whitegate |  | 131655.706 | 132426.106 | 133197.269 | 133779.049 | 134359.612 | 134938.952 | 135517.078 | 136093.987 | 136383.946 | 136669.777 | 136951.49 | 137229.079 | 137502.541 | 137403.656 | 137296.996 | 137182.557 | 137060.348 | 136930.364 | 137045.101 | 137154.511 | 137258.59 | 137357.333 | 137450.749 | 137820.562 | 138187.701 | 138552.174 | 138913.978 | 139273.108
Counterfactual | Dem_BB001a | Number | IDNO - Refer to Comment Field | Tynemouth 2 |  | 33430.542 | 33628.942 | 33827.566 | 33977.304 | 34126.753 | 34275.913 | 34424.786 | 34573.37 | 34656.743 | 34739.166 | 34820.642 | 34901.169 | 34980.746 | 34977.904 | 34973.306 | 34966.951 | 34958.84 | 34948.972 | 34994.217 | 35038.257 | 35081.091 | 35122.717 | 35163.139 | 35265.702 | 35367.658 | 35469.006 | 35569.746 | 35669.878 | Note: TYNE2 is operated by an IDNO allocated to GSP Group/licence area F
Counterfactual | Dem_BB001a | Number | NGED East Midlands | Berkswell |  | 172254.267 | 173261.964 | 174270.654 | 175243.179 | 176216.316 | 177190.058 | 178164.419 | 179139.391 | 180087.606 | 181036.148 | 181985.03 | 182934.246 | 183883.789 | 184269.141 | 184649.229 | 185024.046 | 185393.605 | 185757.9 | 186250.371 | 186738.876 | 187223.407 | 187703.959 | 188180.544 | 188801.116 | 189419.108 | 190034.53 | 190647.376 | 191257.642
Counterfactual | Dem_BB001a | Number | NGED East Midlands | Bicker Fen |  | 87198.963 | 87646.407 | 88093.694 | 88931.994 | 89774.22 | 90620.37 | 91470.449 | 92324.455 | 93616.763 | 94917.411 | 96226.405 | 97543.743 | 98869.421 | 100880.154 | 102905.941 | 104946.779 | 107002.673 | 109073.621 | 110673.751 | 112284.237 | 113905.076 | 115536.262 | 117177.805 | 118165.723 | 119157.717 | 120153.793 | 121153.948 | 122158.179
Counterfactual | Dem_BB001a | Number | NGED East Midlands | Chesterfield |  | 275758.512 | 277089.61 | 278419.324 | 279333.716 | 280242.416 | 281145.412 | 282042.726 | 282934.346 | 282963.752 | 282978.746 | 282979.347 | 282965.546 | 282937.333 | 282140.839 | 281322.467 | 280482.208 | 279620.08 | 278736.074 | 278593.649 | 278436.741 | 278265.343 | 278079.446 | 277879.067 | 278729.795 | 279576.092 | 280417.975 | 281255.434 | 282088.462
Counterfactual | Dem_BB001a | Number | NGED East Midlands | Coventry |  | 239998.649 | 241402.654 | 242808.044 | 244163.045 | 245518.898 | 246875.596 | 248233.154 | 249591.564 | 250912.694 | 252234.281 | 253556.34 | 254878.864 | 256201.845 | 256738.749 | 257268.318 | 257790.544 | 258305.444 | 258813.008 | 259499.16 | 260179.784 | 260854.872 | 261524.417 | 262188.433 | 263053.065 | 263914.101 | 264771.557 | 265625.425 | 266475.696
Counterfactual | Dem_BB001a | Number | NGED East Midlands | Drakelow |  | 85550.895 | 86075 | 86599.847 | 87093.377 | 87587.319 | 88081.668 | 88576.432 | 89071.606 | 89548.501 | 90025.613 | 90502.949 | 90980.506 | 91458.281 | 91729.471 | 91998.832 | 92266.36 | 92532.061 | 92795.932 | 93108.445 | 93419.62 | 93729.453 | 94037.942 | 94345.093 | 94702.79 | 95059.634 | 95415.629 | 95770.773 | 96125.063
Counterfactual | Dem_BB001a | Number | NGED East Midlands | East Claydon (_B) |  | 142357.23 | 143259.307 | 144162.935 | 144997.098 | 145832.076 | 146667.865 | 147504.474 | 148341.898 | 149146.356 | 149951.281 | 150756.683 | 151562.557 | 152368.898 | 152897.754 | 153424.326 | 153948.608 | 154470.611 | 154990.329 | 155565.034 | 156138.014 | 156709.264 | 157278.779 | 157846.569 | 158530.506 | 159213.821 | 159896.525 | 160578.612 | 161260.078
Counterfactual | Dem_BB001a | Number | NGED East Midlands | Enderby |  | 247586.086 | 248689.799 | 249791.306 | 250928.34 | 252063.57 | 253196.988 | 254328.61 | 255458.429 | 256198.062 | 256931.933 | 257660.06 | 258382.433 | 259099.046 | 259193.042 | 259275.169 | 259345.417 | 259403.804 | 259450.32 | 259926.579 | 260395.249 | 260856.323 | 261309.791 | 261755.671 | 262725.689 | 263693.126 | 264657.998 | 265620.296 | 266580.014
Counterfactual | Dem_BB001a | Number | NGED East Midlands | Grendon |  | 333797.77 | 335491.76 | 337184.948 | 338835.068 | 340483.956 | 342131.601 | 343778.025 | 345423.216 | 346712.881 | 347997.7 | 349277.695 | 350552.856 | 351823.17 | 351443.554 | 351042.79 | 350620.867 | 350177.807 | 349713.6 | 349846.216 | 349963.674 | 350065.965 | 350153.077 | 350225.031 | 351075.722 | 351918.735 | 352754.092 | 353581.78 | 354401.791
Counterfactual | Dem_BB001a | Number | NGED East Midlands | Ratcliffe |  | 231993.976 | 233148.684 | 234302.596 | 235366.615 | 236428.916 | 237489.491 | 238548.355 | 239605.502 | 240340.658 | 241070.831 | 241796.038 | 242516.27 | 243231.519 | 243886.807 | 244536.575 | 245180.815 | 245819.543 | 246452.751 | 247310.426 | 248164.815 | 249015.909 | 249863.7 | 250708.205 | 251925.392 | 253142.828 | 254360.53 | 255578.49 | 256796.699
Counterfactual | Dem_BB001a | Number | NGED East Midlands | Staythorpe |  | 81739.404 | 82184.802 | 82630.326 | 83130.916 | 83632.208 | 84134.2 | 84636.896 | 85140.293 | 85767.39 | 86396.436 | 87027.438 | 87660.392 | 88295.296 | 89100.238 | 89908.799 | 90720.977 | 91536.777 | 92356.196 | 93085.35 | 93817.218 | 94551.797 | 95289.084 | 96029.084 | 96596.899 | 97165.769 | 97735.7 | 98306.69 | 98878.735
Counterfactual | Dem_BB001a | Number | NGED East Midlands | Stoke Bardolph |  | 114749.959 | 115321.106 | 115891.86 | 116418.15 | 116943.59 | 117468.177 | 117991.917 | 118514.808 | 118878.434 | 119239.596 | 119598.301 | 119954.546 | 120308.326 | 120632.448 | 120953.839 | 121272.496 | 121588.426 | 121901.627 | 122325.854 | 122748.456 | 123169.428 | 123588.767 | 124006.48 | 124608.53 | 125210.705 | 125813.01 | 126415.443 | 127017.999
Counterfactual | Dem_BB001a | Number | NGED East Midlands | Walpole (_B) |  | 112550.054 | 113380.874 | 114214.161 | 115181.042 | 116151.763 | 117126.318 | 118104.716 | 119086.953 | 120479.92 | 121880.86 | 123289.78 | 124706.676 | 126131.544 | 128084.899 | 130051.393 | 132031.019 | 134023.787 | 136029.693 | 137624.628 | 139228.602 | 140841.609 | 142463.645 | 144094.72 | 145131.822 | 146172.256 | 147216.031 | 148263.143 | 149313.588
Counterfactual | Dem_BB001a | Number | NGED East Midlands | West Burton |  | 107861.113 | 108508.872 | 109157.431 | 109701.377 | 110245.026 | 110788.374 | 111331.428 | 111874.186 | 112336.423 | 112797.544 | 113257.555 | 113716.454 | 114174.236 | 114437.237 | 114697.204 | 114954.135 | 115208.036 | 115458.903 | 115801.195 | 116141.372 | 116479.429 | 116815.363 | 117149.181 | 117615.206 | 118080.376 | 118544.7 | 119008.173 | 119470.793
Counterfactual | Dem_BB001a | Number | NGED East Midlands | Willington |  | 265133.194 | 266684.238 | 268236.811 | 269733.718 | 271231.567 | 272730.348 | 274230.081 | 275730.755 | 277190.244 | 278650.238 | 280110.753 | 281571.782 | 283033.316 | 283626.449 | 284211.479 | 284788.397 | 285357.22 | 285917.941 | 286675.952 | 287427.856 | 288173.645 | 288913.309 | 289646.867 | 290602.05 | 291553.26 | 292500.516 | 293443.807 | 294383.126
Counterfactual | Dem_BB001a | Number | NGED South Wales | Aberthaw |  | 124002.388 | 123928.847 | 123847.598 | 123362.219 | 122864.999 | 122355.935 | 121835.035 | 121302.294 | 120246.917 | 119174.501 | 118085.055 | 116978.575 | 115855.057 | 113665.17 | 111447.844 | 109203.074 | 106930.869 | 104631.224 | 103142.315 | 101634.08 | 100106.516 | 98559.62 | 96993.397 | 96254.97 | 95505.214 | 94744.135 | 93971.731 | 93187.997
Counterfactual | Dem_BB001a | Number | NGED South Wales | Alpha Steel (Uskmouth) |  | 381.699 | 381.473 | 381.223 | 379.729 | 378.198 | 376.631 | 375.028 | 373.388 | 370.139 | 366.838 | 363.485 | 360.079 | 356.62 | 349.88 | 343.054 | 336.145 | 329.15 | 322.072 | 317.489 | 312.846 | 308.144 | 303.382 | 298.561 | 296.288 | 293.98 | 291.638 | 289.26 | 286.848
Counterfactual | Dem_BB001a | Number | NGED South Wales | Cardiff East |  | 83280.798 | 83231.407 | 83176.84 | 82850.856 | 82516.92 | 82175.029 | 81825.189 | 81467.397 | 80758.599 | 80038.358 | 79306.679 | 78563.56 | 77808.998 | 76338.256 | 74849.085 | 73341.484 | 71815.456 | 70271 | 69271.039 | 68258.099 | 67232.177 | 66193.272 | 65141.387 | 64645.454 | 64141.913 | 63630.768 | 63112.016 | 62585.656
Counterfactual | Dem_BB001a | Number | NGED South Wales | Grange |  | 19795.919 | 19792.482 | 19787.902 | 19719.761 | 19649.825 | 19578.096 | 19504.573 | 19429.257 | 19252.886 | 19073.711 | 18891.734 | 18706.954 | 18519.37 | 18132.054 | 17739.982 | 17343.154 | 16941.571 | 16535.232 | 16261.041 | 15983.42 | 15702.367 | 15417.883 | 15129.969 | 14994.564 | 14857.201 | 14717.88 | 14576.602 | 14433.366
Counterfactual | Dem_BB001a | Number | NGED South Wales | Imperial Park |  | 2264.692 | 2264.377 | 2263.932 | 2253.932 | 2243.705 | 2233.25 | 2222.566 | 2211.654 | 2194.116 | 2176.284 | 2158.16 | 2139.742 | 2121.031 | 2087.886 | 2054.308 | 2020.296 | 1985.851 | 1950.972 | 1930.868 | 1910.478 | 1889.801 | 1868.838 | 1847.589 | 1838.222 | 1828.684 | 1818.975 | 1809.094 | 1799.042
Counterfactual | Dem_BB001a | Number | NGED South Wales | Pembroke |  | 58360.465 | 58352.338 | 58340.863 | 58083.189 | 57819.634 | 57550.197 | 57274.882 | 56993.686 | 56541.733 | 56082.222 | 55615.156 | 55140.533 | 54658.351 | 53804.218 | 52938.915 | 52062.44 | 51174.797 | 50275.982 | 49757.908 | 49232.458 | 48699.629 | 48159.42 | 47611.835 | 47370.46 | 47124.669 | 46874.463 | 46619.842 | 46360.804
Counterfactual | Dem_BB001a | Number | NGED South Wales | Pyle |  | 42127.518 | 42120.204 | 42110.457 | 41965.445 | 41816.617 | 41663.97 | 41507.507 | 41347.227 | 40971.893 | 40590.593 | 40203.329 | 39810.1 | 39410.905 | 38586.661 | 37752.297 | 36907.81 | 36053.204 | 35188.478 | 34604.975 | 34014.172 | 33416.067 | 32810.659 | 32197.952 | 31909.797 | 31617.476 | 31320.989 | 31020.336 | 30715.516
Counterfactual | Dem_BB001a | Number | NGED South Wales | Rassau |  | 116895.142 | 116878.864 | 116855.878 | 116339.761 | 115811.865 | 115272.187 | 114720.734 | 114157.503 | 113252.249 | 112331.855 | 111396.328 | 110445.665 | 109479.862 | 107769.047 | 106035.858 | 104280.292 | 102502.354 | 100702.043 | 99664.349 | 98611.879 | 97544.63 | 96462.601 | 95365.796 | 94882.326 | 94390.009 | 93888.851 | 93378.849 | 92860
Counterfactual | Dem_BB001a | Number | NGED South Wales | Swansea North |  | 309321.489 | 309278.414 | 309217.592 | 307851.871 | 306454.982 | 305026.916 | 303567.692 | 302077.3 | 299681.867 | 297246.371 | 294770.831 | 292255.238 | 289699.582 | 285172.518 | 280586.249 | 275940.767 | 271236.088 | 266472.203 | 263726.312 | 260941.324 | 258117.231 | 255254.024 | 252351.719 | 251072.388 | 249769.645 | 248443.508 | 247093.969 | 245721.019
Counterfactual | Dem_BB001a | Number | NGED South Wales | Upper Boat 132kV |  | 131023.017 | 130945.312 | 130859.462 | 130346.602 | 129821.232 | 129283.346 | 128732.954 | 128170.051 | 127054.922 | 125921.789 | 124770.662 | 123601.536 | 122414.408 | 120100.537 | 117757.673 | 115385.812 | 112984.961 | 110555.117 | 108981.911 | 107388.284 | 105774.234 | 104139.758 | 102484.861 | 101704.626 | 100912.421 | 100108.252 | 99292.117 | 98464.011
Counterfactual | Dem_BB001a | Number | NGED South Wales | Upper Boat 33kV |  | 26099.727 | 26084.248 | 26067.147 | 25964.985 | 25860.332 | 25753.185 | 25643.547 | 25531.417 | 25309.284 | 25083.564 | 24854.26 | 24621.371 | 24384.896 | 23923.974 | 23457.276 | 22984.802 | 22506.554 | 22022.53 | 21709.148 | 21391.698 | 21070.18 | 20744.593 | 20414.939 | 20259.516 | 20101.709 | 19941.519 | 19778.945 | 19613.987
Counterfactual | Dem_BB001a | Number | NGED South Wales | Uskmouth |  | 134022.226 | 133942.743 | 133854.928 | 133330.328 | 132792.932 | 132242.733 | 131679.742 | 131103.954 | 129963.299 | 128804.228 | 127626.751 | 126430.863 | 125216.561 | 122849.723 | 120453.229 | 118027.074 | 115571.267 | 113085.802 | 111476.584 | 109846.478 | 108195.482 | 106523.59 | 104830.812 | 104032.717 | 103222.378 | 102399.801 | 101564.983 | 100717.922
Counterfactual | Dem_BB001a | Number | NGED South West | Abham |  | 249077.509 | 251114.93 | 253159.908 | 255694.476 | 258241.638 | 260801.384 | 263373.731 | 265958.672 | 269848.458 | 273763.968 | 277705.219 | 281672.204 | 285664.912 | 290742.422 | 295856.168 | 301006.138 | 306192.353 | 311414.802 | 315391.796 | 319392.632 | 323417.301 | 327465.792 | 331538.127 | 333852.384 | 336173.63 | 338501.883 | 340837.134 | 343179.372
Counterfactual | Dem_BB001a | Number | NGED South West | Alverdiscott |  | 108795.855 | 109685.791 | 110579.027 | 111686.115 | 112798.703 | 113916.787 | 115040.376 | 116169.466 | 117868.506 | 119578.781 | 121300.301 | 123033.061 | 124777.056 | 126994.889 | 129228.548 | 131478.03 | 133743.344 | 136024.485 | 137761.616 | 139509.162 | 141267.118 | 143035.48 | 144814.256 | 145825.112 | 146839.021 | 147855.991 | 148876.017 | 149899.096
Counterfactual | Dem_BB001a | Number | NGED South West | Axminster |  | 50471.031 | 50837.616 | 51205.244 | 51624.153 | 52044.631 | 52466.676 | 52890.292 | 53315.477 | 53866.997 | 54421.353 | 54978.549 | 55538.582 | 56101.451 | 56689.39 | 57280.386 | 57874.439 | 58471.552 | 59071.723 | 59554.413 | 60038.997 | 60525.472 | 61013.838 | 61504.096 | 61837.604 | 62171.503 | 62505.797 | 62840.484 | 63175.561
Counterfactual | Dem_BB001a | Number | NGED South West | Bridgewater |  | 126256.801 | 127278.053 | 128303.015 | 129441.417 | 130584.676 | 131732.789 | 132885.763 | 134043.595 | 135651.603 | 137268.992 | 138895.771 | 140531.936 | 142177.481 | 144112.968 | 146060.623 | 148020.441 | 149992.431 | 151976.589 | 153539.339 | 155110.066 | 156688.766 | 158275.432 | 159870.076 | 160865.72 | 161863.597 | 162863.717 | 163866.074 | 164870.664
Counterfactual | Dem_BB001a | Number | NGED South West | Exeter |  | 155300.549 | 156570.888 | 157845.937 | 159426.248 | 161014.41 | 162610.419 | 164214.285 | 165826.003 | 168251.296 | 170692.628 | 173150.01 | 175623.436 | 178112.901 | 181278.744 | 184467.179 | 187678.2 | 190911.82 | 194168.033 | 196647.7 | 199142.233 | 201651.625 | 204175.872 | 206714.984 | 208157.93 | 209605.233 | 211056.906 | 212512.942 | 213973.334
Counterfactual | Dem_BB001a | Number | NGED South West | Indian Queens |  | 215212.514 | 216972.925 | 218739.864 | 220929.828 | 223130.673 | 225342.392 | 227564.999 | 229798.486 | 233159.41 | 236542.561 | 239947.954 | 243375.58 | 246825.433 | 251212.597 | 255631.069 | 260080.841 | 264561.929 | 269074.326 | 272510.6 | 275967.476 | 279444.944 | 282942.996 | 286461.649 | 288461.256 | 290466.901 | 292478.601 | 294496.347 | 296520.131
Counterfactual | Dem_BB001a | Number | NGED South West | Landulph |  | 110128.882 | 111029.722 | 111933.903 | 113054.555 | 114180.775 | 115312.559 | 116449.915 | 117592.838 | 119312.696 | 121043.927 | 122786.54 | 124540.53 | 126305.894 | 128550.9 | 130811.928 | 133088.972 | 135382.042 | 137691.132 | 139449.548 | 141218.506 | 142998.001 | 144788.03 | 146588.6 | 147611.842 | 148638.174 | 149667.604 | 150700.128 | 151735.742
Counterfactual | Dem_BB001a | Number | NGED South West | Sandford |  | 40501.494 | 40734.891 | 40968.484 | 41201.443 | 41434.591 | 41667.927 | 41901.453 | 42135.168 | 42371.887 | 42608.822 | 42845.976 | 43083.348 | 43320.936 | 43448.954 | 43576.101 | 43702.376 | 43827.781 | 43952.315 | 44100.22 | 44247.49 | 44394.124 | 44540.12 | 44685.48 | 44845.175 | 45004.373 | 45163.078 | 45321.287 | 45479
Counterfactual | Dem_BB001a | Number | NGED South West | Seabank |  | 101106.829 | 101689.475 | 102272.61 | 102854.162 | 103436.187 | 104018.68 | 104601.648 | 105185.088 | 105776.027 | 106367.506 | 106959.531 | 107552.1 | 108145.208 | 108464.789 | 108782.196 | 109097.424 | 109410.481 | 109721.364 | 110090.591 | 110458.232 | 110824.284 | 111188.744 | 111551.619 | 111950.276 | 112347.694 | 112743.88 | 113138.83 | 113532.541
Counterfactual | Dem_BB001a | Number | NGED South West | Taunton |  | 68588.672 | 69133.846 | 69680.932 | 70345.428 | 71013.044 | 71683.778 | 72357.635 | 73034.613 | 74004.183 | 74979.814 | 75961.512 | 76949.274 | 77943.097 | 79090.059 | 80244.544 | 81406.547 | 82576.076 | 83753.127 | 84657.005 | 85565.691 | 86479.184 | 87397.48 | 88320.584 | 88859.558 | 89399.66 | 89940.897 | 90483.265 | 91026.762
Counterfactual | Dem_BB001a | Number | NGED West Midlands | Bishops Wood |  | 277337.394 | 279036.427 | 280737.867 | 282337.785 | 283939.036 | 285541.61 | 287145.526 | 288750.774 | 290296.761 | 291843.455 | 293390.875 | 294939.011 | 296487.854 | 297366.994 | 298240.203 | 299107.47 | 299968.815 | 300824.228 | 301837.328 | 302846.088 | 303850.501 | 304850.555 | 305846.27 | 307005.847 | 308162.656 | 309316.715 | 310468.014 | 311616.545
Counterfactual | Dem_BB001a | Number | NGED West Midlands | Bushbury |  | 96865.923 | 97459.346 | 98053.61 | 98612.415 | 99171.685 | 99731.418 | 100291.619 | 100852.286 | 101392.255 | 101932.47 | 102472.939 | 103013.658 | 103554.624 | 103861.682 | 104166.669 | 104469.58 | 104770.423 | 105069.194 | 105423.041 | 105775.372 | 106126.184 | 106475.474 | 106823.248 | 107228.255 | 107632.294 | 108035.374 | 108437.489 | 108838.638
Counterfactual | Dem_BB001a | Number | NGED West Midlands | Bustleholme |  | 151668.328 | 152555.596 | 153443.739 | 154300.038 | 155156.876 | 156014.248 | 156872.164 | 157730.618 | 158565.512 | 159400.696 | 160236.178 | 161071.953 | 161908.017 | 162247.316 | 162581.98 | 162912.004 | 163237.397 | 163558.155 | 163991.772 | 164421.896 | 164848.521 | 165271.643 | 165691.271 | 166237.68 | 166781.816 | 167323.689 | 167863.295 | 168400.628
Counterfactual | Dem_BB001a | Number | NGED West Midlands | Cellarhead |  | 258210.082 | 259733.845 | 261259.236 | 262534.028 | 263807.825 | 265080.619 | 266352.429 | 267623.244 | 268591.755 | 269556.199 | 270516.594 | 271472.932 | 272425.203 | 272286.795 | 272133.555 | 271965.473 | 271782.567 | 271584.828 | 271834.424 | 272073.667 | 272302.55 | 272521.063 | 272729.224 | 273455.756 | 274176.914 | 274892.714 | 275603.149 | 276308.21
Counterfactual | Dem_BB001a | Number | NGED West Midlands | Feckenham |  | 198972.085 | 200136.082 | 201301.228 | 202424.598 | 203548.675 | 204673.452 | 205798.942 | 206925.139 | 208020.429 | 209116.097 | 210212.157 | 211308.602 | 212405.426 | 212850.549 | 213289.591 | 213722.545 | 214149.425 | 214570.224 | 215139.082 | 215703.356 | 216263.042 | 216818.131 | 217368.637 | 218085.464 | 218799.311 | 219510.189 | 220218.092 | 220923.014
Counterfactual | Dem_BB001a | Number | NGED West Midlands | Hams Hall |  | 125678.376 | 126413.601 | 127149.552 | 127859.115 | 128569.125 | 129279.577 | 129990.48 | 130701.829 | 131393.656 | 132085.722 | 132778.035 | 133470.592 | 134163.388 | 134444.544 | 134721.86 | 134995.331 | 135264.964 | 135530.757 | 135890.069 | 136246.487 | 136600.005 | 136950.621 | 137298.342 | 137751.117 | 138202.01 | 138651.028 | 139098.166 | 139543.422
Counterfactual | Dem_BB001a | Number | NGED West Midlands | Iron Acton |  | 367424.41 | 369665.691 | 371910.06 | 373930.368 | 375951.406 | 377973.161 | 379995.659 | 382018.888 | 384170.92 | 386324.971 | 388481.068 | 390639.197 | 392799.346 | 394610.804 | 396420.817 | 398229.371 | 400036.492 | 401842.168 | 403764.319 | 405686.179 | 407607.734 | 409528.972 | 411449.919 | 413289.57 | 415128.138 | 416965.65 | 418802.092 | 420637.452
Counterfactual | Dem_BB001a | Number | NGED West Midlands | Ironbridge |  | 85139.137 | 85641.564 | 86144.529 | 86564.863 | 86984.87 | 87404.546 | 87823.898 | 88242.921 | 88562.267 | 88880.271 | 89196.941 | 89512.272 | 89826.262 | 89780.626 | 89730.098 | 89674.677 | 89614.367 | 89549.167 | 89631.466 | 89710.351 | 89785.82 | 89857.87 | 89926.507 | 90166.065 | 90403.851 | 90639.87 | 90874.121 | 91106.599
Counterfactual | Dem_BB001a | Number | NGED West Midlands | Kitwell |  | 133129.331 | 133944.912 | 134761.649 | 135529.652 | 136298.295 | 137067.573 | 137837.496 | 138608.057 | 139350.172 | 140092.627 | 140835.429 | 141578.576 | 142322.062 | 142744.072 | 143163.236 | 143579.547 | 143993.016 | 144403.637 | 144889.952 | 145374.184 | 145856.328 | 146336.381 | 146814.35 | 147370.978 | 147926.277 | 148480.256 | 149032.911 | 149584.236
Counterfactual | Dem_BB001a | Number | NGED West Midlands | Nechells |  | 358505.745 | 360603.023 | 362702.369 | 364726.446 | 366751.795 | 368778.406 | 370806.302 | 372835.472 | 374808.953 | 376783.116 | 378757.985 | 380733.548 | 382709.793 | 383511.811 | 384302.872 | 385082.964 | 385852.112 | 386610.303 | 387635.264 | 388651.968 | 389660.403 | 390660.556 | 391652.453 | 392944.025 | 394230.225 | 395511.078 | 396786.57 | 398056.691
Counterfactual | Dem_BB001a | Number | NGED West Midlands | Ocker Hill |  | 51496.798 | 51812.28 | 52128.208 | 52425.285 | 52722.61 | 53020.181 | 53318 | 53616.067 | 53903.131 | 54190.325 | 54477.655 | 54765.117 | 55052.71 | 55215.952 | 55378.092 | 55539.128 | 55699.065 | 55857.901 | 56046.016 | 56233.326 | 56419.828 | 56605.521 | 56790.408 | 57005.721 | 57220.521 | 57434.81 | 57648.586 | 57861.849
Counterfactual | Dem_BB001a | Number | NGED West Midlands | Oldbury |  | 81112.546 | 81609.46 | 82107.078 | 82575.004 | 83043.32 | 83512.023 | 83981.119 | 84450.604 | 84902.757 | 85355.117 | 85807.689 | 86260.47 | 86713.458 | 86970.58 | 87225.966 | 87479.615 | 87731.531 | 87981.713 | 88278.013 | 88573.044 | 88866.803 | 89159.288 | 89450.504 | 89789.644 | 90127.974 | 90465.5 | 90802.22 | 91138.129
Counterfactual | Dem_BB001a | Number | NGED West Midlands | Penn |  | 81548.78 | 82022.015 | 82495.679 | 82854.52 | 83212.591 | 83569.89 | 83926.421 | 84282.183 | 84476.48 | 84668.371 | 84857.86 | 85044.946 | 85229.625 | 84850.685 | 84463.777 | 84068.896 | 83666.05 | 83255.235 | 83071.342 | 82881.756 | 82686.474 | 82485.494 | 82278.82 | 82354.95 | 82428.107 | 82498.296 | 82565.515 | 82629.761
Counterfactual | Dem_BB001a | Number | NGED West Midlands | Rugeley |  | 62134.919 | 62501.593 | 62868.659 | 63175.421 | 63481.944 | 63788.225 | 64094.27 | 64400.075 | 64633.135 | 64865.216 | 65096.322 | 65326.453 | 65555.604 | 65522.298 | 65485.423 | 65444.976 | 65400.962 | 65353.379 | 65413.441 | 65471.012 | 65526.09 | 65578.672 | 65628.763 | 65803.594 | 65977.131 | 66149.379 | 66320.336 | 66490
Counterfactual | Dem_BB001a | Number | NGED West Midlands | Shrewsbury |  | 59186.151 | 59535.424 | 59885.069 | 60177.273 | 60469.249 | 60760.996 | 61052.516 | 61343.808 | 61565.808 | 61786.875 | 62007.014 | 62226.222 | 62444.499 | 62412.774 | 62377.649 | 62339.121 | 62297.196 | 62251.871 | 62309.083 | 62363.921 | 62416.385 | 62466.472 | 62514.186 | 62680.72 | 62846.021 | 63010.095 | 63172.939 | 63334.551
Counterfactual | Dem_BB001a | Number | NGED West Midlands | Walham |  | 188606.191 | 189255.857 | 189901.827 | 191096.261 | 192292.767 | 193491.338 | 194691.987 | 195894.708 | 197170.276 | 198448.63 | 199729.781 | 201013.724 | 202300.451 | 203189.968 | 204078.309 | 204965.468 | 205851.459 | 206736.275 | 207619.932 | 208502.42 | 209383.734 | 210263.866 | 211142.83 | 211994.148 | 212844.036 | 213692.504 | 214539.548 | 215385.161
Counterfactual | Dem_BB001a | Number | NGED West Midlands | Willenhall |  | 135290.457 | 136119.277 | 136949.272 | 137729.743 | 138510.863 | 139292.629 | 140075.05 | 140858.12 | 141612.282 | 142366.789 | 143121.65 | 143876.86 | 144632.415 | 145061.277 | 145487.244 | 145910.314 | 146330.494 | 146747.781 | 147241.99 | 147734.083 | 148224.054 | 148711.9 | 149197.628 | 149763.292 | 150327.606 | 150890.578 | 151452.203 | 152012.478
Counterfactual | Dem_BB001a | Number | NPg Northeast | Blyth 132kV |  | 31326.162 | 31517.288 | 31708.678 | 31854.238 | 31999.583 | 32144.71 | 32289.622 | 32434.318 | 32532.674 | 32630.345 | 32727.332 | 32823.633 | 32919.248 | 32927.273 | 32933.751 | 32938.682 | 32942.066 | 32943.903 | 32991.484 | 33037.976 | 33083.379 | 33127.692 | 33170.916 | 33277.847 | 33384.299 | 33490.275 | 33595.773 | 33700.794
Counterfactual | Dem_BB001a | Number | NPg Northeast | Blyth 66kV |  | 83316.83 | 83825.159 | 84334.19 | 84721.331 | 85107.897 | 85493.885 | 85879.301 | 86264.142 | 86525.738 | 86785.508 | 87043.459 | 87299.587 | 87553.89 | 87575.235 | 87592.465 | 87605.577 | 87614.578 | 87619.465 | 87746.013 | 87869.667 | 87990.424 | 88108.28 | 88223.242 | 88507.64 | 88790.766 | 89072.625 | 89353.215 | 89632.534
Counterfactual | Dem_BB001a | Number | NPg Northeast | Fourstones |  | 8604.979 | 8658.989 | 8713.086 | 8771.16 | 8829.363 | 8887.696 | 8946.157 | 9004.748 | 9073.377 | 9142.235 | 9211.323 | 9280.641 | 9350.189 | 9423.127 | 9496.327 | 9569.787 | 9643.509 | 9717.492 | 9784.466 | 9851.631 | 9918.986 | 9986.533 | 10054.27 | 10100.863 | 10147.445 | 10194.017 | 10240.578 | 10287.127
Counterfactual | Dem_BB001a | Number | NPg Northeast | Hart Moor |  | 79733.757 | 80206.954 | 80680.682 | 81037.816 | 81394.262 | 81750.017 | 82105.086 | 82459.468 | 82658.317 | 82854.901 | 83049.225 | 83241.287 | 83431.082 | 83424.306 | 83413.339 | 83398.181 | 83378.835 | 83355.3 | 83463.213 | 83568.251 | 83670.412 | 83769.693 | 83866.1 | 84110.721 | 84353.889 | 84595.611 | 84835.883 | 85074.703
Counterfactual | Dem_BB001a | Number | NPg Northeast | Hawthorn Pit |  | 67496.92 | 67897.494 | 68298.519 | 68600.843 | 68902.585 | 69203.742 | 69504.318 | 69804.312 | 69972.644 | 70139.058 | 70303.559 | 70466.144 | 70626.812 | 70621.075 | 70611.792 | 70598.96 | 70582.583 | 70562.66 | 70654.011 | 70742.929 | 70829.411 | 70913.456 | 70995.067 | 71202.146 | 71407.995 | 71612.619 | 71816.016 | 72018.184
Counterfactual | Dem_BB001a | Number | NPg Northeast | Knaresborough |  | 79839.051 | 80236.935 | 80634.549 | 81106.342 | 81578.645 | 82051.456 | 82524.781 | 82998.616 | 83490.882 | 83983.838 | 84477.49 | 84971.834 | 85466.869 | 85958.304 | 86450.39 | 86943.122 | 87436.508 | 87930.544 | 88403.681 | 88877.263 | 89351.286 | 89825.748 | 90300.655 | 90688.888 | 91076.736 | 91464.206 | 91851.295 | 92238
Counterfactual | Dem_BB001a | Number | NPg Northeast | Lackenby |  | 44499.204 | 44729.075 | 44958.882 | 45154.955 | 45350.614 | 45545.856 | 45740.687 | 45935.103 | 46044.153 | 46151.924 | 46258.418 | 46363.634 | 46467.571 | 46398.232 | 46325.91 | 46250.602 | 46172.312 | 46091.039 | 46089.078 | 46084.931 | 46078.597 | 46070.075 | 46059.366 | 46138.65 | 46216.615 | 46293.266 | 46368.6 | 46442.617
Counterfactual | Dem_BB001a | Number | NPg Northeast | Norton |  | 220116.467 | 221422.795 | 222730.589 | 223716.509 | 224700.529 | 225682.642 | 226662.862 | 227641.183 | 228190.135 | 228732.833 | 229269.293 | 229799.506 | 230323.464 | 230304.756 | 230274.482 | 230232.634 | 230179.228 | 230114.256 | 230412.164 | 230702.137 | 230984.167 | 231258.248 | 231524.393 | 232199.704 | 232871.005 | 233538.312 | 234201.618 | 234860.914
Counterfactual | Dem_BB001a | Number | NPg Northeast | Offerton |  | 28999.432 | 29171.535 | 29343.832 | 29473.723 | 29603.363 | 29732.753 | 29861.893 | 29990.782 | 30063.104 | 30134.603 | 30205.279 | 30275.132 | 30344.162 | 30341.697 | 30337.709 | 30332.195 | 30325.159 | 30316.6 | 30355.848 | 30394.05 | 30431.207 | 30467.316 | 30502.379 | 30591.349 | 30679.79 | 30767.705 | 30855.092 | 30941.952
Counterfactual | Dem_BB001a | Number | NPg Northeast | Osbaldwick |  | 147590.03 | 148251.541 | 148911.774 | 149629.114 | 150345.791 | 151061.8 | 151777.15 | 152491.837 | 152996.994 | 153499.358 | 153998.941 | 154495.736 | 154989.74 | 155394.487 | 155795.59 | 156193.044 | 156586.858 | 156977.028 | 157496.844 | 158014.31 | 158529.421 | 159042.173 | 159552.575 | 160210.149 | 160866.777 | 161522.468 | 162177.217 | 162831.018
Counterfactual | Dem_BB001a | Number | NPg Northeast | Poppleton |  | 34309.347 | 34480.33 | 34651.197 | 34853.941 | 35056.905 | 35260.087 | 35463.489 | 35667.111 | 35878.653 | 36090.492 | 36302.63 | 36515.065 | 36727.797 | 36938.982 | 37150.447 | 37362.189 | 37574.213 | 37786.516 | 37989.837 | 38193.35 | 38397.053 | 38600.944 | 38805.027 | 38971.862 | 39138.533 | 39305.041 | 39471.385 | 39637.564
Counterfactual | Dem_BB001a | Number | NPg Northeast | Saltholme |  | 47805.914 | 48052.867 | 48299.751 | 48510.394 | 48720.591 | 48930.343 | 49139.651 | 49348.514 | 49465.667 | 49581.447 | 49695.854 | 49808.889 | 49920.55 | 49846.058 | 49768.361 | 49687.457 | 49603.35 | 49516.037 | 49513.93 | 49509.476 | 49502.671 | 49493.515 | 49482.011 | 49567.186 | 49650.945 | 49733.292 | 49814.224 | 49893.741
Counterfactual | Dem_BB001a | Number | NPg Northeast | South Shields |  | 43803.69 | 44063.652 | 44323.906 | 44520.107 | 44715.929 | 44911.372 | 45106.438 | 45301.126 | 45410.369 | 45518.367 | 45625.124 | 45730.637 | 45834.906 | 45831.183 | 45825.159 | 45816.831 | 45806.203 | 45793.274 | 45852.558 | 45910.263 | 45966.388 | 46020.93 | 46073.894 | 46208.282 | 46341.873 | 46474.669 | 46606.668 | 46737.869
Counterfactual | Dem_BB001a | Number | NPg Northeast | Spennymoor |  | 139010.744 | 139762.917 | 140515.249 | 141095.509 | 141674.134 | 142251.121 | 142826.479 | 143400.202 | 143672.205 | 143939.517 | 144202.149 | 144460.095 | 144713.352 | 144221.805 | 143718.234 | 143202.634 | 142675.015 | 142135.37 | 141947.008 | 141750.141 | 141544.764 | 141330.875 | 141108.48 | 141257.387 | 141401.369 | 141540.434 | 141674.578 | 141803.798
Counterfactual | Dem_BB001a | Number | NPg Northeast | Stella North |  | 130569.684 | 131171.946 | 131773.258 | 132423.398 | 133073.111 | 133722.393 | 134371.252 | 135019.685 | 135464.08 | 135905.974 | 136345.376 | 136782.28 | 137216.683 | 137406.093 | 137590.601 | 137770.204 | 137944.909 | 138114.712 | 138438.912 | 138759.757 | 139077.241 | 139391.361 | 139702.125 | 140170.877 | 140637.788 | 141102.868 | 141566.112 | 142027.516
Counterfactual | Dem_BB001a | Number | NPg Northeast | Stella South |  | 86508.532 | 86907.559 | 87305.956 | 87736.704 | 88167.169 | 88597.349 | 89027.249 | 89456.866 | 89751.299 | 90044.074 | 90335.198 | 90624.668 | 90912.48 | 91037.973 | 91160.218 | 91279.213 | 91394.964 | 91507.466 | 91722.264 | 91934.839 | 92145.187 | 92353.306 | 92559.202 | 92869.772 | 93179.122 | 93487.26 | 93794.18 | 94099.882
Counterfactual | Dem_BB001a | Number | NPg Northeast | Tynemouth 1 |  | 79102.486 | 79571.936 | 80041.913 | 80396.22 | 80749.844 | 81102.782 | 81455.041 | 81806.616 | 82003.891 | 82198.919 | 82391.705 | 82582.245 | 82770.539 | 82763.815 | 82752.936 | 82737.897 | 82718.705 | 82695.356 | 82802.414 | 82906.621 | 83007.973 | 83106.468 | 83202.112 | 83444.796 | 83686.039 | 83925.847 | 84164.217 | 84401.146
Counterfactual | Dem_BB001a | Number | NPg Northeast | West Boldon |  | 126789.084 | 127541.54 | 128294.842 | 128862.74 | 129429.545 | 129995.251 | 130559.867 | 131123.388 | 131439.59 | 131752.189 | 132061.194 | 132366.602 | 132668.407 | 132657.63 | 132640.192 | 132616.088 | 132585.325 | 132547.901 | 132719.499 | 132886.526 | 133048.978 | 133206.85 | 133360.153 | 133749.138 | 134135.813 | 134520.188 | 134902.258 | 135282.019
Counterfactual | Dem_BB001a | Number | NPg Yorkshire | Bradford West |  | 257444.438 | 258823.952 | 260203.617 | 261382.041 | 262558.523 | 263733.055 | 264905.653 | 266076.31 | 266898.407 | 267715.029 | 268526.194 | 269331.892 | 270132.115 | 269958.254 | 269769.321 | 269565.309 | 269346.234 | 269112.087 | 269340.81 | 269559.094 | 269766.932 | 269964.315 | 270151.26 | 270707.82 | 271257.516 | 271800.364 | 272336.357 | 272865.486
Counterfactual | Dem_BB001a | Number | NPg Yorkshire | Camblesforth |  | 17203.365 | 17313.822 | 17424.482 | 17526.382 | 17628.393 | 17730.513 | 17832.743 | 17935.083 | 18041.495 | 18148.057 | 18254.77 | 18361.632 | 18468.644 | 18588.021 | 18707.67 | 18827.588 | 18947.779 | 19068.241 | 19183.409 | 19298.795 | 19414.399 | 19530.219 | 19646.258 | 19742.234 | 19838.235 | 19934.263 | 20030.317 | 20126.396
Counterfactual | Dem_BB001a | Number | NPg Yorkshire | Creyke Beck |  | 245144.808 | 246400.544 | 247655.814 | 248776.278 | 249894.882 | 251011.617 | 252126.501 | 253239.525 | 254161.478 | 255079.639 | 255994.025 | 256904.626 | 257811.436 | 258534.314 | 259251.622 | 259963.352 | 260669.519 | 261370.116 | 262315.97 | 263258.689 | 264198.265 | 265134.689 | 266067.978 | 267094.639 | 268119.06 | 269141.258 | 270161.224 | 271178.951
Counterfactual | Dem_BB001a | Number | NPg Yorkshire | Drax |  | 25470.641 | 25634.179 | 25798.018 | 25948.888 | 26099.921 | 26251.116 | 26402.474 | 26553.995 | 26711.545 | 26869.316 | 27027.31 | 27185.527 | 27343.965 | 27520.71 | 27697.857 | 27875.404 | 28053.354 | 28231.705 | 28402.219 | 28573.055 | 28744.213 | 28915.692 | 29087.494 | 29229.593 | 29371.729 | 29513.904 | 29656.118 | 29798.369
Counterfactual | Dem_BB001a | Number | NPg Yorkshire | Elland |  | 190090.499 | 191109.097 | 192127.807 | 192997.926 | 193866.611 | 194733.855 | 195599.672 | 196464.056 | 197071.072 | 197674.045 | 198272.988 | 198867.896 | 199458.76 | 199330.386 | 199190.883 | 199040.245 | 198878.485 | 198705.598 | 198874.48 | 199035.656 | 199189.118 | 199334.861 | 199472.896 | 199883.846 | 200289.728 | 200690.554 | 201086.317 | 201477.013
Counterfactual | Dem_BB001a | Number | NPg Yorkshire | Ferrybridge A |  | 52192.371 | 52481.34 | 52770.437 | 53004.679 | 53238.479 | 53471.833 | 53704.745 | 53937.214 | 54058.897 | 54179.012 | 54297.564 | 54414.551 | 54529.971 | 54457.478 | 54381.572 | 54302.252 | 54219.519 | 54133.374 | 54146.494 | 54157.195 | 54165.477 | 54171.337 | 54174.78 | 54297.655 | 54419.26 | 54539.598 | 54658.668 | 54776.467
Counterfactual | Dem_BB001a | Number | NPg Yorkshire | Ferrybridge B (_M) |  | 135530.159 | 136280.536 | 137031.248 | 137639.515 | 138246.631 | 138852.592 | 139457.406 | 140061.068 | 140377.047 | 140688.956 | 140996.804 | 141300.589 | 141600.303 | 141412.059 | 141214.951 | 141008.976 | 140794.142 | 140570.445 | 140604.512 | 140632.301 | 140653.807 | 140669.026 | 140677.965 | 140997.04 | 141312.816 | 141625.303 | 141934.496 | 142240.392
Counterfactual | Dem_BB001a | Number | NPg Yorkshire | Grimsby West |  | 80835.178 | 81286.103 | 81737.262 | 82015.618 | 82292.405 | 82567.622 | 82841.274 | 83113.358 | 83157.683 | 83198.137 | 83234.726 | 83267.448 | 83296.298 | 83003.007 | 82702.692 | 82395.35 | 82080.987 | 81759.6 | 81658.082 | 81551.739 | 81440.567 | 81324.565 | 81203.736 | 81355.678 | 81505.412 | 81652.942 | 81798.267 | 81941.383
Counterfactual | Dem_BB001a | Number | NPg Yorkshire | Jordanthorpe |  | 35593.874 | 35765.687 | 35937.321 | 36055.347 | 36172.639 | 36289.194 | 36405.016 | 36520.103 | 36523.899 | 36525.834 | 36525.912 | 36524.13 | 36520.489 | 36417.68 | 36312.048 | 36203.591 | 36092.31 | 35978.206 | 35959.822 | 35939.569 | 35917.446 | 35893.451 | 35867.587 | 35977.396 | 36086.632 | 36195.3 | 36303.396 | 36410.92
Counterfactual | Dem_BB001a | Number | NPg Yorkshire | Keadby |  | 111795.892 | 112368.558 | 112941.012 | 113451.989 | 113962.117 | 114471.393 | 114979.825 | 115487.409 | 115907.857 | 116326.575 | 116743.572 | 117158.842 | 117572.384 | 117902.046 | 118229.167 | 118553.744 | 118875.785 | 119195.286 | 119626.633 | 120056.551 | 120485.035 | 120912.082 | 121337.7 | 121805.898 | 122273.075 | 122739.238 | 123204.384 | 123668.509
Counterfactual | Dem_BB001a | Number | NPg Yorkshire | Kirkstall B |  | 126349.103 | 127026.144 | 127703.258 | 128281.608 | 128859.004 | 129435.443 | 130010.933 | 130585.471 | 130988.941 | 131389.724 | 131787.829 | 132183.252 | 132575.987 | 132490.659 | 132397.934 | 132297.808 | 132190.29 | 132075.375 | 132187.628 | 132294.758 | 132396.761 | 132493.633 | 132585.382 | 132858.532 | 133128.313 | 133394.734 | 133657.789 | 133917.476
Counterfactual | Dem_BB001a | Number | NPg Yorkshire | Neepsend |  | 44850.749 | 45067.246 | 45283.517 | 45432.239 | 45580.034 | 45726.902 | 45872.846 | 46017.863 | 46022.646 | 46025.085 | 46025.182 | 46022.938 | 46018.349 | 45888.803 | 45755.699 | 45619.035 | 45478.814 | 45335.035 | 45311.87 | 45286.35 | 45258.473 | 45228.238 | 45195.647 | 45334.014 | 45471.66 | 45608.588 | 45744.796 | 45880.284
Counterfactual | Dem_BB001a | Number | NPg Yorkshire | Norton Lees |  | 55565.061 | 55833.276 | 56101.212 | 56285.461 | 56468.563 | 56650.516 | 56831.324 | 57010.984 | 57016.91 | 57019.931 | 57020.052 | 57017.271 | 57011.586 | 56851.094 | 56686.193 | 56516.881 | 56343.163 | 56165.037 | 56136.338 | 56104.722 | 56070.185 | 56032.727 | 55992.351 | 56163.772 | 56334.3 | 56503.938 | 56672.685 | 56840.54
Counterfactual | Dem_BB001a | Number | NPg Yorkshire | Pitsmoor |  | 25919.177 | 26044.29 | 26169.272 | 26255.218 | 26340.629 | 26425.504 | 26509.844 | 26593.65 | 26596.414 | 26597.823 | 26597.88 | 26596.582 | 26593.931 | 26519.066 | 26442.146 | 26363.168 | 26282.134 | 26199.045 | 26185.658 | 26170.91 | 26154.8 | 26137.327 | 26118.492 | 26198.454 | 26278 | 26357.13 | 26435.845 | 26514.143
Counterfactual | Dem_BB001a | Number | NPg Yorkshire | Saltend North |  | 37613.239 | 37805.91 | 37998.509 | 38170.425 | 38342.056 | 38513.399 | 38684.459 | 38855.233 | 38996.691 | 39137.567 | 39277.864 | 39417.58 | 39556.714 | 39667.627 | 39777.686 | 39886.889 | 39995.238 | 40102.732 | 40247.857 | 40392.501 | 40536.663 | 40680.341 | 40823.538 | 40981.061 | 41138.241 | 41295.08 | 41451.576 | 41607.729
Counterfactual | Dem_BB001a | Number | NPg Yorkshire | Sheffield City |  | 22001.227 | 22107.428 | 22213.518 | 22286.473 | 22358.973 | 22431.018 | 22502.609 | 22573.747 | 22576.093 | 22577.289 | 22577.337 | 22576.236 | 22573.985 | 22510.437 | 22445.144 | 22378.104 | 22309.32 | 22238.79 | 22227.427 | 22214.908 | 22201.233 | 22186.401 | 22170.414 | 22238.289 | 22305.81 | 22372.979 | 22439.796 | 22506.258
Counterfactual | Dem_BB001a | Number | NPg Yorkshire | Skelton Grange |  | 289109.822 | 290659.015 | 292208.378 | 293531.746 | 294852.934 | 296171.932 | 297488.759 | 298803.406 | 299726.62 | 300643.685 | 301554.622 | 302459.42 | 303358.07 | 303162.824 | 302950.653 | 302721.547 | 302475.526 | 302212.58 | 302469.435 | 302714.568 | 302947.97 | 303169.63 | 303379.569 | 304004.586 | 304621.894 | 305231.512 | 305833.432 | 306427.643
Counterfactual | Dem_BB001a | Number | NPg Yorkshire | Templeborough |  | 18250.901 | 18338.999 | 18427.005 | 18487.523 | 18547.665 | 18607.429 | 18666.817 | 18725.829 | 18727.775 | 18728.767 | 18728.807 | 18727.894 | 18726.026 | 18673.311 | 18619.148 | 18563.536 | 18506.476 | 18447.969 | 18438.542 | 18428.158 | 18416.814 | 18404.51 | 18391.248 | 18447.553 | 18503.565 | 18559.284 | 18614.711 | 18669.844
Counterfactual | Dem_BB001a | Number | NPg Yorkshire | Thorpe Marsh |  | 152901.81 | 153587.129 | 154271.125 | 155014.282 | 155756.752 | 156498.53 | 157239.626 | 157980.034 | 158503.372 | 159023.816 | 159541.379 | 160056.054 | 160567.837 | 160987.151 | 161402.69 | 161814.448 | 162222.436 | 162626.648 | 163165.172 | 163701.262 | 164234.912 | 164766.117 | 165294.889 | 165976.13 | 166656.39 | 167335.679 | 168013.992 | 168691.324
Counterfactual | Dem_BB001a | Number | NPg Yorkshire | Thurcroft |  | 95089.297 | 95548.297 | 96006.82 | 96322.128 | 96635.473 | 96946.852 | 97256.271 | 97563.726 | 97573.866 | 97579.037 | 97579.244 | 97574.485 | 97564.756 | 97290.103 | 97007.905 | 96718.16 | 96420.874 | 96116.044 | 96066.932 | 96012.826 | 95953.723 | 95889.62 | 95820.524 | 96113.879 | 96405.706 | 96696.011 | 96984.79 | 97272.042
Counterfactual | Dem_BB001a | Number | NPg Yorkshire | West Melton |  | 183775.506 | 184662.598 | 185548.768 | 186158.152 | 186763.742 | 187365.532 | 187963.535 | 188557.743 | 188577.34 | 188587.332 | 188587.733 | 188578.535 | 188559.733 | 188028.921 | 187483.528 | 186923.549 | 186348.996 | 185759.862 | 185664.944 | 185560.375 | 185446.15 | 185322.261 | 185188.721 | 185755.677 | 186319.68 | 186880.742 | 187438.855 | 187994.015
Counterfactual | Dem_BB001a | Number | NPg Yorkshire | Wincobank |  | 8951.525 | 8994.734 | 9037.899 | 9067.581 | 9097.079 | 9126.391 | 9155.519 | 9184.463 | 9185.417 | 9185.904 | 9185.924 | 9185.476 | 9184.56 | 9158.704 | 9132.139 | 9104.863 | 9076.877 | 9048.181 | 9043.557 | 9038.464 | 9032.9 | 9026.866 | 9020.361 | 9047.977 | 9075.449 | 9102.778 | 9129.963 | 9157.004
Counterfactual | Dem_BB001a | Number | SHETL | Direct(SHETL) |  | 1292.634 | 1298.151 | 1303.653 | 1312.712 | 1321.795 | 1330.901 | 1340.03 | 1349.182 | 1362.337 | 1375.556 | 1388.838 | 1402.185 | 1415.594 | 1432.37 | 1449.242 | 1466.21 | 1483.274 | 1500.435 | 1511.626 | 1522.855 | 1534.122 | 1545.426 | 1556.768 | 1564.223 | 1571.678 | 1579.134 | 1586.59 | 1594.047
Counterfactual | Dem_BB001a | Number | SPEN | Ayr |  | 23146.727 | 23247.619 | 23348.281 | 23445.94 | 23543.341 | 23640.483 | 23737.366 | 23833.992 | 23923.555 | 24012.79 | 24101.699 | 24190.279 | 24278.531 | 24358.127 | 24437.311 | 24516.085 | 24594.449 | 24672.403 | 24740.996 | 24809.092 | 24876.691 | 24943.792 | 25010.398 | 25121.347 | 25232.223 | 25343.026 | 25453.756 | 25564.412
Counterfactual | Dem_BB001a | Number | SPEN | Bainsford |  | 36693.536 | 36846.29 | 36998.603 | 37151.392 | 37303.751 | 37455.678 | 37607.177 | 37758.245 | 37886.807 | 38014.713 | 38141.965 | 38268.563 | 38394.504 | 38502.274 | 38609.215 | 38715.327 | 38820.611 | 38925.067 | 39025.891 | 39125.861 | 39224.975 | 39323.233 | 39420.636 | 39604.516 | 39788.365 | 39972.184 | 40155.973 | 40339.73
Counterfactual | Dem_BB001a | Number | SPEN | Bathgate |  | 23772.643 | 23871.608 | 23970.287 | 24069.274 | 24167.983 | 24266.412 | 24364.564 | 24462.436 | 24545.727 | 24628.594 | 24711.037 | 24793.056 | 24874.65 | 24944.47 | 25013.754 | 25082.501 | 25150.711 | 25218.385 | 25283.706 | 25348.474 | 25412.687 | 25476.345 | 25539.45 | 25658.58 | 25777.69 | 25896.781 | 26015.852 | 26134.903
Counterfactual | Dem_BB001a | Number | SPEN | Berwick |  | 10162.719 | 10207.016 | 10251.212 | 10294.09 | 10336.855 | 10379.505 | 10422.043 | 10464.467 | 10503.79 | 10542.97 | 10582.005 | 10620.897 | 10659.645 | 10694.592 | 10729.358 | 10763.944 | 10798.351 | 10832.577 | 10862.693 | 10892.591 | 10922.271 | 10951.732 | 10980.975 | 11029.689 | 11078.369 | 11127.018 | 11175.635 | 11224.219
Counterfactual | Dem_BB001a | Number | SPEN | Bonnybridge |  | 24088.029 | 24188.307 | 24288.296 | 24388.596 | 24488.614 | 24588.349 | 24687.803 | 24786.974 | 24871.37 | 24955.336 | 25038.873 | 25121.98 | 25204.656 | 25275.403 | 25345.606 | 25415.265 | 25484.38 | 25552.952 | 25619.139 | 25684.766 | 25749.831 | 25814.334 | 25878.276 | 25998.987 | 26119.677 | 26240.348 | 26360.999 | 26481.629
Counterfactual | Dem_BB001a | Number | SPEN | Braehead Park |  | 17193.814 | 17268.758 | 17343.531 | 17416.075 | 17488.426 | 17560.584 | 17632.551 | 17704.326 | 17770.856 | 17837.141 | 17903.184 | 17968.983 | 18034.539 | 18093.663 | 18152.483 | 18210.998 | 18269.208 | 18327.114 | 18378.066 | 18428.649 | 18478.862 | 18528.707 | 18578.182 | 18660.598 | 18742.958 | 18825.265 | 18907.517 | 18989.714
Counterfactual | Dem_BB001a | Number | SPEN | Carntyne |  | 10137.261 | 10181.447 | 10225.533 | 10268.303 | 10310.96 | 10353.504 | 10395.935 | 10438.253 | 10477.478 | 10516.559 | 10555.497 | 10594.291 | 10632.942 | 10667.801 | 10702.481 | 10736.98 | 10771.3 | 10805.441 | 10835.481 | 10865.304 | 10894.91 | 10924.297 | 10953.467 | 11002.059 | 11050.617 | 11099.144 | 11147.639 | 11196.102
Counterfactual | Dem_BB001a | Number | SPEN | Carsfad |  | 0 | 0 | 0 | 0 | 0 | 0 | 0 | 0 | 0 | 0 | 0 | 0 | 0 | 0 | 0 | 0 | 0 | 0 | 0 | 0 | 0 | 0 | 0 | 0 | 0 | 0 | 0 | 0
Counterfactual | Dem_BB001a | Number | SPEN | Chapelcross |  | 20769.352 | 20859.881 | 20950.204 | 21037.833 | 21125.23 | 21212.394 | 21299.327 | 21386.028 | 21466.393 | 21546.463 | 21626.239 | 21705.722 | 21784.91 | 21856.33 | 21927.382 | 21998.065 | 22068.38 | 22138.327 | 22199.875 | 22260.977 | 22321.633 | 22381.842 | 22441.607 | 22541.161 | 22640.649 | 22740.071 | 22839.428 | 22938.719
Counterfactual | Dem_BB001a | Number | SPEN | Charlotte Street |  | 16833.584 | 16906.958 | 16980.165 | 17051.188 | 17122.024 | 17192.67 | 17263.13 | 17333.401 | 17398.537 | 17463.433 | 17528.092 | 17592.513 | 17656.695 | 17714.581 | 17772.169 | 17829.457 | 17886.448 | 17943.14 | 17993.025 | 18042.548 | 18091.71 | 18140.51 | 18188.949 | 18269.637 | 18350.272 | 18430.855 | 18511.384 | 18591.859
Counterfactual | Dem_BB001a | Number | SPEN | Clyde’s Mill |  | 50336.699 | 50556.107 | 50775.014 | 50987.392 | 51199.207 | 51410.459 | 51621.15 | 51831.279 | 52026.051 | 52220.109 | 52413.456 | 52606.09 | 52798.01 | 52971.104 | 53143.306 | 53314.613 | 53485.031 | 53654.555 | 53803.721 | 53951.808 | 54098.815 | 54244.739 | 54389.584 | 54630.864 | 54871.983 | 55112.945 | 55353.747 | 55594.388 | GSP also referred to as Westburn Road
Counterfactual | Dem_BB001a | Number | SPEN | Coatbridge |  | 42426.921 | 42611.852 | 42796.36 | 42975.366 | 43153.897 | 43331.953 | 43509.537 | 43686.647 | 43850.813 | 44014.377 | 44177.342 | 44339.706 | 44501.468 | 44647.363 | 44792.505 | 44936.894 | 45080.532 | 45223.418 | 45349.145 | 45473.962 | 45597.868 | 45720.862 | 45842.946 | 46046.312 | 46249.543 | 46452.64 | 46655.603 | 46858.431
Counterfactual | Dem_BB001a | Number | SPEN | Cockenzie |  | 25833.585 | 25946.189 | 26058.535 | 26167.531 | 26276.238 | 26384.656 | 26492.786 | 26600.627 | 26700.587 | 26800.181 | 26899.41 | 26998.273 | 27096.769 | 27185.604 | 27273.98 | 27361.898 | 27449.359 | 27536.361 | 27612.916 | 27688.916 | 27764.362 | 27839.253 | 27913.59 | 28037.418 | 28161.165 | 28284.83 | 28408.413 | 28531.914
Counterfactual | Dem_BB001a | Number | SPEN | Coylton |  | 25015.39 | 25124.427 | 25233.215 | 25338.759 | 25444.023 | 25549.007 | 25653.712 | 25758.138 | 25854.933 | 25951.372 | 26047.458 | 26143.19 | 26238.566 | 26324.587 | 26410.165 | 26495.298 | 26579.989 | 26664.236 | 26738.366 | 26811.959 | 26885.016 | 26957.534 | 27029.517 | 27149.424 | 27269.251 | 27388.999 | 27508.668 | 27628.258
Counterfactual | Dem_BB001a | Number | SPEN | Crookston A |  | 17120.474 | 17210.739 | 17300.998 | 17357.275 | 17413.192 | 17468.749 | 17523.947 | 17578.785 | 17600.345 | 17621.21 | 17641.381 | 17660.858 | 17679.641 | 17666.88 | 17653.119 | 17638.357 | 17622.596 | 17605.834 | 17610.553 | 17614.49 | 17617.645 | 17620.016 | 17621.605 | 17695.248 | 17768.795 | 17842.249 | 17915.608 | 17988.873
Counterfactual | Dem_BB001a | Number | SPEN | Crookston B |  | 12508.428 | 12574.376 | 12640.321 | 12681.437 | 12722.291 | 12762.882 | 12803.21 | 12843.276 | 12859.028 | 12874.272 | 12889.009 | 12903.239 | 12916.962 | 12907.639 | 12897.585 | 12886.799 | 12875.284 | 12863.038 | 12866.486 | 12869.362 | 12871.667 | 12873.399 | 12874.561 | 12928.365 | 12982.099 | 13035.766 | 13089.363 | 13142.891
Counterfactual | Dem_BB001a | Number | SPEN | Cumbernauld |  | 28356.555 | 28474.602 | 28592.309 | 28710.383 | 28828.125 | 28945.534 | 29062.611 | 29179.356 | 29278.707 | 29377.552 | 29475.892 | 29573.726 | 29671.053 | 29754.337 | 29836.981 | 29918.983 | 30000.346 | 30081.069 | 30158.985 | 30236.241 | 30312.836 | 30388.769 | 30464.042 | 30606.144 | 30748.221 | 30890.275 | 31032.306 | 31174.312
Counterfactual | Dem_BB001a | Number | SPEN | Cupar |  | 23704.683 | 23803.365 | 23901.762 | 24000.466 | 24098.893 | 24197.04 | 24294.911 | 24392.504 | 24475.557 | 24558.187 | 24640.394 | 24722.178 | 24803.539 | 24873.16 | 24942.246 | 25010.796 | 25078.811 | 25146.292 | 25211.426 | 25276.008 | 25340.038 | 25403.514 | 25466.439 | 25585.228 | 25703.998 | 25822.748 | 25941.479 | 26060.189
Counterfactual | Dem_BB001a | Number | SPEN | Currie |  | 8346.199 | 8382.578 | 8418.874 | 8454.088 | 8489.209 | 8524.236 | 8559.17 | 8594.011 | 8626.306 | 8658.482 | 8690.54 | 8722.481 | 8754.302 | 8783.003 | 8811.555 | 8839.959 | 8868.215 | 8896.324 | 8921.057 | 8945.611 | 8969.985 | 8994.181 | 9018.197 | 9058.203 | 9098.182 | 9138.136 | 9178.062 | 9217.963
Counterfactual | Dem_BB001a | Number | SPEN | Dalmarnock |  | 18329.146 | 18409.039 | 18488.75 | 18566.083 | 18643.212 | 18720.135 | 18796.854 | 18873.369 | 18944.291 | 19014.954 | 19085.357 | 19155.501 | 19225.385 | 19288.414 | 19351.118 | 19413.497 | 19475.551 | 19537.28 | 19591.596 | 19645.519 | 19699.049 | 19752.184 | 19804.927 | 19892.784 | 19980.583 | 20068.325 | 20156.008 | 20243.633
Counterfactual | Dem_BB001a | Number | SPEN | Devol Moor |  | 12267.817 | 12321.29 | 12374.64 | 12426.4 | 12478.023 | 12529.508 | 12580.857 | 12632.068 | 12679.537 | 12726.832 | 12773.954 | 12820.902 | 12867.675 | 12909.861 | 12951.829 | 12993.579 | 13035.113 | 13076.428 | 13112.782 | 13148.874 | 13184.701 | 13220.265 | 13255.566 | 13314.37 | 13373.134 | 13431.86 | 13490.547 | 13549.195
Counterfactual | Dem_BB001a | Number | SPEN | Devonside |  | 22374.493 | 22467.637 | 22560.513 | 22653.679 | 22746.582 | 22839.222 | 22931.601 | 23023.717 | 23102.11 | 23180.103 | 23257.697 | 23334.892 | 23411.687 | 23477.401 | 23542.61 | 23607.314 | 23671.512 | 23735.206 | 23796.685 | 23857.644 | 23918.08 | 23977.995 | 24037.388 | 24149.512 | 24261.616 | 24373.703 | 24485.772 | 24597.82
Counterfactual | Dem_BB001a | Number | SPEN | Dewar Place |  | 27121.109 | 27239.325 | 27357.271 | 27471.699 | 27585.824 | 27699.645 | 27813.164 | 27926.38 | 28031.322 | 28135.879 | 28240.054 | 28343.844 | 28447.249 | 28540.511 | 28633.292 | 28725.592 | 28817.411 | 28908.75 | 28989.12 | 29068.909 | 29148.115 | 29226.738 | 29304.779 | 29434.78 | 29564.693 | 29694.522 | 29824.265 | 29953.92
Counterfactual | Dem_BB001a | Number | SPEN | Drumchapel |  | 26669.119 | 26780.142 | 26890.845 | 27001.893 | 27112.628 | 27223.05 | 27333.16 | 27442.957 | 27536.397 | 27629.36 | 27721.848 | 27813.86 | 27905.395 | 27983.723 | 28061.448 | 28138.571 | 28215.092 | 28291.012 | 28364.291 | 28436.95 | 28508.987 | 28580.402 | 28651.195 | 28784.84 | 28918.463 | 29052.064 | 29185.643 | 29319.199
Counterfactual | Dem_BB001a | Number | SPEN | Drumcross |  | 22091.222 | 22183.187 | 22274.886 | 22366.873 | 22458.6 | 22550.067 | 22641.276 | 22732.226 | 22809.626 | 22886.632 | 22963.244 | 23039.461 | 23115.284 | 23180.166 | 23244.55 | 23308.434 | 23371.82 | 23434.707 | 23495.408 | 23555.595 | 23615.266 | 23674.422 | 23733.063 | 23843.768 | 23954.453 | 24065.121 | 24175.77 | 24286.401
Counterfactual | Dem_BB001a | Number | SPEN | Dumfries 11 |  | 0 | 0 | 0 | 0 | 0 | 0 | 0 | 0 | 0 | 0 | 0 | 0 | 0 | 0 | 0 | 0 | 0 | 0 | 0 | 0 | 0 | 0 | 0 | 0 | 0 | 0 | 0 | 0
Counterfactual | Dem_BB001a | Number | SPEN | Dumfries 33 |  | 28420.214 | 28598.278 | 28776.631 | 28979.533 | 29182.978 | 29386.964 | 29591.494 | 29796.566 | 30110.467 | 30426.01 | 30743.197 | 31062.028 | 31382.502 | 31776.354 | 32172.561 | 32571.121 | 32972.038 | 33375.309 | 33625.875 | 33877.296 | 34129.571 | 34382.7 | 34636.685 | 34776.76 | 34916.604 | 35056.219 | 35195.605 | 35334.76
Counterfactual | Dem_BB001a | Number | SPEN | Dumfries ICI |  | 1084.925 | 1091.723 | 1098.531 | 1106.277 | 1114.043 | 1121.83 | 1129.638 | 1137.467 | 1149.449 | 1161.495 | 1173.604 | 1185.775 | 1198.009 | 1213.044 | 1228.169 | 1243.384 | 1258.688 | 1274.083 | 1283.648 | 1293.246 | 1302.876 | 1312.539 | 1322.235 | 1327.582 | 1332.921 | 1338.251 | 1343.572 | 1348.884
Counterfactual | Dem_BB001a | Number | SPEN | Dunbar A |  | 10080.791 | 10124.732 | 10168.572 | 10211.104 | 10253.524 | 10295.83 | 10338.025 | 10380.107 | 10419.113 | 10457.977 | 10496.698 | 10535.276 | 10573.711 | 10608.376 | 10642.863 | 10677.17 | 10711.299 | 10745.249 | 10775.122 | 10804.779 | 10834.22 | 10863.444 | 10892.452 | 10940.772 | 10989.06 | 11037.317 | 11085.542 | 11133.734
Counterfactual | Dem_BB001a | Number | SPEN | Dunbar B |  | 7548.903 | 7581.807 | 7614.636 | 7646.486 | 7678.252 | 7709.933 | 7741.53 | 7773.042 | 7802.252 | 7831.354 | 7860.35 | 7889.239 | 7918.021 | 7943.98 | 7969.805 | 7995.495 | 8021.052 | 8046.476 | 8068.846 | 8091.054 | 8113.101 | 8134.985 | 8156.707 | 8192.891 | 8229.051 | 8265.188 | 8301.3 | 8337.389
Counterfactual | Dem_BB001a | Number | SPEN | Dunfermline |  | 29633.418 | 29756.781 | 29879.788 | 30003.179 | 30126.223 | 30248.918 | 30371.267 | 30493.269 | 30597.094 | 30700.39 | 30803.158 | 30905.398 | 31007.107 | 31094.141 | 31180.506 | 31266.201 | 31351.227 | 31435.585 | 31517.01 | 31597.745 | 31677.789 | 31757.141 | 31835.803 | 31984.303 | 32132.778 | 32281.229 | 32429.655 | 32578.056
Counterfactual | Dem_BB001a | Number | SPEN | Earlstoun |  | 0 | 0 | 0 | 0 | 0 | 0 | 0 | 0 | 0 | 0 | 0 | 0 | 0 | 0 | 0 | 0 | 0 | 0 | 0 | 0 | 0 | 0 | 0 | 0 | 0 | 0 | 0 | 0
Counterfactual | Dem_BB001a | Number | SPEN | East Kilbride |  | 31339.561 | 31476.164 | 31612.456 | 31744.682 | 31876.558 | 32008.083 | 32139.259 | 32270.085 | 32391.35 | 32512.17 | 32632.548 | 32752.481 | 32871.97 | 32979.739 | 33086.951 | 33193.607 | 33299.708 | 33405.254 | 33498.125 | 33590.324 | 33681.85 | 33772.702 | 33862.882 | 34013.103 | 34163.223 | 34313.246 | 34463.169 | 34612.992
Counterfactual | Dem_BB001a | Number | SPEN | East Kilbride South |  | 17515.851 | 17592.199 | 17668.373 | 17742.275 | 17815.981 | 17889.491 | 17962.806 | 18035.925 | 18103.701 | 18171.228 | 18238.508 | 18305.539 | 18372.322 | 18432.555 | 18492.476 | 18552.087 | 18611.388 | 18670.378 | 18722.284 | 18773.814 | 18824.968 | 18875.746 | 18926.148 | 19010.108 | 19094.011 | 19177.859 | 19261.652 | 19345.389
Counterfactual | Dem_BB001a | Number | SPEN | Easterhouse |  | 60553.487 | 60817.428 | 61080.766 | 61336.25 | 61591.058 | 61845.187 | 62098.642 | 62351.42 | 62585.725 | 62819.171 | 63051.762 | 63283.495 | 63514.368 | 63722.595 | 63929.748 | 64135.826 | 64340.832 | 64544.765 | 64724.208 | 64902.352 | 65079.196 | 65254.738 | 65428.982 | 65719.235 | 66009.294 | 66299.163 | 66588.84 | 66878.324
Counterfactual | Dem_BB001a | Number | SPEN | Eccles |  | 15338.439 | 15405.296 | 15472.001 | 15536.716 | 15601.259 | 15665.631 | 15729.832 | 15793.862 | 15853.213 | 15912.345 | 15971.261 | 16029.96 | 16088.442 | 16141.186 | 16193.659 | 16245.859 | 16297.788 | 16349.445 | 16394.899 | 16440.023 | 16484.819 | 16529.284 | 16573.421 | 16646.943 | 16720.416 | 16793.841 | 16867.217 | 16940.545
Counterfactual | Dem_BB001a | Number | SPEN | Elderslie |  | 24083.894 | 24188.871 | 24293.608 | 24395.222 | 24496.566 | 24597.641 | 24698.447 | 24798.984 | 24892.174 | 24985.023 | 25077.531 | 25169.698 | 25261.523 | 25344.341 | 25426.732 | 25508.695 | 25590.232 | 25671.342 | 25742.711 | 25813.565 | 25883.901 | 25953.719 | 26023.021 | 26138.463 | 26253.828 | 26369.117 | 26484.33 | 26599.466
Counterfactual | Dem_BB001a | Number | SPEN | Erskine |  | 14250.76 | 14312.876 | 14374.85 | 14434.977 | 14494.943 | 14554.751 | 14614.399 | 14673.888 | 14729.03 | 14783.97 | 14838.708 | 14893.244 | 14947.578 | 14996.583 | 15045.335 | 15093.833 | 15142.08 | 15190.074 | 15232.304 | 15274.229 | 15315.848 | 15357.16 | 15398.167 | 15466.475 | 15534.738 | 15602.957 | 15671.13 | 15739.257
Counterfactual | Dem_BB001a | Number | SPEN | Finnieston |  | 24508.738 | 24610.767 | 24712.502 | 24814.554 | 24916.319 | 25017.796 | 25118.986 | 25219.889 | 25305.76 | 25391.192 | 25476.188 | 25560.746 | 25644.867 | 25716.849 | 25788.279 | 25859.154 | 25929.476 | 25999.246 | 26066.589 | 26133.362 | 26199.564 | 26265.193 | 26330.252 | 26453.071 | 26575.869 | 26698.647 | 26821.405 | 26944.142
Counterfactual | Dem_BB001a | Number | SPEN | Galashiels |  | 17830.7 | 17908.421 | 17985.964 | 18061.194 | 18136.225 | 18211.056 | 18285.689 | 18360.123 | 18429.117 | 18497.858 | 18566.347 | 18634.583 | 18702.567 | 18763.882 | 18824.88 | 18885.563 | 18945.929 | 19005.98 | 19058.819 | 19111.275 | 19163.349 | 19215.04 | 19266.348 | 19351.816 | 19437.228 | 19522.583 | 19607.882 | 19693.124
Counterfactual | Dem_BB001a | Number | SPEN | Giffnock |  | 61332.253 | 61599.588 | 61866.313 | 62125.083 | 62383.168 | 62640.565 | 62897.28 | 63153.309 | 63390.627 | 63627.075 | 63862.657 | 64097.37 | 64331.213 | 64542.118 | 64751.935 | 64960.663 | 65168.306 | 65374.862 | 65556.612 | 65737.047 | 65916.166 | 66093.966 | 66270.451 | 66564.436 | 66858.225 | 67151.822 | 67445.225 | 67738.432
Counterfactual | Dem_BB001a | Number | SPEN | Glenlee |  | 0 | 0 | 0 | 0 | 0 | 0 | 0 | 0 | 0 | 0 | 0 | 0 | 0 | 0 | 0 | 0 | 0 | 0 | 0 | 0 | 0 | 0 | 0 | 0 | 0 | 0 | 0 | 0
Counterfactual | Dem_BB001a | Number | SPEN | Glenluce |  | 9115.548 | 9155.281 | 9194.923 | 9233.383 | 9271.741 | 9309.997 | 9348.151 | 9386.203 | 9421.475 | 9456.617 | 9491.631 | 9526.515 | 9561.27 | 9592.616 | 9623.8 | 9654.823 | 9685.684 | 9716.383 | 9743.396 | 9770.213 | 9796.835 | 9823.261 | 9849.491 | 9893.185 | 9936.849 | 9980.485 | 10024.092 | 10067.67
Counterfactual | Dem_BB001a | Number | SPEN | Glenniston |  | 8792.885 | 8829.489 | 8865.988 | 8902.601 | 8939.111 | 8975.517 | 9011.821 | 9048.021 | 9078.829 | 9109.479 | 9139.972 | 9170.309 | 9200.489 | 9226.313 | 9251.94 | 9277.367 | 9302.597 | 9327.627 | 9351.788 | 9375.744 | 9399.495 | 9423.04 | 9446.381 | 9490.444 | 9534.5 | 9578.548 | 9622.59 | 9666.624
Counterfactual | Dem_BB001a | Number | SPEN | Glenrothes |  | 21693.287 | 21783.595 | 21873.643 | 21963.972 | 22054.047 | 22143.867 | 22233.433 | 22322.745 | 22398.751 | 22474.369 | 22549.601 | 22624.446 | 22698.903 | 22762.616 | 22825.84 | 22888.573 | 22950.817 | 23012.572 | 23072.179 | 23131.282 | 23189.878 | 23247.968 | 23305.554 | 23414.264 | 23522.955 | 23631.63 | 23740.286 | 23848.923
Counterfactual | Dem_BB001a | Number | SPEN | Gorgie |  | 18231.635 | 18311.103 | 18390.39 | 18467.312 | 18544.03 | 18620.544 | 18696.855 | 18772.962 | 18843.508 | 18913.794 | 18983.823 | 19053.594 | 19123.106 | 19185.8 | 19248.17 | 19310.217 | 19371.941 | 19433.342 | 19487.369 | 19541.005 | 19594.25 | 19647.103 | 19699.564 | 19786.955 | 19874.286 | 19961.561 | 20048.778 | 20135.937
Counterfactual | Dem_BB001a | Number | SPEN | Govan |  | 19377.594 | 19462.057 | 19546.328 | 19628.085 | 19709.625 | 19790.948 | 19872.056 | 19952.947 | 20027.927 | 20102.631 | 20177.062 | 20251.218 | 20325.1 | 20391.734 | 20458.024 | 20523.971 | 20589.575 | 20654.835 | 20712.258 | 20769.265 | 20825.857 | 20882.032 | 20937.791 | 21030.674 | 21123.495 | 21216.256 | 21308.955 | 21401.592
Counterfactual | Dem_BB001a | Number | SPEN | Grangemouth A |  | 15931.914 | 16000.635 | 16069.191 | 16124.396 | 16179.298 | 16233.897 | 16288.193 | 16342.185 | 16369.658 | 16396.561 | 16422.895 | 16448.659 | 16473.852 | 16471.868 | 16469.05 | 16465.397 | 16460.912 | 16455.593 | 16466.214 | 16476.164 | 16485.443 | 16494.051 | 16501.987 | 16571.158 | 16640.242 | 16709.241 | 16778.152 | 16846.977
Counterfactual | Dem_BB001a | Number | SPEN | Grangemouth C |  | 10649.157 | 10695.091 | 10740.915 | 10777.815 | 10814.513 | 10851.007 | 10887.299 | 10923.389 | 10941.753 | 10959.735 | 10977.337 | 10994.558 | 11011.398 | 11010.071 | 11008.187 | 11005.746 | 11002.748 | 10999.193 | 11006.292 | 11012.943 | 11019.145 | 11024.898 | 11030.203 | 11076.438 | 11122.615 | 11168.735 | 11214.797 | 11260.8
Counterfactual | Dem_BB001a | Number | SPEN | Haggs Road |  | 25504.92 | 25616.091 | 25727.008 | 25834.617 | 25941.941 | 26048.98 | 26155.734 | 26262.203 | 26360.892 | 26459.218 | 26557.185 | 26654.79 | 26752.033 | 26839.737 | 26926.99 | 27013.789 | 27100.137 | 27186.033 | 27261.613 | 27336.647 | 27411.133 | 27485.071 | 27558.462 | 27680.715 | 27802.887 | 27924.979 | 28046.99 | 28168.92
Counterfactual | Dem_BB001a | Number | SPEN | Hawick |  | 12800.874 | 12856.67 | 12912.34 | 12966.348 | 13020.214 | 13073.936 | 13127.516 | 13180.953 | 13230.485 | 13279.835 | 13329.004 | 13377.991 | 13426.798 | 13470.816 | 13514.608 | 13558.172 | 13601.51 | 13644.621 | 13682.555 | 13720.214 | 13757.599 | 13794.708 | 13831.543 | 13892.902 | 13954.219 | 14015.497 | 14076.734 | 14137.93
Counterfactual | Dem_BB001a | Number | SPEN | Helensburgh |  | 9306.089 | 9344.83 | 9383.459 | 9422.209 | 9460.85 | 9499.381 | 9537.804 | 9576.117 | 9608.723 | 9641.162 | 9673.435 | 9705.542 | 9737.483 | 9764.815 | 9791.937 | 9818.849 | 9845.551 | 9872.043 | 9897.613 | 9922.967 | 9948.104 | 9973.024 | 9997.727 | 10044.362 | 10090.989 | 10137.609 | 10184.221 | 10230.825
Counterfactual | Dem_BB001a | Number | SPEN | Hunterston Farm |  | 2910.364 | 2923.05 | 2935.707 | 2947.986 | 2960.233 | 2972.447 | 2984.629 | 2996.778 | 3008.039 | 3019.259 | 3030.438 | 3041.576 | 3052.672 | 3062.68 | 3072.637 | 3082.541 | 3092.394 | 3102.196 | 3110.82 | 3119.383 | 3127.882 | 3136.319 | 3144.694 | 3158.644 | 3172.585 | 3186.517 | 3200.44 | 3214.353
Counterfactual | Dem_BB001a | Number | SPEN | Inverkeithing |  | 31730.013 | 31862.105 | 31993.815 | 32125.936 | 32257.685 | 32389.061 | 32520.066 | 32650.7 | 32761.871 | 32872.475 | 32982.514 | 33091.987 | 33200.893 | 33294.084 | 33386.559 | 33478.317 | 33569.36 | 33659.686 | 33746.872 | 33833.319 | 33919.026 | 34003.992 | 34088.22 | 34247.227 | 34406.206 | 34565.16 | 34724.088 | 34882.988
Counterfactual | Dem_BB001a | Number | SPEN | Johnstone |  | 28936.06 | 29062.187 | 29188.026 | 29310.111 | 29431.873 | 29553.311 | 29674.427 | 29795.22 | 29907.185 | 30018.739 | 30129.885 | 30240.62 | 30350.946 | 30450.449 | 30549.439 | 30647.915 | 30745.879 | 30843.331 | 30929.079 | 31014.207 | 31098.713 | 31182.598 | 31265.862 | 31404.562 | 31543.169 | 31681.686 | 31820.111 | 31958.444
Counterfactual | Dem_BB001a | Number | SPEN | Kaimes |  | 43460.55 | 43649.986 | 43838.99 | 44022.356 | 44205.237 | 44387.631 | 44569.541 | 44750.966 | 44919.132 | 45086.681 | 45253.616 | 45419.936 | 45585.639 | 45735.087 | 45883.766 | 46031.672 | 46178.81 | 46325.177 | 46453.967 | 46581.825 | 46708.749 | 46834.74 | 46959.799 | 47168.119 | 47376.301 | 47584.346 | 47792.254 | 48000.023
Counterfactual | Dem_BB001a | Number | SPEN | Kendoon |  | 0 | 0 | 0 | 0 | 0 | 0 | 0 | 0 | 0 | 0 | 0 | 0 | 0 | 0 | 0 | 0 | 0 | 0 | 0 | 0 | 0 | 0 | 0 | 0 | 0 | 0 | 0 | 0
Counterfactual | Dem_BB001a | Number | SPEN | Kilbowie 11 |  | 5116.985 | 5136.873 | 5156.685 | 5177.906 | 5199.067 | 5220.166 | 5241.205 | 5262.184 | 5281.11 | 5299.955 | 5318.72 | 5337.403 | 5356.006 | 5374.048 | 5392.005 | 5409.875 | 5427.66 | 5445.36 | 5462.198 | 5478.942 | 5495.594 | 5512.152 | 5528.617 | 5555.813 | 5583.018 | 5610.232 | 5637.455 | 5664.688
Counterfactual | Dem_BB001a | Number | SPEN | Kilbowie 33 |  | 12918.29 | 12968.5 | 13018.517 | 13072.091 | 13125.513 | 13178.781 | 13231.896 | 13284.857 | 13332.639 | 13380.215 | 13427.588 | 13474.756 | 13521.72 | 13567.269 | 13612.602 | 13657.718 | 13702.618 | 13747.302 | 13789.81 | 13832.084 | 13874.122 | 13915.924 | 13957.491 | 14026.151 | 14094.832 | 14163.537 | 14232.264 | 14301.014
Counterfactual | Dem_BB001a | Number | SPEN | Killermont |  | 23036.467 | 23132.367 | 23227.991 | 23323.913 | 23419.565 | 23514.946 | 23610.057 | 23704.899 | 23785.611 | 23865.911 | 23945.801 | 24025.28 | 24104.347 | 24172.006 | 24239.144 | 24305.762 | 24371.86 | 24437.438 | 24500.736 | 24563.498 | 24625.723 | 24687.41 | 24748.56 | 24864.002 | 24979.423 | 25094.826 | 25210.21 | 25325.574
Counterfactual | Dem_BB001a | Number | SPEN | Kilwinning |  | 22548.717 | 22647.003 | 22745.064 | 22840.2 | 22935.084 | 23029.716 | 23124.097 | 23218.226 | 23305.476 | 23392.405 | 23479.017 | 23565.309 | 23651.281 | 23728.82 | 23805.959 | 23882.697 | 23959.037 | 24034.977 | 24101.797 | 24168.134 | 24233.986 | 24299.354 | 24364.239 | 24472.322 | 24580.333 | 24688.274 | 24796.143 | 24903.94
Counterfactual | Dem_BB001a | Number | SPEN | Lesmahagow |  | 0 | 0 | 0 | 0 | 0 | 0 | 0 | 0 | 0 | 0 | 0 | 0 | 0 | 0 | 0 | 0 | 0 | 0 | 0 | 0 | 0 | 0 | 0 | 0 | 0 | 0 | 0 | 0
Counterfactual | Dem_BB001a | Number | SPEN | Leven |  | 23581.174 | 23679.342 | 23777.226 | 23875.416 | 23973.33 | 24070.966 | 24168.327 | 24265.411 | 24348.032 | 24430.231 | 24512.01 | 24593.368 | 24674.305 | 24743.563 | 24812.289 | 24880.482 | 24948.143 | 25015.271 | 25080.066 | 25144.312 | 25208.008 | 25271.154 | 25333.75 | 25451.921 | 25570.072 | 25688.203 | 25806.316 | 25924.408
Counterfactual | Dem_BB001a | Number | SPEN | Livingston East |  | 35450.471 | 35604.993 | 35759.162 | 35908.732 | 36057.907 | 36206.685 | 36355.067 | 36503.054 | 36640.226 | 36776.894 | 36913.062 | 37048.728 | 37183.891 | 37305.795 | 37427.071 | 37547.718 | 37667.737 | 37787.127 | 37892.18 | 37996.473 | 38100.005 | 38202.774 | 38304.784 | 38474.71 | 38644.522 | 38814.223 | 38983.812 | 39153.287
Counterfactual | Dem_BB001a | Number | SPEN | Maybole |  | 7240.304 | 7271.863 | 7303.351 | 7333.898 | 7364.365 | 7394.751 | 7425.057 | 7455.281 | 7483.297 | 7511.209 | 7539.02 | 7566.728 | 7594.333 | 7619.231 | 7644 | 7668.64 | 7693.153 | 7717.537 | 7738.992 | 7760.293 | 7781.438 | 7802.427 | 7823.261 | 7857.966 | 7892.648 | 7927.308 | 7961.944 | 7996.557
Counterfactual | Dem_BB001a | Number | SPEN | Moffat |  | 0 | 0 | 0 | 0 | 0 | 0 | 0 | 0 | 0 | 0 | 0 | 0 | 0 | 0 | 0 | 0 | 0 | 0 | 0 | 0 | 0 | 0 | 0 | 0 | 0 | 0 | 0 | 0
Counterfactual | Dem_BB001a | Number | SPEN | Newarthill |  | 74670.234 | 74995.707 | 75320.437 | 75635.481 | 75949.692 | 76263.066 | 76575.608 | 76887.316 | 77176.245 | 77464.113 | 77750.927 | 78036.684 | 78321.38 | 78578.151 | 78833.597 | 79087.718 | 79340.517 | 79591.993 | 79813.268 | 80032.943 | 80251.014 | 80467.48 | 80682.346 | 81040.264 | 81397.944 | 81755.39 | 82112.6 | 82469.57
Counterfactual | Dem_BB001a | Number | SPEN | Newton Stewart |  | 4086.049 | 4103.859 | 4121.629 | 4138.868 | 4156.062 | 4173.211 | 4190.313 | 4207.37 | 4223.181 | 4238.933 | 4254.628 | 4270.265 | 4285.844 | 4299.895 | 4313.873 | 4327.779 | 4341.613 | 4355.374 | 4367.482 | 4379.503 | 4391.436 | 4403.281 | 4415.039 | 4434.625 | 4454.198 | 4473.758 | 4493.304 | 4512.838
Counterfactual | Dem_BB001a | Number | SPEN | Paisley |  | 14603.83 | 14667.486 | 14730.996 | 14792.611 | 14854.064 | 14915.353 | 14976.479 | 15037.442 | 15093.95 | 15150.251 | 15206.345 | 15262.233 | 15317.913 | 15368.132 | 15418.091 | 15467.792 | 15517.234 | 15566.417 | 15609.693 | 15652.656 | 15695.306 | 15737.642 | 15779.665 | 15849.666 | 15919.62 | 15989.529 | 16059.391 | 16129.206
Counterfactual | Dem_BB001a | Number | SPEN | Partick |  | 24138.41 | 24238.897 | 24339.095 | 24439.605 | 24539.833 | 24639.776 | 24739.438 | 24838.816 | 24923.389 | 25007.53 | 25091.242 | 25174.523 | 25257.372 | 25328.267 | 25398.617 | 25468.421 | 25537.681 | 25606.396 | 25672.722 | 25738.486 | 25803.687 | 25868.325 | 25932.401 | 26053.364 | 26174.306 | 26295.23 | 26416.133 | 26537.015
Counterfactual | Dem_BB001a | Number | SPEN | Port Dundas |  | 28669.001 | 28788.35 | 28907.353 | 29026.729 | 29145.768 | 29264.47 | 29382.837 | 29500.868 | 29601.315 | 29701.249 | 29800.672 | 29899.584 | 29997.984 | 30082.185 | 30165.739 | 30248.645 | 30330.905 | 30412.517 | 30491.292 | 30569.399 | 30646.838 | 30723.608 | 30799.71 | 30943.377 | 31087.02 | 31230.64 | 31374.235 | 31517.807
Counterfactual | Dem_BB001a | Number | SPEN | Portobello |  | 64242.039 | 64522.058 | 64801.437 | 65072.484 | 65342.813 | 65612.422 | 65881.316 | 66149.492 | 66398.069 | 66645.735 | 66892.493 | 67138.342 | 67383.279 | 67604.19 | 67823.962 | 68042.593 | 68260.087 | 68476.442 | 68666.815 | 68855.81 | 69043.427 | 69229.662 | 69414.52 | 69722.453 | 70030.181 | 70337.707 | 70645.03 | 70952.147
Counterfactual | Dem_BB001a | Number | SPEN | Ravenscraig |  | 1062.335 | 1066.965 | 1071.585 | 1076.067 | 1080.538 | 1084.996 | 1089.443 | 1093.877 | 1097.988 | 1102.083 | 1106.164 | 1110.229 | 1114.28 | 1117.933 | 1121.567 | 1125.182 | 1128.779 | 1132.357 | 1135.505 | 1138.63 | 1141.733 | 1144.812 | 1147.869 | 1152.961 | 1158.05 | 1163.135 | 1168.217 | 1173.296
Counterfactual | Dem_BB001a | Number | SPEN | Redhouse |  | 10428.339 | 10471.752 | 10515.039 | 10558.462 | 10601.762 | 10644.94 | 10687.996 | 10730.93 | 10767.467 | 10803.818 | 10839.984 | 10875.963 | 10911.756 | 10942.384 | 10972.777 | 11002.934 | 11032.855 | 11062.542 | 11091.196 | 11119.608 | 11147.776 | 11175.701 | 11203.383 | 11255.642 | 11307.892 | 11360.134 | 11412.367 | 11464.591
Counterfactual | Dem_BB001a | Number | SPEN | Saltcoats A |  | 9592.609 | 9643.738 | 9694.869 | 9717.243 | 9739.321 | 9761.101 | 9782.584 | 9803.771 | 9790.308 | 9776.198 | 9761.443 | 9746.041 | 9729.993 | 9659.309 | 9587.444 | 9514.397 | 9440.169 | 9364.759 | 9304.085 | 9242.384 | 9179.655 | 9115.898 | 9051.114 | 9043.606 | 9035.621 | 9027.16 | 9018.222 | 9008.806
Counterfactual | Dem_BB001a | Number | SPEN | Saltcoats B |  | 8062.355 | 8105.327 | 8148.302 | 8167.107 | 8185.663 | 8203.968 | 8222.025 | 8239.831 | 8228.516 | 8216.657 | 8204.256 | 8191.311 | 8177.823 | 8118.415 | 8058.014 | 7996.62 | 7934.233 | 7870.852 | 7819.857 | 7767.999 | 7715.277 | 7661.691 | 7607.241 | 7600.931 | 7594.22 | 7587.109 | 7579.596 | 7571.683
Counterfactual | Dem_BB001a | Number | SPEN | Shrubhill |  | 37292.897 | 37455.449 | 37617.631 | 37774.975 | 37931.902 | 38088.412 | 38244.507 | 38400.184 | 38544.485 | 38688.257 | 38831.502 | 38974.218 | 39116.406 | 39244.646 | 39372.225 | 39499.141 | 39625.398 | 39750.993 | 39861.506 | 39971.219 | 40080.132 | 40188.242 | 40295.553 | 40474.31 | 40652.948 | 40831.469 | 41009.872 | 41188.155
Counterfactual | Dem_BB001a | Number | SPEN | Sighthill |  | 61611.706 | 61880.259 | 62148.2 | 62408.148 | 62667.409 | 62925.979 | 63183.863 | 63441.059 | 63679.459 | 63916.984 | 64153.639 | 64389.422 | 64624.331 | 64836.196 | 65046.97 | 65256.649 | 65465.238 | 65672.735 | 65855.313 | 66036.57 | 66216.505 | 66395.115 | 66572.404 | 66867.729 | 67162.857 | 67457.792 | 67752.531 | 68047.074
Counterfactual | Dem_BB001a | Number | SPEN | Spango Valley |  | 14037.458 | 14098.645 | 14159.692 | 14218.918 | 14277.987 | 14336.899 | 14395.655 | 14454.254 | 14508.57 | 14562.687 | 14616.606 | 14670.326 | 14723.847 | 14772.118 | 14820.14 | 14867.913 | 14915.438 | 14962.713 | 15004.311 | 15045.609 | 15086.604 | 15127.298 | 15167.692 | 15234.978 | 15302.219 | 15369.416 | 15436.569 | 15503.677
Counterfactual | Dem_BB001a | Number | SPEN | St Andrews Cross |  | 22806.354 | 22905.762 | 23004.944 | 23101.167 | 23197.136 | 23292.849 | 23388.308 | 23483.512 | 23571.759 | 23659.682 | 23747.283 | 23834.561 | 23921.515 | 23999.94 | 24077.96 | 24155.576 | 24232.788 | 24309.595 | 24377.179 | 24444.273 | 24510.879 | 24576.993 | 24642.619 | 24751.937 | 24861.183 | 24970.357 | 25079.458 | 25188.487
Counterfactual | Dem_BB001a | Number | SPEN | Stirling |  | 27123.403 | 27236.317 | 27348.905 | 27461.844 | 27574.466 | 27686.769 | 27798.755 | 27910.422 | 28005.453 | 28100 | 28194.063 | 28287.643 | 28380.737 | 28460.399 | 28539.449 | 28617.885 | 28695.71 | 28772.922 | 28847.45 | 28921.347 | 28994.611 | 29067.242 | 29139.241 | 29275.163 | 29411.061 | 29546.938 | 29682.793 | 29818.624
Counterfactual | Dem_BB001a | Number | SPEN | Strathaven |  | 44962.255 | 45158.237 | 45353.771 | 45543.473 | 45732.673 | 45921.37 | 46109.565 | 46297.259 | 46471.235 | 46644.574 | 46817.277 | 46989.344 | 47160.772 | 47315.385 | 47469.201 | 47622.218 | 47774.44 | 47925.864 | 48059.104 | 48191.38 | 48322.69 | 48453.034 | 48582.414 | 48797.933 | 49013.308 | 49228.542 | 49443.633 | 49658.581
Counterfactual | Dem_BB001a | Number | SPEN | Strathleven |  | 29232.264 | 29353.957 | 29475.298 | 29597.019 | 29718.397 | 29839.432 | 29960.124 | 30080.474 | 30182.894 | 30284.792 | 30386.169 | 30487.024 | 30587.357 | 30673.212 | 30758.408 | 30842.943 | 30926.819 | 31010.034 | 31090.357 | 31169.999 | 31248.959 | 31327.237 | 31404.835 | 31551.325 | 31697.789 | 31844.231 | 31990.648 | 32137.04
Counterfactual | Dem_BB001a | Number | SPEN | Telford Road |  | 19870.734 | 19957.347 | 20043.762 | 20127.599 | 20211.215 | 20294.608 | 20377.779 | 20460.729 | 20537.617 | 20614.222 | 20690.547 | 20766.591 | 20842.352 | 20910.682 | 20978.66 | 21046.285 | 21113.558 | 21180.479 | 21239.363 | 21297.822 | 21355.853 | 21413.458 | 21470.636 | 21565.883 | 21661.067 | 21756.188 | 21851.246 | 21946.241
Counterfactual | Dem_BB001a | Number | SPEN | Tongland |  | 3208.25 | 3222.234 | 3236.186 | 3249.722 | 3263.223 | 3276.687 | 3290.115 | 3303.508 | 3315.922 | 3328.291 | 3340.614 | 3352.891 | 3365.124 | 3376.156 | 3387.131 | 3398.05 | 3408.911 | 3419.716 | 3429.223 | 3438.662 | 3448.031 | 3457.332 | 3466.564 | 3481.942 | 3497.31 | 3512.668 | 3528.015 | 3543.353
Counterfactual | Dem_BB001a | Number | SPEN | West George Street |  | 10489.543 | 10533.211 | 10576.753 | 10620.43 | 10663.985 | 10707.416 | 10750.725 | 10793.911 | 10830.662 | 10867.227 | 10903.604 | 10939.795 | 10975.797 | 11006.605 | 11037.177 | 11067.51 | 11097.608 | 11127.469 | 11156.291 | 11184.869 | 11213.203 | 11241.292 | 11269.137 | 11321.702 | 11374.259 | 11426.807 | 11479.347 | 11531.877
Counterfactual | Dem_BB001a | Number | SPEN | Westfield |  | 10398.316 | 10441.604 | 10484.767 | 10528.065 | 10571.241 | 10614.294 | 10657.226 | 10700.036 | 10736.469 | 10772.715 | 10808.776 | 10844.652 | 10880.341 | 10910.882 | 10941.187 | 10971.257 | 11001.093 | 11030.694 | 11059.266 | 11087.595 | 11115.683 | 11143.527 | 11171.13 | 11223.238 | 11275.337 | 11327.429 | 11379.511 | 11431.585
Counterfactual | Dem_BB001a | Number | SPEN | Whitehouse |  | 50024.643 | 50242.691 | 50460.241 | 50671.302 | 50881.805 | 51091.747 | 51301.132 | 51509.958 | 51703.523 | 51896.377 | 52088.526 | 52279.966 | 52470.696 | 52642.717 | 52813.851 | 52984.097 | 53153.457 | 53321.931 | 53470.172 | 53617.341 | 53763.437 | 53908.456 | 54052.403 | 54292.188 | 54531.812 | 54771.28 | 55010.589 | 55249.738
Counterfactual | Dem_BB001a | Number | SPEN | Wishaw |  | 52545.861 | 52774.899 | 53003.413 | 53225.111 | 53446.223 | 53666.746 | 53886.684 | 54106.035 | 54309.355 | 54511.93 | 54713.762 | 54914.851 | 55115.194 | 55295.884 | 55475.644 | 55654.47 | 55832.366 | 56009.331 | 56165.043 | 56319.63 | 56473.088 | 56625.416 | 56776.618 | 57028.488 | 57280.189 | 57531.726 | 57783.096 | 58034.298
Counterfactual | Dem_BB001a | Number | SPEN Manweb | Birkenhead |  | 170507.184 | 171468.148 | 172429.71 | 173139.861 | 173847.987 | 174554.082 | 175258.158 | 175960.209 | 176240.808 | 176515.111 | 176783.131 | 177044.861 | 177300.295 | 176781.333 | 176248.465 | 175701.684 | 175141.003 | 174566.415 | 174407.518 | 174238.878 | 174060.487 | 173872.342 | 173674.453 | 173943.115 | 174206.523 | 174464.686 | 174717.6 | 174965.259
Counterfactual | Dem_BB001a | Number | SPEN Manweb | Capenhurst |  | 94523.194 | 95055.919 | 95588.975 | 95982.658 | 96375.218 | 96766.652 | 97156.967 | 97546.16 | 97701.714 | 97853.778 | 98002.359 | 98147.453 | 98289.056 | 98001.362 | 97705.959 | 97402.843 | 97092.021 | 96773.49 | 96685.403 | 96591.914 | 96493.021 | 96388.72 | 96279.017 | 96427.954 | 96573.978 | 96717.095 | 96857.301 | 96994.594
Counterfactual | Dem_BB001a | Number | SPEN Manweb | Carrington |  | 146887.768 | 147688.681 | 148489.826 | 149286.507 | 150083.376 | 150880.428 | 151677.673 | 152475.105 | 153170.585 | 153865.209 | 154558.987 | 155251.914 | 155943.986 | 156530.366 | 157114.856 | 157697.45 | 158278.159 | 158856.977 | 159521.427 | 160184.838 | 160847.206 | 161508.525 | 162168.806 | 162822.16 | 163474.409 | 164125.565 | 164775.621 | 165424.573
Counterfactual | Dem_BB001a | Number | SPEN Manweb | Connah's Quay |  | 104970.42 | 104969.397 | 104962.494 | 104610.225 | 104248.538 | 103877.43 | 103496.906 | 103106.965 | 102348.235 | 101576.429 | 100791.554 | 99993.606 | 99182.583 | 97605.422 | 96007.722 | 94389.478 | 92750.697 | 91091.376 | 90078.376 | 89051.292 | 88010.12 | 86954.859 | 85885.513 | 85430.792 | 84967.921 | 84496.906 | 84017.743 | 83530.431
Counterfactual | Dem_BB001a | Number | SPEN Manweb | Fiddlers Ferry |  | 129032.951 | 129683.363 | 130333.419 | 130820.654 | 131305.841 | 131788.976 | 132270.069 | 132749.114 | 133003.576 | 133253.724 | 133499.566 | 133741.098 | 133978.316 | 133687.74 | 133387.664 | 133078.082 | 132759.003 | 132430.422 | 132412.588 | 132388.355 | 132357.72 | 132320.678 | 132277.238 | 132491.955 | 132702.765 | 132909.676 | 133112.684 | 133311.785
Counterfactual | Dem_BB001a | Number | SPEN Manweb | Frodsham |  | 165217.48 | 166148.632 | 167080.363 | 167768.483 | 168454.64 | 169138.83 | 169821.063 | 170501.334 | 170773.228 | 171039.022 | 171298.726 | 171552.336 | 171799.846 | 171296.984 | 170780.647 | 170250.83 | 169707.543 | 169150.78 | 168996.813 | 168833.404 | 168660.548 | 168478.24 | 168286.49 | 168546.817 | 168802.053 | 169052.208 | 169297.275 | 169537.251
Counterfactual | Dem_BB001a | Number | SPEN Manweb | Kirkby (_D) |  | 97528.544 | 98020.153 | 98511.492 | 98879.765 | 99246.49 | 99611.664 | 99975.294 | 100337.376 | 100529.71 | 100718.783 | 100904.6 | 101087.16 | 101266.459 | 101046.83 | 100820.02 | 100586.024 | 100344.851 | 100096.496 | 100083.016 | 100064.7 | 100041.545 | 100013.547 | 99980.713 | 100143.005 | 100302.344 | 100458.736 | 100612.178 | 100762.668
Counterfactual | Dem_BB001a | Number | SPEN Manweb | Legacy |  | 126798.023 | 126925.897 | 127048.03 | 126897.325 | 126738.097 | 126570.34 | 126394.064 | 126209.264 | 125948.117 | 125677.752 | 125398.178 | 125109.391 | 124811.386 | 124127.621 | 123430.909 | 122721.246 | 121998.64 | 121263.086 | 121034.036 | 120797.068 | 120552.18 | 120299.367 | 120038.636 | 120030.27 | 120016.438 | 119997.149 | 119972.397 | 119942.18
Counterfactual | Dem_BB001a | Number | SPEN Manweb | Lister Drive |  | 323801.035 | 325433.209 | 327064.487 | 328287.176 | 329504.726 | 330717.128 | 331924.403 | 333126.539 | 333765.099 | 334392.832 | 335009.759 | 335615.87 | 336211.154 | 335481.971 | 334728.945 | 333952.066 | 333151.355 | 332326.801 | 332282.046 | 332221.236 | 332144.358 | 332051.404 | 331942.394 | 332481.214 | 333010.23 | 333529.462 | 334038.899 | 334538.532
Counterfactual | Dem_BB001a | Number | SPEN Manweb | Pentir |  | 67925.125 | 67909.662 | 67890.237 | 67586.737 | 67276.355 | 66959.091 | 66634.947 | 66303.922 | 65896.654 | 65481.797 | 65059.356 | 64629.328 | 64191.712 | 63511.505 | 62821.381 | 62121.339 | 61411.381 | 60691.507 | 60375.548 | 60053.679 | 59725.897 | 59392.2 | 59052.594 | 58923.191 | 58789.917 | 58652.773 | 58511.759 | 58366.872
Counterfactual | Dem_BB001a | Number | SPEN Manweb | Rainhill |  | 80573.419 | 80979.562 | 81385.484 | 81689.733 | 81992.703 | 82294.393 | 82594.806 | 82893.942 | 83052.838 | 83209.041 | 83362.555 | 83513.377 | 83661.505 | 83480.058 | 83292.678 | 83099.363 | 82900.117 | 82694.938 | 82683.801 | 82668.669 | 82649.539 | 82626.409 | 82599.283 | 82733.361 | 82865 | 82994.203 | 83120.97 | 83245.297
Counterfactual | Dem_BB001a | Number | SPEN Manweb | St. Asaph |  | 13795.52 | 13792.38 | 13788.434 | 13726.794 | 13663.756 | 13599.32 | 13533.486 | 13466.256 | 13383.54 | 13299.283 | 13213.485 | 13126.147 | 13037.268 | 12899.119 | 12758.955 | 12616.777 | 12472.586 | 12326.38 | 12262.209 | 12196.838 | 12130.266 | 12062.492 | 11993.519 | 11967.237 | 11940.169 | 11912.315 | 11883.676 | 11854.249
Counterfactual | Dem_BB001a | Number | SPEN Manweb | Trawsfynydd |  | 66430.208 | 66361.204 | 66287.759 | 65982.987 | 65671.408 | 65353.021 | 65027.829 | 64695.831 | 64382.494 | 64062.606 | 63736.174 | 63403.193 | 63063.663 | 62607.306 | 62143.307 | 61671.665 | 61192.384 | 60705.462 | 60593.345 | 60477.29 | 60357.294 | 60233.356 | 60105.479 | 60072.052 | 60035.613 | 59996.165 | 59953.705 | 59908.233
Counterfactual | Dem_BB001a | Number | SPEN Manweb | Wylfa |  | 19761.104 | 19752.152 | 19742 | 19639.483 | 19534.816 | 19427.998 | 19319.032 | 19207.915 | 19106.033 | 19002.116 | 18896.165 | 18788.181 | 18678.162 | 18543.456 | 18406.492 | 18267.269 | 18125.787 | 17982.047 | 17956.289 | 17929.437 | 17901.489 | 17872.446 | 17842.308 | 17838.377 | 17833.609 | 17828.004 | 17821.562 | 17814.282
Counterfactual | Dem_BB001a | Number | SPTL | Direct(SPTL) |  | 125673.808 | 126221.596 | 126768.133 | 127298.369 | 127827.201 | 128354.626 | 128880.65 | 129405.271 | 129891.552 | 130376.05 | 130858.772 | 131339.715 | 131818.874 | 132251.032 | 132680.962 | 133108.659 | 133534.133 | 133957.38 | 134329.797 | 134699.521 | 135066.546 | 135430.87 | 135792.499 | 136394.895 | 136996.888 | 137598.488 | 138199.69 | 138800.489
Counterfactual | Dem_BB001a | Number | SSEN (SHEPD) | Abernethy |  | 11892.353 | 11943.105 | 11993.727 | 12077.074 | 12160.635 | 12244.408 | 12328.396 | 12412.596 | 12533.625 | 12655.24 | 12777.44 | 12900.226 | 13023.598 | 13177.933 | 13333.155 | 13489.264 | 13646.259 | 13804.142 | 13907.102 | 14010.409 | 14114.063 | 14218.064 | 14322.412 | 14390.995 | 14459.583 | 14528.177 | 14596.777 | 14665.382
Counterfactual | Dem_BB001a | Number | SSEN (SHEPD) | Alness |  | 10071.767 | 10147.471 | 10223.41 | 10383.642 | 10544.986 | 10707.442 | 10871.011 | 11035.693 | 11364.76 | 11696.6 | 12031.213 | 12368.598 | 12708.756 | 13229.422 | 13754.624 | 14284.36 | 14818.631 | 15357.438 | 15712.582 | 16070.44 | 16431.012 | 16794.297 | 17160.297 | 17319.961 | 17480.364 | 17641.506 | 17803.386 | 17966.006
Counterfactual | Dem_BB001a | Number | SSEN (SHEPD) | Arbroath |  | 20359.597 | 20446.483 | 20533.147 | 20675.837 | 20818.892 | 20962.312 | 21106.097 | 21250.248 | 21457.449 | 21665.652 | 21874.858 | 22085.066 | 22296.277 | 22560.497 | 22826.236 | 23093.492 | 23362.268 | 23632.562 | 23808.828 | 23985.689 | 24163.144 | 24341.192 | 24519.834 | 24637.247 | 24754.67 | 24872.103 | 24989.545 | 25106.997
Counterfactual | Dem_BB001a | Number | SSEN (SHEPD) | Ardkinglas |  | 0 | 0 | 0 | 0 | 0 | 0 | 0 | 0 | 0 | 0 | 0 | 0 | 0 | 0 | 0 | 0 | 0 | 0 | 0 | 0 | 0 | 0 | 0 | 0 | 0 | 0 | 0 | 0
Counterfactual | Dem_BB001a | Number | SSEN (SHEPD) | Ardmore |  | 16088.864 | 16192.7 | 16296.732 | 16480.535 | 16665.364 | 16851.219 | 17038.1 | 17226.008 | 17558.665 | 17893.809 | 18231.441 | 18571.56 | 18914.166 | 19402.019 | 19893.774 | 20389.432 | 20888.993 | 21392.458 | 21717.648 | 22044.979 | 22374.451 | 22706.062 | 23039.814 | 23195.19 | 23350.999 | 23507.244 | 23663.924 | 23821.037
Counterfactual | Dem_BB001a | Number | SSEN (SHEPD) | Beauly |  | 7522.248 | 7570.796 | 7619.435 | 7705.371 | 7791.787 | 7878.682 | 7966.057 | 8053.912 | 8209.444 | 8366.138 | 8523.996 | 8683.017 | 8843.2 | 9071.293 | 9301.21 | 9532.951 | 9766.518 | 10001.91 | 10153.951 | 10306.992 | 10461.035 | 10616.077 | 10772.121 | 10844.766 | 10917.614 | 10990.665 | 11063.92 | 11137.377
Counterfactual | Dem_BB001a | Number | SSEN (SHEPD) | Berryburn |  | 0 | 0 | 0 | 0 | 0 | 0 | 0 | 0 | 0 | 0 | 0 | 0 | 0 | 0 | 0 | 0 | 0 | 0 | 0 | 0 | 0 | 0 | 0 | 0 | 0 | 0 | 0 | 0
Counterfactual | Dem_BB001a | Number | SSEN (SHEPD) | Boat of Garten |  | 7688.595 | 7738.217 | 7787.932 | 7875.768 | 7964.095 | 8052.912 | 8142.219 | 8232.017 | 8390.988 | 8551.148 | 8712.496 | 8875.034 | 9038.759 | 9271.896 | 9506.897 | 9743.764 | 9982.496 | 10223.093 | 10378.496 | 10534.922 | 10692.371 | 10850.842 | 11010.337 | 11084.588 | 11159.046 | 11233.713 | 11308.588 | 11383.67
Counterfactual | Dem_BB001a | Number | SSEN (SHEPD) | Braco West |  | 16668.788 | 16739.924 | 16810.877 | 16927.7 | 17044.822 | 17162.242 | 17279.962 | 17397.981 | 17567.62 | 17738.08 | 17909.361 | 18081.463 | 18254.385 | 18470.707 | 18688.272 | 18907.08 | 19127.132 | 19348.426 | 19492.739 | 19637.538 | 19782.824 | 19928.595 | 20074.853 | 20170.982 | 20267.118 | 20363.262 | 20459.414 | 20555.574
Counterfactual | Dem_BB001a | Number | SSEN (SHEPD) | Bridge of Dun |  | 14468.553 | 14530.298 | 14591.886 | 14693.289 | 14794.951 | 14896.872 | 14999.053 | 15101.494 | 15248.741 | 15396.701 | 15545.373 | 15694.758 | 15844.855 | 16032.623 | 16221.47 | 16411.396 | 16602.401 | 16794.486 | 16919.75 | 17045.436 | 17171.544 | 17298.074 | 17425.026 | 17508.466 | 17591.912 | 17675.366 | 17758.826 | 17842.293
Counterfactual | Dem_BB001a | Number | SSEN (SHEPD) | Broadford-Skye |  | 3970.954 | 3996.583 | 4022.259 | 4067.624 | 4113.243 | 4159.114 | 4205.239 | 4251.617 | 4333.722 | 4416.44 | 4499.772 | 4583.718 | 4668.278 | 4788.687 | 4910.059 | 5032.394 | 5155.693 | 5279.955 | 5360.216 | 5441.006 | 5522.324 | 5604.171 | 5686.545 | 5724.894 | 5763.35 | 5801.913 | 5840.584 | 5879.362
Counterfactual | Dem_BB001a | Number | SSEN (SHEPD) | Brora |  | 2420.092 | 2438.282 | 2456.529 | 2495.031 | 2533.799 | 2572.835 | 2612.138 | 2651.709 | 2730.778 | 2810.515 | 2890.917 | 2971.985 | 3053.72 | 3178.828 | 3305.026 | 3432.314 | 3560.691 | 3690.158 | 3775.494 | 3861.481 | 3948.121 | 4035.413 | 4123.358 | 4161.722 | 4200.265 | 4238.985 | 4277.882 | 4316.957
Counterfactual | Dem_BB001a | Number | SSEN (SHEPD) | Burghmuir |  | 29545.346 | 29671.433 | 29797.197 | 30004.265 | 30211.863 | 30419.99 | 30628.648 | 30837.836 | 31138.521 | 31440.66 | 31744.254 | 32049.304 | 32355.808 | 32739.238 | 33124.871 | 33512.707 | 33902.747 | 34294.991 | 34550.785 | 34807.441 | 35064.959 | 35323.338 | 35582.579 | 35752.966 | 35923.367 | 36093.782 | 36264.212 | 36434.655
Counterfactual | Dem_BB001a | Number | SSEN (SHEPD) | Carradale |  | 3547.355 | 3556.292 | 3565.124 | 3645.038 | 3725.59 | 3806.781 | 3888.611 | 3971.08 | 4138.14 | 4306.692 | 4476.737 | 4648.274 | 4821.303 | 5088.854 | 5358.82 | 5631.2 | 5905.996 | 6183.207 | 6368.06 | 6554.411 | 6742.26 | 6931.606 | 7122.451 | 7201.025 | 7280.023 | 7359.444 | 7439.288 | 7519.554
Counterfactual | Dem_BB001a | Number | SSEN (SHEPD) | Cassley |  | 286.614 | 288.768 | 290.929 | 295.489 | 300.081 | 304.704 | 309.358 | 314.045 | 323.409 | 332.852 | 342.374 | 351.975 | 361.655 | 376.472 | 391.418 | 406.493 | 421.696 | 437.029 | 447.136 | 457.319 | 467.58 | 477.918 | 488.334 | 492.877 | 497.442 | 502.027 | 506.634 | 511.262
Counterfactual | Dem_BB001a | Number | SSEN (SHEPD) | Ceannacroc |  | 1210.688 | 1218.502 | 1226.33 | 1240.162 | 1254.07 | 1268.056 | 1282.118 | 1296.258 | 1321.291 | 1346.511 | 1371.917 | 1397.511 | 1423.293 | 1460.003 | 1497.008 | 1534.306 | 1571.898 | 1609.784 | 1634.255 | 1658.886 | 1683.679 | 1708.633 | 1733.748 | 1745.44 | 1757.165 | 1768.922 | 1780.712 | 1792.535
Counterfactual | Dem_BB001a | Number | SSEN (SHEPD) | Charleston |  | 9591.675 | 9632.609 | 9673.437 | 9740.66 | 9808.055 | 9875.622 | 9943.361 | 10011.273 | 10108.888 | 10206.975 | 10305.535 | 10404.567 | 10504.071 | 10628.548 | 10753.742 | 10879.65 | 11006.273 | 11133.612 | 11216.654 | 11299.975 | 11383.576 | 11467.457 | 11551.618 | 11606.933 | 11662.252 | 11717.576 | 11772.905 | 11828.238
Counterfactual | Dem_BB001a | Number | SSEN (SHEPD) | Clachan |  | 1052.565 | 1055.216 | 1057.837 | 1081.549 | 1105.45 | 1129.541 | 1153.822 | 1178.292 | 1227.861 | 1277.874 | 1328.329 | 1379.227 | 1430.568 | 1509.955 | 1590.059 | 1670.879 | 1752.416 | 1834.67 | 1889.519 | 1944.813 | 2000.551 | 2056.733 | 2113.36 | 2136.675 | 2160.115 | 2183.681 | 2207.372 | 2231.188
Counterfactual | Dem_BB001a | Number | SSEN (SHEPD) | Clayhills |  | 7093.747 | 7123.822 | 7153.818 | 7199.676 | 7245.62 | 7291.651 | 7337.77 | 7383.976 | 7447.249 | 7510.781 | 7574.573 | 7638.625 | 7702.936 | 7776.852 | 7851.12 | 7925.74 | 8000.712 | 8076.037 | 8120.484 | 8164.982 | 8209.529 | 8254.126 | 8298.774 | 8328.508 | 8358.15 | 8387.701 | 8417.161 | 8446.529
Counterfactual | Dem_BB001a | Number | SSEN (SHEPD) | Coupar Angus |  | 11699.86 | 11749.79 | 11799.593 | 11881.591 | 11963.799 | 12046.217 | 12128.845 | 12211.682 | 12330.752 | 12450.398 | 12570.621 | 12691.42 | 12812.794 | 12964.631 | 13117.341 | 13270.922 | 13425.377 | 13580.704 | 13681.998 | 13783.633 | 13885.609 | 13987.926 | 14090.585 | 14158.058 | 14225.536 | 14293.02 | 14360.509 | 14428.004
Counterfactual | Dem_BB001a | Number | SSEN (SHEPD) | Craigiebuckler |  | 18807.149 | 18886.885 | 18966.41 | 19087.989 | 19209.799 | 19331.838 | 19454.109 | 19576.611 | 19744.362 | 19912.8 | 20081.928 | 20251.744 | 20422.248 | 20618.215 | 20815.117 | 21012.952 | 21211.721 | 21411.425 | 21529.264 | 21647.236 | 21765.342 | 21883.58 | 22001.951 | 22080.782 | 22159.37 | 22237.717 | 22315.822 | 22393.684
Counterfactual | Dem_BB001a | Number | SSEN (SHEPD) | Dallas |  | 0 | 0 | 0 | 0 | 0 | 0 | 0 | 0 | 0 | 0 | 0 | 0 | 0 | 0 | 0 | 0 | 0 | 0 | 0 | 0 | 0 | 0 | 0 | 0 | 0 | 0 | 0 | 0
Counterfactual | Dem_BB001a | Number | SSEN (SHEPD) | Dounreay |  | 3161.067 | 3184.827 | 3208.661 | 3258.95 | 3309.589 | 3360.576 | 3411.913 | 3463.599 | 3566.879 | 3671.028 | 3776.048 | 3881.937 | 3988.697 | 4152.111 | 4316.947 | 4483.207 | 4650.891 | 4819.997 | 4931.461 | 5043.776 | 5156.943 | 5270.962 | 5385.833 | 5435.944 | 5486.287 | 5536.862 | 5587.669 | 5638.708
Counterfactual | Dem_BB001a | Number | SSEN (SHEPD) | Dudhope |  | 26552.223 | 26665.536 | 26778.56 | 26964.651 | 27151.218 | 27338.26 | 27525.78 | 27713.776 | 27984 | 28255.53 | 28528.369 | 28802.515 | 29077.968 | 29422.554 | 29769.121 | 30117.666 | 30468.193 | 30820.7 | 31050.58 | 31281.236 | 31512.666 | 31744.869 | 31977.848 | 32130.974 | 32284.112 | 32437.263 | 32590.427 | 32743.603
Counterfactual | Dem_BB001a | Number | SSEN (SHEPD) | Dunbeath |  | 0 | 0 | 0 | 0 | 0 | 0 | 0 | 0 | 0 | 0 | 0 | 0 | 0 | 0 | 0 | 0 | 0 | 0 | 0 | 0 | 0 | 0 | 0 | 0 | 0 | 0 | 0 | 0
Counterfactual | Dem_BB001a | Number | SSEN (SHEPD) | Dunoon |  | 13237.221 | 13292.327 | 13347.275 | 13402.393 | 13457.357 | 13512.165 | 13566.818 | 13621.316 | 13667.695 | 13713.837 | 13759.743 | 13805.413 | 13850.847 | 13889.725 | 13928.304 | 13966.584 | 14004.565 | 14042.248 | 14078.62 | 14114.684 | 14150.44 | 14185.886 | 14221.025 | 14287.36 | 14353.683 | 14419.996 | 14486.298 | 14552.589
Counterfactual | Dem_BB001a | Number | SSEN (SHEPD) | Dunvegan |  | 2747.509 | 2765.241 | 2783.007 | 2814.395 | 2845.958 | 2877.697 | 2909.611 | 2941.7 | 2998.508 | 3055.741 | 3113.399 | 3171.481 | 3229.988 | 3313.299 | 3397.277 | 3481.92 | 3567.231 | 3653.208 | 3708.741 | 3764.64 | 3820.904 | 3877.533 | 3934.529 | 3961.062 | 3987.67 | 4014.352 | 4041.108 | 4067.939
Counterfactual | Dem_BB001a | Number | SSEN (SHEPD) | Dyce |  | 19368.247 | 19450.362 | 19532.26 | 19657.466 | 19782.91 | 19908.59 | 20034.509 | 20160.666 | 20333.421 | 20506.885 | 20681.058 | 20855.941 | 21031.532 | 21233.346 | 21436.121 | 21639.859 | 21844.558 | 22050.22 | 22171.575 | 22293.067 | 22414.696 | 22536.461 | 22658.364 | 22739.546 | 22820.479 | 22901.163 | 22981.599 | 23061.784
Counterfactual | Dem_BB001a | Number | SSEN (SHEPD) | Elgin |  | 16996.143 | 17105.834 | 17215.732 | 17409.9 | 17605.152 | 17801.488 | 17998.908 | 18197.412 | 18548.828 | 18902.871 | 19259.543 | 19618.842 | 19980.768 | 20496.131 | 21015.618 | 21539.226 | 22066.959 | 22598.815 | 22942.343 | 23288.133 | 23636.184 | 23986.495 | 24339.068 | 24503.206 | 24667.801 | 24832.857 | 24998.372 | 25164.346
Counterfactual | Dem_BB001a | Number | SSEN (SHEPD) | Fasnakyle |  | 606.16 | 610.072 | 613.992 | 620.917 | 627.88 | 634.883 | 641.924 | 649.003 | 661.536 | 674.163 | 686.884 | 699.698 | 712.606 | 730.986 | 749.513 | 768.188 | 787.009 | 805.977 | 818.229 | 830.562 | 842.975 | 855.468 | 868.043 | 873.897 | 879.767 | 885.654 | 891.557 | 897.476
Counterfactual | Dem_BB001a | Number | SSEN (SHEPD) | Fetteresso |  | 0 | 0 | 0 | 0 | 0 | 0 | 0 | 0 | 0 | 0 | 0 | 0 | 0 | 0 | 0 | 0 | 0 | 0 | 0 | 0 | 0 | 0 | 0 | 0 | 0 | 0 | 0 | 0
Counterfactual | Dem_BB001a | Number | SSEN (SHEPD) | Fiddes |  | 9173.02 | 9211.91 | 9250.698 | 9309.997 | 9369.409 | 9428.932 | 9488.569 | 9548.318 | 9630.137 | 9712.291 | 9794.782 | 9877.608 | 9960.77 | 10056.351 | 10152.388 | 10248.88 | 10345.829 | 10443.232 | 10500.707 | 10558.247 | 10615.852 | 10673.521 | 10731.256 | 10769.705 | 10808.036 | 10846.249 | 10884.344 | 10922.32
Counterfactual | Dem_BB001a | Number | SSEN (SHEPD) | Finstown |  | 0 | 0 | 0 | 0 | 0 | 0 | 0 | 0 | 0 | 0 | 0 | 0 | 0 | 0 | 0 | 0 | 0 | 0 | 0 | 0 | 0 | 0 | 0 | 0 | 0 | 0 | 0 | 0
Counterfactual | Dem_BB001a | Number | SSEN (SHEPD) | Fort Augustus |  | 1329.488 | 1338.068 | 1346.665 | 1361.853 | 1377.126 | 1392.484 | 1407.927 | 1423.455 | 1450.943 | 1478.638 | 1506.538 | 1534.643 | 1562.954 | 1603.267 | 1643.903 | 1684.861 | 1726.142 | 1767.745 | 1794.617 | 1821.666 | 1848.891 | 1876.294 | 1903.873 | 1916.712 | 1929.587 | 1942.499 | 1955.446 | 1968.429
Counterfactual | Dem_BB001a | Number | SSEN (SHEPD) | Fort William |  | 9215.315 | 9274.789 | 9334.376 | 9439.654 | 9545.52 | 9651.973 | 9759.014 | 9866.643 | 10057.181 | 10249.143 | 10442.531 | 10637.343 | 10833.58 | 11113.01 | 11394.675 | 11678.576 | 11964.713 | 12253.085 | 12439.347 | 12626.834 | 12815.548 | 13005.486 | 13196.652 | 13285.647 | 13374.891 | 13464.384 | 13554.126 | 13644.117
Counterfactual | Dem_BB001a | Number | SSEN (SHEPD) | Fraserburgh |  | 10380.022 | 10424.029 | 10467.921 | 10535.023 | 10602.251 | 10669.607 | 10737.091 | 10804.702 | 10897.287 | 10990.251 | 11083.596 | 11177.321 | 11271.425 | 11379.583 | 11488.257 | 11597.446 | 11707.151 | 11817.371 | 11882.408 | 11947.52 | 12012.704 | 12077.962 | 12143.293 | 12186.801 | 12230.176 | 12273.417 | 12316.524 | 12359.498
Counterfactual | Dem_BB001a | Number | SSEN (SHEPD) | Glenfarclas |  | 0 | 0 | 0 | 0 | 0 | 0 | 0 | 0 | 0 | 0 | 0 | 0 | 0 | 0 | 0 | 0 | 0 | 0 | 0 | 0 | 0 | 0 | 0 | 0 | 0 | 0 | 0 | 0
Counterfactual | Dem_BB001a | Number | SSEN (SHEPD) | Grudie Bridge |  | 5634.093 | 5670.455 | 5706.886 | 5771.251 | 5835.975 | 5901.059 | 5966.502 | 6032.305 | 6148.797 | 6266.159 | 6384.393 | 6503.498 | 6623.474 | 6794.313 | 6966.519 | 7140.091 | 7315.031 | 7491.337 | 7605.214 | 7719.841 | 7835.217 | 7951.343 | 8068.218 | 8122.628 | 8177.19 | 8231.905 | 8286.772 | 8341.791
Counterfactual | Dem_BB001a | Number | SSEN (SHEPD) | Inverness |  | 31744.644 | 31949.521 | 32154.783 | 32517.442 | 32882.125 | 33248.832 | 33617.564 | 33988.321 | 34644.68 | 35305.947 | 35972.122 | 36643.205 | 37319.196 | 38281.768 | 39252.041 | 40230.015 | 41215.69 | 42209.067 | 42850.694 | 43496.545 | 44146.62 | 44800.916 | 45459.436 | 45766.004 | 46073.429 | 46381.713 | 46690.854 | 47000.853
Counterfactual | Dem_BB001a | Number | SSEN (SHEPD) | Keith |  | 15047.743 | 15144.86 | 15242.159 | 15414.068 | 15586.937 | 15760.765 | 15935.553 | 16111.301 | 16422.432 | 16735.888 | 17051.672 | 17369.782 | 17690.218 | 18146.501 | 18606.434 | 19070.018 | 19537.252 | 20008.137 | 20312.284 | 20618.434 | 20926.585 | 21236.737 | 21548.892 | 21694.213 | 21839.94 | 21986.074 | 22132.615 | 22279.562
Counterfactual | Dem_BB001a | Number | SSEN (SHEPD) | Killin |  | 1340.188 | 1345.907 | 1351.612 | 1361.004 | 1370.421 | 1379.862 | 1389.327 | 1398.815 | 1412.455 | 1426.16 | 1439.931 | 1453.768 | 1467.671 | 1485.064 | 1502.556 | 1520.149 | 1537.841 | 1555.633 | 1567.236 | 1578.878 | 1590.559 | 1602.279 | 1614.039 | 1621.767 | 1629.497 | 1637.227 | 1644.958 | 1652.689
Counterfactual | Dem_BB001a | Number | SSEN (SHEPD) | Kinlochleven |  | 653.352 | 657.569 | 661.794 | 669.258 | 676.764 | 684.311 | 691.9 | 699.531 | 713.04 | 726.649 | 740.36 | 754.172 | 768.085 | 787.896 | 807.866 | 827.994 | 848.281 | 868.726 | 881.932 | 895.224 | 908.604 | 922.07 | 935.623 | 941.933 | 948.26 | 954.605 | 960.968 | 967.348
Counterfactual | Dem_BB001a | Number | SSEN (SHEPD) | Kintore |  | 37877.694 | 38038.283 | 38198.447 | 38443.307 | 38688.632 | 38934.421 | 39180.675 | 39427.394 | 39765.245 | 40104.481 | 40445.105 | 40787.116 | 41130.512 | 41525.191 | 41921.751 | 42320.192 | 42720.515 | 43122.72 | 43360.047 | 43597.644 | 43835.509 | 44073.641 | 44312.041 | 44470.807 | 44629.083 | 44786.874 | 44944.178 | 45100.994
Counterfactual | Dem_BB001a | Number | SSEN (SHEPD) | Lairg |  | 412.915 | 416.018 | 419.132 | 425.701 | 432.315 | 438.976 | 445.682 | 452.433 | 465.924 | 479.529 | 493.247 | 507.079 | 521.024 | 542.37 | 563.902 | 585.62 | 607.523 | 629.613 | 644.173 | 658.844 | 673.626 | 688.52 | 703.525 | 710.071 | 716.647 | 723.253 | 729.89 | 736.557
Counterfactual | Dem_BB001a | Number | SSEN (SHEPD) | Lunanhead |  | 13517.147 | 13574.833 | 13632.371 | 13727.105 | 13822.083 | 13917.302 | 14012.764 | 14108.469 | 14246.033 | 14384.263 | 14523.159 | 14662.721 | 14802.948 | 14978.369 | 15154.799 | 15332.236 | 15510.681 | 15690.135 | 15807.161 | 15924.583 | 16042.399 | 16160.608 | 16279.213 | 16357.166 | 16435.125 | 16513.091 | 16591.063 | 16669.042
Counterfactual | Dem_BB001a | Number | SSEN (SHEPD) | Lyndhurst |  | 17046.879 | 17119.628 | 17192.19 | 17311.663 | 17431.441 | 17551.525 | 17671.915 | 17792.612 | 17966.098 | 18140.424 | 18315.59 | 18491.596 | 18668.441 | 18889.67 | 19112.17 | 19335.941 | 19560.984 | 19787.298 | 19934.884 | 20082.968 | 20231.549 | 20380.626 | 20530.202 | 20628.511 | 20726.827 | 20825.152 | 20923.486 | 21021.827
Counterfactual | Dem_BB001a | Number | SSEN (SHEPD) | Macduff |  | 6189.523 | 6229.47 | 6269.492 | 6340.202 | 6411.308 | 6482.808 | 6554.703 | 6626.992 | 6754.968 | 6883.901 | 7013.791 | 7144.638 | 7276.441 | 7464.122 | 7653.305 | 7843.988 | 8036.174 | 8229.861 | 8354.965 | 8480.892 | 8607.642 | 8735.216 | 8863.613 | 8923.387 | 8983.329 | 9043.437 | 9103.713 | 9164.156
Counterfactual | Dem_BB001a | Number | SSEN (SHEPD) | Milton of Craigie |  | 32964.434 | 33105.112 | 33245.431 | 33476.461 | 33708.083 | 33940.295 | 34173.1 | 34406.496 | 34741.977 | 35079.08 | 35417.808 | 35758.159 | 36100.133 | 36527.934 | 36958.195 | 37390.912 | 37826.089 | 38263.725 | 38549.12 | 38835.477 | 39122.796 | 39411.075 | 39700.317 | 39890.422 | 40080.542 | 40270.678 | 40460.831 | 40650.998
Counterfactual | Dem_BB001a | Number | SSEN (SHEPD) | Mybster |  | 2593.327 | 2612.82 | 2632.373 | 2673.63 | 2715.174 | 2757.004 | 2799.12 | 2841.523 | 2926.253 | 3011.697 | 3097.855 | 3184.726 | 3272.312 | 3406.375 | 3541.607 | 3678.006 | 3815.573 | 3954.307 | 4045.751 | 4137.894 | 4230.736 | 4324.277 | 4418.516 | 4459.627 | 4500.928 | 4542.42 | 4584.102 | 4625.974
Counterfactual | Dem_BB001a | Number | SSEN (SHEPD) | Nairn |  | 10581.37 | 10649.661 | 10718.08 | 10838.965 | 10960.524 | 11082.757 | 11205.666 | 11329.249 | 11548.032 | 11768.451 | 11990.505 | 12214.196 | 12439.522 | 12760.374 | 13083.793 | 13409.779 | 13738.332 | 14069.452 | 14283.324 | 14498.604 | 14715.292 | 14933.387 | 15152.89 | 15255.078 | 15357.551 | 15460.31 | 15563.356 | 15666.687
Counterfactual | Dem_BB001a | Number | SSEN (SHEPD) | Orrin |  | 0 | 0 | 0 | 0 | 0 | 0 | 0 | 0 | 0 | 0 | 0 | 0 | 0 | 0 | 0 | 0 | 0 | 0 | 0 | 0 | 0 | 0 | 0 | 0 | 0 | 0 | 0 | 0
Counterfactual | Dem_BB001a | Number | SSEN (SHEPD) | Persley |  | 24943.799 | 25049.553 | 25155.026 | 25316.275 | 25477.831 | 25639.691 | 25801.858 | 25964.331 | 26186.818 | 26410.217 | 26634.53 | 26859.756 | 27085.894 | 27345.804 | 27606.953 | 27869.341 | 28132.968 | 28397.834 | 28554.122 | 28710.588 | 28867.231 | 29024.049 | 29181.044 | 29285.596 | 29389.827 | 29493.738 | 29597.329 | 29700.597
Counterfactual | Dem_BB001a | Number | SSEN (SHEPD) | Peterhead Grange |  | 11240.747 | 11288.404 | 11335.936 | 11408.601 | 11481.405 | 11554.346 | 11627.426 | 11700.643 | 11800.905 | 11901.578 | 12002.663 | 12104.16 | 12206.068 | 12323.194 | 12440.879 | 12559.122 | 12677.924 | 12797.284 | 12867.714 | 12938.225 | 13008.814 | 13079.483 | 13150.232 | 13197.348 | 13244.319 | 13291.146 | 13337.828 | 13384.365
Counterfactual | Dem_BB001a | Number | SSEN (SHEPD) | Peterhead Shell |  | 5513.892 | 5537.269 | 5560.584 | 5596.229 | 5631.941 | 5667.721 | 5703.568 | 5739.483 | 5788.664 | 5838.047 | 5887.632 | 5937.419 | 5987.408 | 6044.861 | 6102.589 | 6160.591 | 6218.866 | 6277.415 | 6311.963 | 6346.551 | 6381.177 | 6415.842 | 6450.546 | 6473.658 | 6496.698 | 6519.668 | 6542.567 | 6565.395
Counterfactual | Dem_BB001a | Number | SSEN (SHEPD) | Port Ann |  | 5155.704 | 5168.692 | 5181.529 | 5297.675 | 5414.75 | 5532.752 | 5651.683 | 5771.542 | 6014.346 | 6259.319 | 6506.461 | 6755.771 | 7007.251 | 7396.108 | 7788.475 | 8184.351 | 8583.737 | 8986.633 | 9255.298 | 9526.139 | 9799.157 | 10074.352 | 10351.725 | 10465.925 | 10580.739 | 10696.169 | 10812.214 | 10928.872
Counterfactual | Dem_BB001a | Number | SSEN (SHEPD) | Quoich |  | 151.54 | 152.518 | 153.498 | 155.229 | 156.97 | 158.721 | 160.481 | 162.251 | 165.384 | 168.541 | 171.721 | 174.924 | 178.151 | 182.746 | 187.378 | 192.047 | 196.752 | 201.494 | 204.557 | 207.64 | 210.744 | 213.867 | 217.011 | 218.474 | 219.942 | 221.413 | 222.889 | 224.369
Counterfactual | Dem_BB001a | Number | SSEN (SHEPD) | Rannoch |  | 126.43 | 126.97 | 127.508 | 128.394 | 129.282 | 130.173 | 131.066 | 131.961 | 133.248 | 134.54 | 135.84 | 137.145 | 138.457 | 140.097 | 141.748 | 143.407 | 145.076 | 146.755 | 147.849 | 148.948 | 150.05 | 151.155 | 152.265 | 152.994 | 153.723 | 154.452 | 155.181 | 155.911
Counterfactual | Dem_BB001a | Number | SSEN (SHEPD) | Redmoss |  | 21369.463 | 21460.062 | 21550.422 | 21688.565 | 21826.97 | 21965.636 | 22104.566 | 22243.757 | 22434.362 | 22625.749 | 22817.919 | 23010.871 | 23204.605 | 23427.271 | 23650.999 | 23875.787 | 24101.637 | 24328.549 | 24462.443 | 24596.488 | 24730.684 | 24865.031 | 24999.529 | 25089.1 | 25178.395 | 25267.416 | 25356.162 | 25444.633
Counterfactual | Dem_BB001a | Number | SSEN (SHEPD) | Rothienorman |  | 0 | 0 | 0 | 0 | 0 | 0 | 0 | 0 | 0 | 0 | 0 | 0 | 0 | 0 | 0 | 0 | 0 | 0 | 0 | 0 | 0 | 0 | 0 | 0 | 0 | 0 | 0 | 0
Counterfactual | Dem_BB001a | Number | SSEN (SHEPD) | Shin |  | 433.63 | 436.89 | 440.159 | 447.058 | 454.004 | 460.999 | 468.041 | 475.131 | 489.299 | 503.586 | 517.992 | 532.518 | 547.163 | 569.58 | 592.192 | 614.999 | 638.002 | 661.2 | 676.49 | 691.897 | 707.421 | 723.062 | 738.82 | 745.694 | 752.6 | 759.538 | 766.508 | 773.509
Counterfactual | Dem_BB001a | Number | SSEN (SHEPD) | Sloy |  | 867.306 | 869.491 | 871.65 | 891.189 | 910.883 | 930.734 | 950.741 | 970.904 | 1011.749 | 1052.959 | 1094.534 | 1136.473 | 1178.778 | 1244.192 | 1310.197 | 1376.793 | 1443.978 | 1511.755 | 1556.95 | 1602.512 | 1648.44 | 1694.734 | 1741.394 | 1760.605 | 1779.919 | 1799.337 | 1818.858 | 1838.483
Counterfactual | Dem_BB001a | Number | SSEN (SHEPD) | St Fergus Gas Terminal |  | 2380.123 | 2390.214 | 2400.278 | 2415.664 | 2431.08 | 2446.525 | 2461.998 | 2477.502 | 2498.731 | 2520.048 | 2541.451 | 2562.942 | 2584.52 | 2609.321 | 2634.24 | 2659.276 | 2684.432 | 2709.705 | 2724.618 | 2739.548 | 2754.495 | 2769.458 | 2784.438 | 2794.415 | 2804.36 | 2814.275 | 2824.16 | 2834.014
Counterfactual | Dem_BB001a | Number | SSEN (SHEPD) | Strichen |  | 8780.511 | 8817.738 | 8854.866 | 8911.627 | 8968.496 | 9025.473 | 9082.558 | 9139.75 | 9218.068 | 9296.707 | 9375.668 | 9454.95 | 9534.554 | 9626.045 | 9717.973 | 9810.336 | 9903.136 | 9996.372 | 10051.387 | 10106.465 | 10161.605 | 10216.807 | 10272.071 | 10308.875 | 10345.565 | 10382.143 | 10418.608 | 10454.96
Counterfactual | Dem_BB001a | Number | SSEN (SHEPD) | Tarland |  | 10715.048 | 10760.476 | 10805.785 | 10875.052 | 10944.451 | 11013.981 | 11083.643 | 11153.436 | 11249.009 | 11344.974 | 11441.331 | 11538.081 | 11635.223 | 11746.872 | 11859.053 | 11971.766 | 12085.012 | 12198.79 | 12265.926 | 12333.139 | 12400.427 | 12467.791 | 12535.231 | 12580.144 | 12624.918 | 12669.555 | 12714.054 | 12758.415
Counterfactual | Dem_BB001a | Number | SSEN (SHEPD) | Taynuilt |  | 8520.362 | 8541.827 | 8563.042 | 8754.986 | 8948.464 | 9143.476 | 9340.022 | 9538.103 | 9939.363 | 10344.207 | 10752.635 | 11164.649 | 11580.246 | 12222.875 | 12871.303 | 13525.532 | 14185.561 | 14851.391 | 15295.388 | 15742.983 | 16194.176 | 16648.965 | 17107.353 | 17296.081 | 17485.825 | 17676.585 | 17868.361 | 18061.153
Counterfactual | Dem_BB001a | Number | SSEN (SHEPD) | Thurso |  | 11812.355 | 11901.142 | 11990.204 | 12178.127 | 12367.355 | 12557.886 | 12749.723 | 12942.865 | 13328.801 | 13717.989 | 14110.429 | 14506.121 | 14905.064 | 15515.711 | 16131.677 | 16752.961 | 17379.565 | 18011.487 | 18428.006 | 18847.709 | 19270.595 | 19696.663 | 20125.914 | 20313.171 | 20501.294 | 20690.284 | 20880.141 | 21070.864
Counterfactual | Dem_BB001a | Number | SSEN (SHEPD) | Tummel Bridge |  | 3538.651 | 3553.752 | 3568.815 | 3593.616 | 3618.48 | 3643.407 | 3668.398 | 3693.452 | 3729.466 | 3765.653 | 3802.014 | 3838.55 | 3875.26 | 3921.184 | 3967.371 | 4013.822 | 4060.537 | 4107.516 | 4138.153 | 4168.893 | 4199.736 | 4230.682 | 4261.731 | 4282.138 | 4302.547 | 4322.958 | 4343.37 | 4363.784
Counterfactual | Dem_BB001a | Number | SSEN (SHEPD) | Willowdale |  | 11453.474 | 11502.033 | 11550.463 | 11624.504 | 11698.686 | 11773.007 | 11847.47 | 11922.073 | 12024.232 | 12126.811 | 12229.809 | 12333.226 | 12437.062 | 12556.405 | 12676.318 | 12796.798 | 12917.848 | 13039.467 | 13111.23 | 13183.075 | 13255.001 | 13327.007 | 13399.095 | 13447.102 | 13494.962 | 13542.675 | 13590.24 | 13637.658
Counterfactual | Dem_BB001a | Number | SSEN (SHEPD) | Woodhill |  | 24651.637 | 24756.152 | 24860.391 | 25019.751 | 25179.414 | 25339.378 | 25499.646 | 25660.216 | 25880.097 | 26100.879 | 26322.565 | 26545.153 | 26768.643 | 27025.508 | 27283.599 | 27542.913 | 27803.452 | 28065.215 | 28219.674 | 28374.307 | 28529.115 | 28684.096 | 28839.252 | 28942.58 | 29045.59 | 29148.284 | 29250.661 | 29352.72
Counterfactual | Dem_BB001a | Number | SSEN South | Acton Lane 66kV |  | 16691.345 | 16794.318 | 16897.443 | 16998.686 | 17100.06 | 17201.565 | 17303.203 | 17404.972 | 17523.581 | 17642.49 | 17761.702 | 17881.216 | 18001.031 | 18434.951 | 18872.284 | 19313.03 | 19757.19 | 20204.763 | 20581.875 | 20961.685 | 21344.195 | 21729.402 | 22117.308 | 22433.735 | 22752.159 | 23072.581 | 23395.001 | 23719.418
Counterfactual | Dem_BB001a | Number | SSEN South | Axminster_H |  | 59029.156 | 59457.901 | 59887.866 | 60377.807 | 60869.584 | 61363.193 | 61858.64 | 62355.921 | 63000.96 | 63649.315 | 64300.992 | 64955.987 | 65614.299 | 66301.931 | 66993.141 | 67687.924 | 68386.287 | 69088.226 | 69652.763 | 70219.515 | 70788.48 | 71359.655 | 71933.045 | 72323.104 | 72713.62 | 73104.599 | 73496.037 | 73887.932
Counterfactual | Dem_BB001a | Number | SSEN South | Botley Wood |  | 88763.737 | 89208.16 | 89652.305 | 90284.536 | 90918.458 | 91554.067 | 92191.371 | 92830.366 | 93593.918 | 94360.406 | 95129.839 | 95902.212 | 96677.522 | 97368.551 | 98061.657 | 98756.834 | 99454.091 | 100153.422 | 100758.661 | 101365.049 | 101972.581 | 102581.255 | 103191.077 | 103674.229 | 104157.316 | 104640.343 | 105123.308 | 105606.206
Counterfactual | Dem_BB001a | Number | SSEN South | Bramley |  | 91554.318 | 92191.98 | 92831.247 | 93826.632 | 94827.323 | 95833.318 | 96844.622 | 97861.232 | 99402.384 | 100954.118 | 102516.442 | 104089.351 | 105672.843 | 107947.971 | 110240.438 | 112550.24 | 114877.386 | 117221.87 | 118998.267 | 120786.342 | 122586.092 | 124397.512 | 126220.611 | 127283.67 | 128351.108 | 129422.934 | 130499.144 | 131579.733
Counterfactual | Dem_BB001a | Number | SSEN South | Chickerell |  | 45639.238 | 45970.728 | 46303.162 | 46681.967 | 47062.191 | 47443.832 | 47826.894 | 48211.374 | 48710.095 | 49211.381 | 49715.234 | 50221.653 | 50730.636 | 51262.289 | 51796.707 | 52333.889 | 52873.838 | 53416.552 | 53853.032 | 54291.225 | 54731.128 | 55172.74 | 55616.065 | 55917.644 | 56219.578 | 56521.868 | 56824.514 | 57127.514
Counterfactual | Dem_BB001a | Number | SSEN South | Cowley |  | 270507.936 | 272186.84 | 273868.321 | 275893.298 | 277924.418 | 279961.671 | 282005.077 | 284054.626 | 286600.47 | 289157.431 | 291725.529 | 294304.754 | 296895.096 | 299455.919 | 302027.466 | 304609.726 | 307202.721 | 309806.439 | 311994.4 | 314188.969 | 316390.134 | 318597.887 | 320812.247 | 322464.385 | 324117.736 | 325772.32 | 327428.128 | 329085.148
Counterfactual | Dem_BB001a | Number | SSEN South | Ealing |  | 144622.282 | 145514.49 | 146408.019 | 147285.233 | 148163.59 | 149043.083 | 149923.723 | 150805.505 | 151833.19 | 152863.485 | 153896.398 | 154931.925 | 155970.06 | 159729.762 | 163519.039 | 167337.886 | 171186.313 | 175064.316 | 178331.801 | 181622.674 | 184936.929 | 188274.559 | 191635.577 | 194377.259 | 197136.245 | 199912.547 | 202706.158 | 205517.072
Counterfactual | Dem_BB001a | Number | SSEN South | Fawley |  | 96939.946 | 97425.305 | 97910.362 | 98600.828 | 99293.142 | 99987.299 | 100683.306 | 101381.16 | 102215.044 | 103052.135 | 103892.442 | 104735.959 | 105582.685 | 106337.367 | 107094.315 | 107853.527 | 108615.009 | 109378.758 | 110039.747 | 110701.989 | 111365.483 | 112030.223 | 112696.217 | 113223.873 | 113751.458 | 114278.978 | 114806.429 | 115333.809
Counterfactual | Dem_BB001a | Number | SSEN South | Fleet |  | 566582.728 | 570113.222 | 573649.262 | 577193.676 | 580743.684 | 584299.267 | 587860.463 | 591427.252 | 595175.266 | 598930.639 | 602693.412 | 606463.565 | 610241.077 | 612832.917 | 615420.305 | 618003.223 | 620581.71 | 623155.746 | 625740.003 | 628319.972 | 630895.631 | 633466.962 | 636034.004 | 638706.992 | 641376.694 | 644043.148 | 646706.335 | 649366.236
Counterfactual | Dem_BB001a | Number | SSEN South | Iver 132kV |  | 120460.242 | 120910.918 | 121359.611 | 122029.068 | 122698.869 | 123369.011 | 124039.502 | 124710.337 | 125335.176 | 125959.885 | 126584.471 | 127208.93 | 127833.259 | 128428.227 | 129022.778 | 129616.908 | 130210.626 | 130803.927 | 131427.098 | 132050.149 | 132673.077 | 133295.878 | 133918.559 | 134628.366 | 135338.87 | 136050.078 | 136761.988 | 137474.594
Counterfactual | Dem_BB001a | Number | SSEN South | Iver 66kV |  | 66108.685 | 66356.016 | 66602.259 | 66969.658 | 67337.245 | 67705.02 | 68072.986 | 68441.141 | 68784.053 | 69126.894 | 69469.667 | 69812.371 | 70155.003 | 70481.522 | 70807.812 | 71133.871 | 71459.704 | 71785.308 | 72127.305 | 72469.236 | 72811.099 | 73152.893 | 73494.621 | 73884.163 | 74274.088 | 74664.4 | 75055.097 | 75446.176
Counterfactual | Dem_BB001a | Number | SSEN South | Laleham |  | 82150.018 | 82457.365 | 82763.359 | 83219.907 | 83676.69 | 84133.705 | 84590.959 | 85048.447 | 85474.567 | 85900.598 | 86326.546 | 86752.407 | 87178.18 | 87583.928 | 87989.393 | 88394.571 | 88799.467 | 89204.08 | 89629.062 | 90053.963 | 90478.78 | 90903.51 | 91328.159 | 91812.224 | 92296.765 | 92781.786 | 93267.286 | 93753.26
Counterfactual | Dem_BB001a | Number | SSEN South | Lovedean |  | 335665.341 | 337345.951 | 339025.514 | 341416.331 | 343813.543 | 346217.139 | 348627.141 | 351043.539 | 353930.954 | 356829.477 | 359739.131 | 362659.905 | 365591.786 | 368204.956 | 370825.974 | 373454.83 | 376091.546 | 378736.111 | 381024.858 | 383317.947 | 385615.366 | 387917.103 | 390223.181 | 392050.25 | 393877.071 | 395703.667 | 397530.026 | 399356.137
Counterfactual | Dem_BB001a | Number | SSEN South | Mannington |  | 407604.365 | 410564.908 | 413533.877 | 416916.988 | 420312.771 | 423721.211 | 427142.336 | 430576.133 | 435030.213 | 439507.196 | 444007.11 | 448529.942 | 453075.676 | 457823.871 | 462596.764 | 467394.34 | 472216.628 | 477063.613 | 480961.821 | 484875.322 | 488804.1 | 492748.141 | 496707.476 | 499400.887 | 502097.457 | 504797.215 | 507500.147 | 510206.238
Counterfactual | Dem_BB001a | Number | SSEN South | Melksham |  | 227076.236 | 228640.436 | 230208.432 | 232111.209 | 234021.243 | 235938.526 | 237863.074 | 239794.879 | 242301.3 | 244820.738 | 247353.21 | 249898.709 | 252457.225 | 255366.727 | 258292.606 | 261234.854 | 264193.488 | 267168.498 | 269560.891 | 271963.872 | 274377.435 | 276801.571 | 279236.296 | 280889.04 | 282544.869 | 284203.799 | 285865.823 | 287530.932
Counterfactual | Dem_BB001a | Number | SSEN South | Minety |  | 142262.262 | 143242.226 | 144224.569 | 145416.65 | 146613.278 | 147814.448 | 149020.169 | 150230.436 | 151800.697 | 153379.114 | 154965.697 | 156560.441 | 158163.34 | 159986.13 | 161819.18 | 163662.486 | 165516.057 | 167379.888 | 168878.711 | 170384.169 | 171896.255 | 173414.966 | 174940.31 | 175975.747 | 177013.116 | 178052.429 | 179093.68 | 180136.863
Counterfactual | Dem_BB001a | Number | SSEN South | North Hyde |  | 62580.949 | 62815.083 | 63048.185 | 63395.979 | 63743.951 | 64092.1 | 64440.43 | 64788.939 | 65113.553 | 65438.099 | 65762.581 | 66086.997 | 66411.345 | 66720.44 | 67029.318 | 67337.978 | 67646.424 | 67954.653 | 68278.4 | 68602.085 | 68925.705 | 69249.26 | 69572.752 | 69941.508 | 70310.625 | 70680.109 | 71049.957 | 71420.167
Counterfactual | Dem_BB001a | Number | SSEN South | Nursling |  | 183607.181 | 184526.466 | 185445.178 | 186752.942 | 188064.205 | 189378.959 | 190697.218 | 192018.975 | 193598.376 | 195183.852 | 196775.418 | 198373.066 | 199976.789 | 201406.18 | 202839.863 | 204277.833 | 205720.103 | 207166.666 | 208418.599 | 209672.906 | 210929.583 | 212188.62 | 213450.033 | 214449.431 | 215448.692 | 216447.83 | 217446.84 | 218445.713
Counterfactual | Dem_BB001a | Number | UKPN Eastern | Amersham Main |  | 121483.662 | 121938.167 | 122390.672 | 123065.816 | 123741.308 | 124417.144 | 125093.331 | 125769.866 | 126400.013 | 127030.029 | 127659.922 | 128289.687 | 128919.32 | 129519.342 | 130118.944 | 130718.122 | 131316.884 | 131915.226 | 132543.691 | 133172.036 | 133800.256 | 134428.348 | 135056.32 | 135772.157 | 136488.697 | 137205.948 | 137923.906 | 138642.567
Counterfactual | Dem_BB001a | Number | UKPN Eastern | Braintree |  | 158330.431 | 159629.745 | 160933.906 | 162306.021 | 163683.647 | 165066.778 | 166455.425 | 167849.582 | 169742.776 | 171646.493 | 173560.744 | 175485.524 | 177420.828 | 179625.077 | 181842.417 | 184072.843 | 186316.366 | 188572.981 | 190362.64 | 192160.752 | 193967.31 | 195782.309 | 197605.76 | 198789.562 | 199975.681 | 201164.13 | 202354.902 | 203547.991
Counterfactual | Dem_BB001a | Number | UKPN Eastern | Bramford |  | 302073.784 | 304478.506 | 306891.692 | 309594.658 | 312309.034 | 315034.81 | 317772.006 | 320520.612 | 324343.302 | 328188.197 | 332055.318 | 335944.654 | 339856.196 | 344462.867 | 349098.427 | 353762.864 | 358456.2 | 363178.424 | 366879.803 | 370599.923 | 374338.774 | 378096.345 | 381872.658 | 384250.527 | 386633.726 | 389022.278 | 391416.172 | 393815.396
Counterfactual | Dem_BB001a | Number | UKPN Eastern | Brimsdown |  | 91961.854 | 92275.296 | 92586.902 | 93187.973 | 93790.25 | 94393.73 | 94998.418 | 95604.312 | 96251.874 | 96901.051 | 97551.847 | 98204.26 | 98858.287 | 99482.393 | 100107.803 | 100734.514 | 101362.532 | 101991.854 | 102566.013 | 103140.933 | 103716.61 | 104293.042 | 104870.235 | 105408.734 | 105947.615 | 106486.884 | 107026.538 | 107566.574
Counterfactual | Dem_BB001a | Number | UKPN Eastern | Burwell Main |  | 201247.912 | 202027.044 | 202803.138 | 204398.143 | 205998.693 | 207604.781 | 209216.421 | 210833.607 | 212979.352 | 215135.954 | 217303.426 | 219481.761 | 221670.952 | 224661.802 | 227671.357 | 230699.609 | 233746.574 | 236812.244 | 239310.744 | 241822.288 | 244346.867 | 246884.475 | 249435.127 | 251235.666 | 253042.023 | 254854.214 | 256672.23 | 258496.065
Counterfactual | Dem_BB001a | Number | UKPN Eastern | Clacton |  | 22713.806 | 22894.624 | 23076.078 | 23279.322 | 23483.424 | 23688.383 | 23894.201 | 24100.877 | 24388.316 | 24677.425 | 24968.205 | 25260.655 | 25554.775 | 25901.164 | 26249.726 | 26600.458 | 26953.364 | 27308.441 | 27586.759 | 27866.486 | 28147.621 | 28430.163 | 28714.115 | 28892.914 | 29072.114 | 29251.716 | 29431.72 | 29612.124
Counterfactual | Dem_BB001a | Number | UKPN Eastern | Eaton Socon |  | 230084.48 | 231226.932 | 232368.565 | 233690.818 | 235014.152 | 236338.56 | 237664.057 | 238990.637 | 240303.412 | 241617.11 | 242931.745 | 244247.312 | 245563.801 | 246335.681 | 247103.083 | 247865.997 | 248624.44 | 249378.404 | 250250.506 | 251119.322 | 251984.846 | 252847.07 | 253706.008 | 254698.326 | 255688.636 | 256676.952 | 257663.266 | 258647.571
Counterfactual | Dem_BB001a | Number | UKPN Eastern | Elstree |  | 148388.73 | 148943.894 | 149496.616 | 150321.285 | 151146.379 | 151971.892 | 152797.835 | 153624.202 | 154393.909 | 155163.455 | 155932.85 | 156702.09 | 157471.168 | 158204.077 | 158936.474 | 159668.352 | 160399.723 | 161130.58 | 161898.232 | 162665.736 | 163433.089 | 164200.285 | 164967.333 | 165841.708 | 166716.94 | 167593.041 | 168470.006 | 169347.829
Counterfactual | Dem_BB001a | Number | UKPN Eastern | Loudwater |  | 29336.633 | 29446.39 | 29555.664 | 29718.702 | 29881.824 | 30045.029 | 30208.319 | 30371.692 | 30523.864 | 30676.005 | 30828.115 | 30980.195 | 31132.242 | 31277.139 | 31421.935 | 31566.628 | 31711.221 | 31855.712 | 32007.478 | 32159.215 | 32310.921 | 32462.597 | 32614.243 | 32787.108 | 32960.143 | 33133.349 | 33306.726 | 33480.273
Counterfactual | Dem_BB001a | Number | UKPN Eastern | Mill Hill |  | 272823.342 | 273844.053 | 274860.271 | 276376.484 | 277893.478 | 279411.244 | 280929.799 | 282449.135 | 283864.296 | 285279.162 | 286693.75 | 288108.052 | 289522.058 | 290869.565 | 292216.128 | 293561.739 | 294906.416 | 296250.15 | 297661.533 | 299072.645 | 300483.478 | 301894.023 | 303304.297 | 304911.897 | 306521.075 | 308131.85 | 309744.212 | 311358.152
Counterfactual | Dem_BB001a | Number | UKPN Eastern | Norwich Main |  | 269418.686 | 271624.439 | 273838.386 | 276197.444 | 278566.133 | 280944.443 | 283332.393 | 285729.973 | 289151.428 | 292592.817 | 296054.159 | 299535.445 | 303036.664 | 307874.526 | 312745.388 | 317649.24 | 322586.101 | 327555.963 | 331512.32 | 335491.562 | 339493.677 | 343518.656 | 347566.518 | 350100.672 | 352643.172 | 355194.04 | 357753.263 | 360320.833
Counterfactual | Dem_BB001a | Number | UKPN Eastern | Pelham |  | 82754.592 | 83127.88 | 83500.477 | 84025.757 | 84551.949 | 85079.049 | 85607.065 | 86135.992 | 86711.289 | 87287.957 | 87866.002 | 88445.421 | 89026.212 | 89500.102 | 89974.293 | 90448.781 | 90923.573 | 91398.665 | 91851.508 | 92304.436 | 92757.446 | 93210.536 | 93663.71 | 94098.733 | 94533.663 | 94968.506 | 95403.259 | 95837.919
Counterfactual | Dem_BB001a | Number | UKPN Eastern | Rayleigh |  | 265629.012 | 267289.848 | 268953.344 | 270384.415 | 271815.702 | 273247.195 | 274678.913 | 276110.847 | 277527.598 | 278944.4 | 280361.27 | 281778.199 | 283195.177 | 283876.834 | 284551.257 | 285218.437 | 285878.394 | 286531.117 | 287397.026 | 288257.843 | 289113.56 | 289964.168 | 290809.684 | 291864.666 | 292916.565 | 293965.4 | 295011.163 | 296053.843
Counterfactual | Dem_BB001a | Number | UKPN Eastern | Rye House |  | 108254.238 | 108943.156 | 109633.286 | 110268.426 | 110904.195 | 111540.588 | 112177.614 | 112815.267 | 113428.399 | 114041.9 | 114655.776 | 115270.026 | 115884.644 | 116209.58 | 116532.012 | 116851.936 | 117169.361 | 117484.282 | 117854.368 | 118222.511 | 118588.709 | 118952.958 | 119315.265 | 119778.349 | 120240.455 | 120701.589 | 121161.748 | 121620.928
Counterfactual | Dem_BB001a | Number | UKPN Eastern | Sheringham Shoal |  | 134741.912 | 135845.055 | 136952.296 | 138132.11 | 139316.741 | 140506.184 | 141700.447 | 142899.527 | 144610.668 | 146331.779 | 148062.868 | 149803.932 | 151554.965 | 153974.481 | 156410.5 | 158863.019 | 161332.047 | 163817.578 | 165796.235 | 167786.337 | 169787.879 | 171800.854 | 173825.275 | 175092.659 | 176364.216 | 177639.958 | 178919.879 | 180203.974
Counterfactual | Dem_BB001a | Number | UKPN Eastern | Sundon |  | 198053.458 | 199308.466 | 200565.632 | 201726.155 | 202887.812 | 204050.597 | 205214.523 | 206379.584 | 207498.78 | 208618.626 | 209739.136 | 210860.302 | 211982.118 | 212717.885 | 213450.474 | 214179.878 | 214906.11 | 215629.165 | 216428.72 | 217225.874 | 218020.621 | 218812.955 | 219602.888 | 220554.41 | 221505.067 | 222454.874 | 223403.823 | 224351.908
Counterfactual | Dem_BB001a | Number | UKPN Eastern | Tilbury |  | 40835.381 | 41065.517 | 41295.796 | 41550.853 | 41806.313 | 42062.173 | 42318.436 | 42575.1 | 42820.437 | 43066.055 | 43311.956 | 43558.14 | 43804.605 | 43827.002 | 43847.457 | 43865.968 | 43882.539 | 43897.167 | 43945.715 | 43992.67 | 44038.029 | 44081.791 | 44123.959 | 44221.33 | 44317.64 | 44412.894 | 44507.088 | 44600.223
Counterfactual | Dem_BB001a | Number | UKPN Eastern | Tottenham |  | 221181.945 | 221638.515 | 222087.532 | 223265.698 | 224444.006 | 225622.448 | 226801.038 | 227979.769 | 229315.971 | 230653.906 | 231993.589 | 233335.013 | 234678.17 | 238512.504 | 242373.263 | 246260.441 | 250174.053 | 254114.092 | 257565.546 | 261038.451 | 264532.799 | 268048.582 | 271585.816 | 274542.824 | 277515.581 | 280504.106 | 283508.389 | 286528.422
Counterfactual | Dem_BB001a | Number | UKPN Eastern | Walpole (_A) |  | 117435.64 | 118302.524 | 119171.982 | 120180.834 | 121193.691 | 122210.55 | 123231.418 | 124256.292 | 125709.726 | 127171.478 | 128641.556 | 130119.957 | 131606.676 | 133644.823 | 135696.678 | 137762.236 | 139841.507 | 141934.485 | 143598.653 | 145272.252 | 146955.277 | 148647.723 | 150349.599 | 151431.72 | 152517.317 | 153606.401 | 154698.966 | 155795.008
Counterfactual | Dem_BB001a | Number | UKPN Eastern | Warley |  | 191000.198 | 191812.544 | 192622.777 | 193561.498 | 194499.474 | 195436.699 | 196373.185 | 197308.926 | 198005.283 | 198698.462 | 199388.476 | 200075.318 | 200758.982 | 200725.76 | 200682.289 | 200628.563 | 200564.594 | 200490.376 | 200718.815 | 200940.04 | 201154.043 | 201360.819 | 201560.38 | 202219.229 | 202875.258 | 203528.479 | 204178.887 | 204826.475
Counterfactual | Dem_BB001a | Number | UKPN Eastern | Watford South |  | 188180.796 | 188884.834 | 189585.774 | 190631.587 | 191677.939 | 192724.822 | 193772.251 | 194820.218 | 195796.33 | 196772.238 | 197747.955 | 198723.475 | 199698.79 | 200628.237 | 201557.034 | 202485.173 | 203412.668 | 204339.513 | 205313.019 | 206286.339 | 207259.465 | 208232.393 | 209205.134 | 210313.982 | 211423.917 | 212534.955 | 213647.087 | 214760.308
Counterfactual | Dem_BB001a | Number | UKPN Eastern | West Thurrock |  | 38909.485 | 38989.803 | 39068.792 | 39276.051 | 39483.334 | 39690.641 | 39897.974 | 40105.332 | 40340.391 | 40575.756 | 40811.428 | 41047.406 | 41283.689 | 41958.21 | 42637.381 | 43321.198 | 44009.666 | 44702.782 | 45309.949 | 45920.889 | 46535.602 | 47154.085 | 47776.342 | 48296.527 | 48819.483 | 49345.213 | 49873.715 | 50404.988
Counterfactual | Dem_BB001a | Number | UKPN Eastern | Wymondley |  | 148893.979 | 149565.608 | 150235.993 | 151181.089 | 152127.825 | 153076.196 | 154026.214 | 154977.872 | 156012.96 | 157050.514 | 158090.547 | 159133.051 | 160178.023 | 161030.658 | 161883.833 | 162737.543 | 163591.799 | 164446.595 | 165261.361 | 166076.279 | 166891.346 | 167706.555 | 168521.917 | 169304.621 | 170087.157 | 170869.536 | 171651.754 | 172433.804
Counterfactual | Dem_BB001a | Number | UKPN London | Acton Lane 22kV |  | 29481.416 | 29663.293 | 29845.44 | 30024.261 | 30203.315 | 30382.601 | 30562.12 | 30741.873 | 30951.367 | 31161.394 | 31371.955 | 31583.048 | 31794.673 | 32561.092 | 33333.541 | 34112.017 | 34896.523 | 35687.058 | 36353.139 | 37023.987 | 37699.602 | 38379.982 | 39065.129 | 39624.024 | 40186.446 | 40752.398 | 41321.879 | 41894.887
Counterfactual | Dem_BB001a | Number | UKPN London | Barking |  | 58934.946 | 59056.601 | 59176.244 | 59490.172 | 59804.137 | 60118.138 | 60432.179 | 60746.258 | 61102.295 | 61458.794 | 61815.758 | 62173.187 | 62531.077 | 63552.753 | 64581.47 | 65617.227 | 66660.027 | 67709.868 | 68629.524 | 69554.895 | 70485.98 | 71422.777 | 72365.289 | 73153.197 | 73945.302 | 74741.608 | 75542.114 | 76346.815
Counterfactual | Dem_BB001a | Number | UKPN London | Barking West |  | 140473.285 | 140763.253 | 141048.425 | 141796.682 | 142545.029 | 143293.461 | 144041.987 | 144790.602 | 145639.228 | 146488.954 | 147339.791 | 148191.733 | 149044.776 | 151479.972 | 153931.951 | 156400.709 | 158886.256 | 161388.585 | 163580.614 | 165786.265 | 168005.536 | 170238.42 | 172484.927 | 174362.931 | 176250.938 | 178148.958 | 180056.987 | 181975.019
Counterfactual | Dem_BB001a | Number | UKPN London | Beddington (_C) |  | 241809.422 | 243326.896 | 244846.85 | 246039.143 | 247230.479 | 248420.85 | 249610.273 | 250798.739 | 251731.186 | 252660.074 | 253585.419 | 254507.215 | 255425.452 | 255706.531 | 255977.777 | 256239.182 | 256490.761 | 256732.507 | 257295.98 | 257852.835 | 258403.066 | 258946.663 | 259483.644 | 260508.328 | 261531.05 | 262551.825 | 263570.645 | 264587.502
Counterfactual | Dem_BB001a | Number | UKPN London | Canal Bank |  | 26637.099 | 26801.43 | 26966.003 | 27127.572 | 27289.351 | 27451.34 | 27613.54 | 27775.95 | 27965.233 | 28154.996 | 28345.242 | 28535.97 | 28727.178 | 29419.654 | 30117.578 | 30820.948 | 31529.767 | 32244.033 | 32845.851 | 33451.977 | 34062.409 | 34677.147 | 35296.192 | 35801.166 | 36309.327 | 36820.677 | 37335.215 | 37852.941
Counterfactual | Dem_BB001a | Number | UKPN London | City Road |  | 212084.23 | 213392.626 | 214702.959 | 215989.368 | 217277.451 | 218567.201 | 219858.634 | 221151.74 | 222658.81 | 224169.706 | 225684.442 | 227203.011 | 228725.405 | 234238.895 | 239795.755 | 245395.98 | 251039.582 | 256726.557 | 261518.226 | 266344.192 | 271204.447 | 276098.982 | 281027.813 | 285048.408 | 289094.378 | 293165.741 | 297262.487 | 301384.608
Counterfactual | Dem_BB001a | Number | UKPN London | Greenford |  | 25516.109 | 25673.523 | 25831.171 | 25985.94 | 26140.911 | 26296.083 | 26451.456 | 26607.032 | 26788.349 | 26970.127 | 27152.366 | 27335.067 | 27518.228 | 28181.563 | 28850.116 | 29523.885 | 30202.874 | 30887.081 | 31463.572 | 32044.19 | 32628.933 | 33217.8 | 33810.794 | 34294.517 | 34781.292 | 35271.123 | 35764.007 | 36259.945
Counterfactual | Dem_BB001a | Number | UKPN London | Hackney 132kV |  | 73891.166 | 74043.694 | 74193.699 | 74587.294 | 74980.936 | 75374.623 | 75768.36 | 76162.143 | 76608.533 | 77055.503 | 77503.056 | 77951.192 | 78399.906 | 79680.857 | 80970.637 | 82269.243 | 83576.679 | 84892.944 | 86045.986 | 87206.193 | 88373.565 | 89548.097 | 90729.795 | 91717.655 | 92710.776 | 93709.165 | 94712.818 | 95721.733
Counterfactual | Dem_BB001a | Number | UKPN London | Hackney 66kV |  | 100835.062 | 101043.208 | 101247.912 | 101785.028 | 102322.21 | 102859.452 | 103396.761 | 103934.135 | 104543.299 | 105153.252 | 105764.003 | 106375.548 | 106987.882 | 108735.924 | 110496.013 | 112268.146 | 114052.33 | 115848.562 | 117422.052 | 119005.321 | 120598.366 | 122201.183 | 123813.78 | 125161.855 | 126517.112 | 127879.556 | 129249.184 | 130625.993
Counterfactual | Dem_BB001a | Number | UKPN London | Hurst |  | 93489.013 | 94075.703 | 94663.352 | 95124.319 | 95584.917 | 96045.142 | 96504.999 | 96964.487 | 97324.992 | 97684.121 | 98041.881 | 98398.268 | 98753.28 | 98861.951 | 98966.821 | 99067.886 | 99165.152 | 99258.617 | 99476.468 | 99691.761 | 99904.493 | 100114.66 | 100322.269 | 100718.435 | 101113.842 | 101508.497 | 101902.396 | 102295.536
Counterfactual | Dem_BB001a | Number | UKPN London | Islington |  | 85955.138 | 86485.415 | 87016.477 | 87537.843 | 88059.887 | 88582.607 | 89106.009 | 89630.089 | 90240.886 | 90853.234 | 91467.137 | 92082.595 | 92699.603 | 94934.152 | 97186.28 | 99455.982 | 101743.265 | 104048.126 | 105990.131 | 107946.036 | 109915.838 | 111899.532 | 113897.127 | 115526.625 | 117166.407 | 118816.481 | 120476.842 | 122147.487
Counterfactual | Dem_BB001a | Number | UKPN London | Littlebrook (_C) |  | 17606.989 | 17717.482 | 17828.155 | 17914.97 | 18001.716 | 18088.391 | 18174.997 | 18261.533 | 18329.428 | 18397.063 | 18464.441 | 18531.56 | 18598.42 | 18618.887 | 18638.637 | 18657.671 | 18675.989 | 18693.591 | 18734.62 | 18775.166 | 18815.231 | 18854.812 | 18893.911 | 18968.522 | 19042.99 | 19117.316 | 19191.5 | 19265.541
Counterfactual | Dem_BB001a | Number | UKPN London | Lodge Road |  | 184900.239 | 186040.931 | 187183.311 | 188304.834 | 189427.817 | 190552.253 | 191678.155 | 192805.517 | 194119.418 | 195436.654 | 196757.238 | 198081.164 | 199408.425 | 204215.22 | 209059.828 | 213942.24 | 218862.472 | 223820.516 | 227998.011 | 232205.407 | 236442.696 | 240709.872 | 245006.948 | 248512.202 | 252039.578 | 255589.092 | 259160.736 | 262754.502
Counterfactual | Dem_BB001a | Number | UKPN London | New Cross |  | 215453.894 | 216870.275 | 218289.544 | 219604.994 | 220922.224 | 222241.229 | 223562.022 | 224884.597 | 226331.672 | 227781.77 | 229234.903 | 230691.066 | 232150.25 | 236326.21 | 240532.108 | 244767.938 | 249033.714 | 253329.429 | 257009.18 | 260712.629 | 264439.767 | 268190.585 | 271965.101 | 275152.792 | 278358.395 | 281581.928 | 284823.382 | 288082.749
Counterfactual | Dem_BB001a | Number | UKPN London | Perivale |  | 18546.075 | 18660.49 | 18775.074 | 18887.567 | 19000.205 | 19112.99 | 19225.921 | 19338.999 | 19470.788 | 19602.91 | 19735.369 | 19868.163 | 20001.292 | 20483.428 | 20969.358 | 21459.079 | 21952.594 | 22449.901 | 22868.917 | 23290.932 | 23715.945 | 24143.956 | 24574.967 | 24926.555 | 25280.362 | 25636.389 | 25994.636 | 26355.102
Counterfactual | Dem_BB001a | Number | UKPN London | Redbridge |  | 80646.553 | 80813.026 | 80976.745 | 81406.324 | 81835.954 | 82265.633 | 82695.367 | 83125.151 | 83612.352 | 84100.185 | 84588.655 | 85077.761 | 85567.498 | 86965.558 | 88373.254 | 89790.583 | 91217.55 | 92654.152 | 93912.609 | 95178.887 | 96452.983 | 97734.895 | 99024.629 | 100102.802 | 101186.718 | 102276.383 | 103371.794 | 104472.947
Counterfactual | Dem_BB001a | Number | UKPN London | St John's Wood |  | 195560.696 | 196767.154 | 197975.399 | 199161.584 | 200349.312 | 201538.578 | 202729.394 | 203921.754 | 205311.408 | 206704.59 | 208101.312 | 209501.569 | 210905.354 | 215989.286 | 221113.21 | 226277.119 | 231481.028 | 236724.928 | 241143.278 | 245593.252 | 250074.843 | 254588.043 | 259132.868 | 262840.218 | 266570.965 | 270325.127 | 274102.695 | 277903.66
Counterfactual | Dem_BB001a | Number | UKPN London | Wesley Avenue (Willesden) |  | 4678.415 | 4707.278 | 4736.182 | 4764.56 | 4792.974 | 4821.425 | 4849.913 | 4878.438 | 4911.682 | 4945.012 | 4978.426 | 5011.924 | 5045.507 | 5167.13 | 5289.71 | 5413.247 | 5537.741 | 5663.191 | 5768.891 | 5875.348 | 5982.562 | 6090.532 | 6199.258 | 6287.949 | 6377.2 | 6467.011 | 6557.382 | 6648.313
Counterfactual | Dem_BB001a | Number | UKPN London | West Ham |  | 259588.361 | 260124.21 | 260651.195 | 262033.94 | 263416.852 | 264799.92 | 266183.163 | 267566.571 | 269134.793 | 270705.049 | 272277.357 | 273851.708 | 275428.094 | 279928.227 | 284459.376 | 289021.53 | 293614.709 | 298238.902 | 302289.673 | 306365.619 | 310466.732 | 314593.001 | 318744.447 | 322214.914 | 325703.866 | 329211.324 | 332737.276 | 336281.713
Counterfactual | Dem_BB001a | Number | UKPN London | Willesden 132kV |  | 153827.146 | 154776.14 | 155726.54 | 156659.587 | 157593.849 | 158529.32 | 159466.011 | 160403.916 | 161497.011 | 162592.881 | 163691.537 | 164792.972 | 165897.183 | 169896.18 | 173926.636 | 177988.543 | 182081.914 | 186206.742 | 189682.195 | 193182.524 | 196707.723 | 200257.786 | 203832.724 | 206748.908 | 209683.497 | 212636.504 | 215607.921 | 218597.743
Counterfactual | Dem_BB001a | Number | UKPN London | Willesden 66kV |  | 41500.422 | 41756.447 | 42012.852 | 42264.575 | 42516.626 | 42769.003 | 43021.709 | 43274.743 | 43569.645 | 43865.295 | 44161.697 | 44458.849 | 44756.75 | 45835.624 | 46922.984 | 48018.83 | 49123.165 | 50235.986 | 51173.615 | 52117.955 | 53069.004 | 54026.762 | 54991.23 | 55777.976 | 56569.688 | 57366.368 | 58168.015 | 58974.627
Counterfactual | Dem_BB001a | Number | UKPN London | Wimbledon North |  | 94102.676 | 94721.301 | 95341.188 | 95915.73 | 96491.05 | 97067.145 | 97644.021 | 98221.675 | 98853.707 | 99487.058 | 100121.736 | 100757.736 | 101395.057 | 103218.969 | 105055.957 | 106906.018 | 108769.159 | 110645.376 | 112252.562 | 113870.098 | 115497.981 | 117136.206 | 118784.782 | 120177.053 | 121577.148 | 122985.073 | 124400.826 | 125824.403
Counterfactual | Dem_BB001a | Number | UKPN London | Wimbledon South |  | 363654.139 | 366044.78 | 368440.295 | 370660.578 | 372883.868 | 375110.152 | 377339.454 | 379571.763 | 382014.212 | 384461.76 | 386914.434 | 389372.22 | 391835.107 | 398883.505 | 405982.436 | 413131.887 | 420331.883 | 427582.411 | 433793.284 | 440044.155 | 446335.009 | 452665.833 | 459036.654 | 464417.002 | 469827.585 | 475268.429 | 480739.522 | 486240.848
Counterfactual | Dem_BB001a | Number | UKPN South East | Beddington (_J) |  | 371315.221 | 373645.408 | 375979.402 | 377810.252 | 379639.632 | 381467.53 | 383293.971 | 385118.944 | 386550.78 | 387977.152 | 389398.085 | 390813.567 | 392223.584 | 392655.2 | 393071.718 | 393473.122 | 393859.44 | 394230.658 | 395095.909 | 395951 | 396795.917 | 397630.649 | 398455.22 | 400028.694 | 401599.155 | 403166.626 | 404731.095 | 406292.551
Counterfactual | Dem_BB001a | Number | UKPN South East | Bolney |  | 499480.312 | 502570.209 | 505664.757 | 509040.474 | 512423.744 | 515814.551 | 519212.929 | 522618.859 | 526755.234 | 530906.494 | 535072.676 | 539253.762 | 543449.735 | 548005.105 | 552578.795 | 557170.787 | 561781.117 | 566409.767 | 570460.154 | 574523.107 | 578598.606 | 582686.636 | 586787.23 | 590015.227 | 593247.391 | 596483.757 | 599724.308 | 602969.026
Counterfactual | Dem_BB001a | Number | UKPN South East | Canterbury |  | 81335.21 | 81820.275 | 82305.906 | 82796.991 | 83288.697 | 83781.02 | 84273.966 | 84767.533 | 85266.636 | 85766.406 | 86266.849 | 86767.963 | 87269.744 | 87499.234 | 87726.688 | 87952.103 | 88175.484 | 88396.829 | 88657.068 | 88915.669 | 89172.63 | 89427.948 | 89681.629 | 89992.104 | 90301.489 | 90609.788 | 90916.999 | 91223.118
Counterfactual | Dem_BB001a | Number | UKPN South East | Chessington |  | 261624.939 | 263266.765 | 264911.274 | 266201.272 | 267490.235 | 268778.153 | 270065.045 | 271350.902 | 272359.76 | 273364.767 | 274365.942 | 275363.276 | 276356.76 | 276660.872 | 276954.346 | 277237.172 | 277509.367 | 277770.924 | 278380.571 | 278983.059 | 279578.379 | 280166.523 | 280747.507 | 281856.161 | 282962.692 | 284067.116 | 285169.425 | 286269.611
Counterfactual | Dem_BB001a | Number | UKPN South East | Kemsley |  | 74347.411 | 74810.517 | 75274.349 | 75770.985 | 76268.684 | 76767.443 | 77267.268 | 77768.156 | 78322.805 | 78879.049 | 79436.896 | 79996.341 | 80557.382 | 81080.877 | 81605.582 | 82131.495 | 82658.621 | 83186.958 | 83665.492 | 84144.744 | 84624.714 | 85105.399 | 85586.803 | 86022.129 | 86457.726 | 86893.602 | 87329.753 | 87766.176
Counterfactual | Dem_BB001a | Number | UKPN South East | Kingsnorth |  | 182656.569 | 183678.9 | 184701.797 | 185597.026 | 186491.49 | 187385.182 | 188278.116 | 189170.283 | 189909.856 | 190647.113 | 191382.067 | 192114.712 | 192845.041 | 192770.78 | 192686.253 | 192591.456 | 192486.4 | 192371.079 | 192555.451 | 192732.563 | 192902.41 | 193064.986 | 193220.302 | 193755.424 | 194286.931 | 194814.836 | 195339.132 | 195859.813
Counterfactual | Dem_BB001a | Number | UKPN South East | Littlebrook (_J) |  | 86840.683 | 87385.651 | 87931.51 | 88359.696 | 88787.539 | 89215.036 | 89642.192 | 90069.004 | 90403.872 | 90737.462 | 91069.78 | 91400.823 | 91730.589 | 91831.532 | 91928.944 | 92022.822 | 92113.172 | 92199.989 | 92402.349 | 92602.331 | 92799.935 | 92995.156 | 93188.001 | 93555.995 | 93923.284 | 94289.873 | 94655.76 | 95020.943
Counterfactual | Dem_BB001a | Number | UKPN South East | Ninfield |  | 239691.294 | 241174.078 | 242659.094 | 244279.038 | 245902.606 | 247529.791 | 249160.609 | 250795.052 | 252780.021 | 254772.134 | 256771.407 | 258777.832 | 260791.401 | 262977.438 | 265172.267 | 267375.878 | 269588.29 | 271809.492 | 273753.198 | 275702.933 | 277658.69 | 279620.459 | 281588.258 | 283137.313 | 284688.368 | 286241.44 | 287796.52 | 289353.6
Counterfactual | Dem_BB001a | Number | UKPN South East | Northfleet East |  | 150934.962 | 151779.746 | 152624.998 | 153364.755 | 154103.879 | 154842.366 | 155580.225 | 156317.452 | 156928.584 | 157537.803 | 158145.119 | 158750.527 | 159354.022 | 159292.657 | 159222.81 | 159144.476 | 159057.665 | 158962.372 | 159114.724 | 159261.078 | 159401.428 | 159535.769 | 159664.111 | 160106.3 | 160545.501 | 160981.726 | 161414.968 | 161845.224
Counterfactual | Dem_BB001a | Number | UKPN South East | Richborough |  | 124570.394 | 125313.304 | 126057.081 | 126809.212 | 127562.292 | 128316.318 | 129071.299 | 129827.23 | 130591.639 | 131357.071 | 132123.534 | 132891.024 | 133659.536 | 134011.016 | 134359.377 | 134704.615 | 135046.738 | 135385.743 | 135784.316 | 136180.382 | 136573.935 | 136964.972 | 137353.501 | 137829.015 | 138302.859 | 138775.039 | 139245.554 | 139714.397
Counterfactual | Dem_BB001a | Number | UKPN South East | Sellindge |  | 105111.775 | 105790.234 | 106469.97 | 107211.211 | 107954.36 | 108699.414 | 109446.38 | 110195.254 | 111088.515 | 111985.13 | 112885.106 | 113788.438 | 114695.124 | 115487.166 | 116281.395 | 117077.806 | 117876.409 | 118677.198 | 119380.416 | 120084.858 | 120790.522 | 121497.405 | 122205.512 | 122776.377 | 123347.151 | 123917.842 | 124488.447 | 125058.962
Counterfactual | Dem_BB001a | Number | UKPN South East | West Weybridge |  | 165450.846 | 166489.132 | 167529.114 | 168344.905 | 169160.041 | 169974.517 | 170788.344 | 171601.516 | 172239.515 | 172875.078 | 173508.219 | 174138.93 | 174767.206 | 174959.526 | 175145.118 | 175323.976 | 175496.111 | 175661.519 | 176047.058 | 176428.07 | 176804.548 | 177176.489 | 177543.902 | 178245.011 | 178944.778 | 179643.212 | 180340.31 | 181036.064
Counterfactual | Dem_BB002a | Number | Electricity North West | Bredbury |  | 5144.097 | 5173.011 | 5201.402 | 5232.908 | 5263.971 | 5294.586 | 5324.747 | 5354.466 | 5388.401 | 5421.974 | 5455.193 | 5488.056 | 5520.555 | 5550.224 | 5579.489 | 5608.346 | 5636.805 | 5664.86 | 5695.508 | 5725.812 | 5755.765 | 5785.367 | 5814.614 | 5846.386 | 5877.856 | 5909.018 | 5940.395 | 5971.461
Counterfactual | Dem_BB002a | Number | Electricity North West | Harker |  | 4453.526 | 4474.462 | 4494.861 | 4515.16 | 4534.935 | 4554.183 | 4572.897 | 4591.087 | 4608.349 | 4625.07 | 4641.259 | 4656.913 | 4672.025 | 4693.317 | 4714.197 | 4734.661 | 4754.717 | 4774.36 | 4794.839 | 4814.933 | 4834.636 | 4853.949 | 4872.869 | 4892.329 | 4911.415 | 4930.122 | 4948.885 | 4967.265
Counterfactual | Dem_BB002a | Number | Electricity North West | Heysham (NGET) |  | 2744.392 | 2760.708 | 2776.765 | 2792.626 | 2808.231 | 2823.578 | 2838.663 | 2853.492 | 2868.01 | 2882.265 | 2896.263 | 2910.002 | 2923.478 | 2939.548 | 2955.412 | 2971.065 | 2986.514 | 3001.756 | 3017.552 | 3033.156 | 3048.567 | 3063.784 | 3078.805 | 3094.456 | 3109.927 | 3125.216 | 3140.598 | 3155.796
Counterfactual | Dem_BB002a | Number | Electricity North West | Hutton |  | 2399.408 | 2405.924 | 2412.051 | 2422.369 | 2432.394 | 2442.124 | 2451.557 | 2460.696 | 2467.565 | 2474.097 | 2480.299 | 2486.167 | 2491.699 | 2500.716 | 2509.469 | 2517.958 | 2526.185 | 2534.15 | 2542.862 | 2551.331 | 2559.556 | 2567.535 | 2575.266 | 2583.46 | 2591.421 | 2599.146 | 2606.865 | 2614.345
Counterfactual | Dem_BB002a | Number | Electricity North West | Kearsley 132kV |  | 7033.182 | 7087.151 | 7140.706 | 7197.649 | 7254.264 | 7310.542 | 7366.476 | 7422.081 | 7480.579 | 7538.795 | 7596.746 | 7654.422 | 7711.817 | 7764.833 | 7817.5 | 7869.809 | 7921.776 | 7973.393 | 8027.979 | 8082.281 | 8136.291 | 8190.011 | 8243.432 | 8299.703 | 8355.735 | 8411.522 | 8467.805 | 8523.841
Counterfactual | Dem_BB002a | Number | Electricity North West | Kearsley 33kV |  | 1445.288 | 1456.378 | 1467.383 | 1479.085 | 1490.719 | 1502.284 | 1513.778 | 1525.205 | 1537.226 | 1549.189 | 1561.097 | 1572.95 | 1584.744 | 1595.639 | 1606.461 | 1617.211 | 1627.89 | 1638.497 | 1649.714 | 1660.873 | 1671.972 | 1683.011 | 1693.989 | 1705.552 | 1717.066 | 1728.53 | 1740.096 | 1751.611
Counterfactual | Dem_BB002a | Number | Electricity North West | Kirkby (_G) |  | 2643.524 | 2660.874 | 2678.006 | 2694.376 | 2710.521 | 2726.438 | 2742.125 | 2757.587 | 2775.441 | 2793.115 | 2810.616 | 2827.939 | 2845.083 | 2861.89 | 2878.517 | 2894.962 | 2911.23 | 2927.317 | 2944.445 | 2961.418 | 2978.233 | 2994.889 | 3011.384 | 3028.951 | 3046.38 | 3063.67 | 3081.089 | 3098.366
Counterfactual | Dem_BB002a | Number | Electricity North West | Macclesfield |  | 1940.869 | 1949.539 | 1957.964 | 1965.996 | 1973.784 | 1981.325 | 1988.617 | 1995.665 | 2004.922 | 2013.978 | 2022.836 | 2031.496 | 2039.955 | 2048.494 | 2056.839 | 2064.987 | 2072.944 | 2080.707 | 2089.362 | 2097.844 | 2106.151 | 2114.283 | 2122.238 | 2131.098 | 2139.802 | 2148.347 | 2156.923 | 2165.338
Counterfactual | Dem_BB002a | Number | Electricity North West | Ormonde |  | 288.896 | 290.614 | 292.304 | 293.973 | 295.616 | 297.232 | 298.82 | 300.381 | 301.909 | 303.41 | 304.883 | 306.329 | 307.748 | 309.44 | 311.11 | 312.757 | 314.384 | 315.988 | 317.651 | 319.293 | 320.916 | 322.518 | 324.099 | 325.746 | 327.375 | 328.984 | 330.604 | 332.203
Counterfactual | Dem_BB002a | Number | Electricity North West | Padiham |  | 7023.716 | 7064.898 | 7105.402 | 7146.152 | 7186.25 | 7225.689 | 7264.462 | 7302.584 | 7344.848 | 7386.54 | 7427.672 | 7468.239 | 7508.233 | 7545.929 | 7583.027 | 7619.52 | 7655.422 | 7690.726 | 7729.932 | 7768.627 | 7806.803 | 7844.46 | 7881.593 | 7922.567 | 7963.096 | 8003.174 | 8043.505 | 8083.379
Counterfactual | Dem_BB002a | Number | Electricity North West | Penwortham East |  | 4871.13 | 4897.815 | 4923.992 | 4953.164 | 4981.903 | 5010.205 | 5038.065 | 5065.492 | 5095.786 | 5125.701 | 5155.248 | 5184.422 | 5213.217 | 5240.033 | 5266.446 | 5292.451 | 5318.058 | 5343.261 | 5371.237 | 5398.871 | 5426.157 | 5453.097 | 5479.684 | 5508.656 | 5537.326 | 5565.69 | 5594.239 | 5622.479
Counterfactual | Dem_BB002a | Number | Electricity North West | Penwortham West |  | 4162.276 | 4185.079 | 4207.446 | 4232.373 | 4256.93 | 4281.114 | 4304.919 | 4328.354 | 4354.24 | 4379.802 | 4405.05 | 4429.978 | 4454.582 | 4477.497 | 4500.066 | 4522.286 | 4544.167 | 4565.702 | 4589.607 | 4613.22 | 4636.535 | 4659.555 | 4682.273 | 4707.029 | 4731.527 | 4755.763 | 4780.158 | 4804.288
Counterfactual | Dem_BB002a | Number | Electricity North West | Robin Rigg |  | 36.18 | 36.351 | 36.516 | 36.681 | 36.842 | 36.998 | 37.15 | 37.298 | 37.438 | 37.574 | 37.706 | 37.833 | 37.956 | 38.128 | 38.298 | 38.464 | 38.627 | 38.787 | 38.953 | 39.117 | 39.277 | 39.433 | 39.587 | 39.745 | 39.9 | 40.052 | 40.205 | 40.354
Counterfactual | Dem_BB002a | Number | Electricity North West | Rochdale |  | 3396.076 | 3422.136 | 3447.996 | 3475.491 | 3502.828 | 3530.003 | 3557.012 | 3583.861 | 3612.108 | 3640.219 | 3668.201 | 3696.051 | 3723.765 | 3749.365 | 3774.795 | 3800.054 | 3825.147 | 3850.071 | 3876.428 | 3902.649 | 3928.729 | 3954.668 | 3980.463 | 4007.634 | 4034.69 | 4061.628 | 4088.805 | 4115.863
Counterfactual | Dem_BB002a | Number | Electricity North West | South Manchester |  | 10424.609 | 10483.203 | 10540.738 | 10604.585 | 10667.535 | 10729.577 | 10790.699 | 10850.924 | 10919.695 | 10987.73 | 11055.051 | 11121.647 | 11187.506 | 11247.632 | 11306.939 | 11365.418 | 11423.089 | 11479.943 | 11542.053 | 11603.464 | 11664.165 | 11724.154 | 11783.424 | 11847.81 | 11911.584 | 11974.735 | 12038.32 | 12101.276
Counterfactual | Dem_BB002a | Number | Electricity North West | Stalybridge |  | 3066.215 | 3086.474 | 3106.485 | 3129.321 | 3151.975 | 3174.444 | 3196.723 | 3218.819 | 3241.543 | 3264.093 | 3286.476 | 3308.69 | 3330.73 | 3351.584 | 3372.249 | 3392.722 | 3413.01 | 3433.108 | 3454.327 | 3475.383 | 3496.273 | 3516.998 | 3537.554 | 3559.166 | 3580.634 | 3601.953 | 3623.441 | 3644.78
Counterfactual | Dem_BB002a | Number | Electricity North West | Stanah |  | 2087.947 | 2099.386 | 2110.606 | 2123.11 | 2135.429 | 2147.56 | 2159.502 | 2171.258 | 2184.243 | 2197.066 | 2209.731 | 2222.236 | 2234.578 | 2246.073 | 2257.394 | 2268.541 | 2279.517 | 2290.32 | 2302.311 | 2314.156 | 2325.852 | 2337.4 | 2348.796 | 2361.214 | 2373.503 | 2385.661 | 2397.899 | 2410.003
Counterfactual | Dem_BB002a | Number | Electricity North West | Walney 2 |  | 415.131 | 417.405 | 419.636 | 422.122 | 424.571 | 426.983 | 429.358 | 431.695 | 434.277 | 436.826 | 439.344 | 441.831 | 444.284 | 446.57 | 448.821 | 451.037 | 453.219 | 455.367 | 457.751 | 460.106 | 462.432 | 464.728 | 466.994 | 469.463 | 471.906 | 474.323 | 476.756 | 479.163
Counterfactual | Dem_BB002a | Number | Electricity North West | Washway Farm |  | 1028.367 | 1035.116 | 1041.781 | 1048.149 | 1054.429 | 1060.621 | 1066.724 | 1072.738 | 1079.684 | 1086.56 | 1093.367 | 1100.106 | 1106.776 | 1113.314 | 1119.782 | 1126.179 | 1132.508 | 1138.766 | 1145.429 | 1152.032 | 1158.573 | 1165.052 | 1171.469 | 1178.303 | 1185.083 | 1191.809 | 1198.585 | 1205.306
Counterfactual | Dem_BB002a | Number | Electricity North West | Whitegate |  | 3882.196 | 3911.986 | 3941.548 | 3972.98 | 4004.23 | 4035.294 | 4066.169 | 4096.862 | 4129.152 | 4161.286 | 4193.274 | 4225.11 | 4256.791 | 4286.055 | 4315.126 | 4344 | 4372.685 | 4401.177 | 4431.307 | 4461.281 | 4491.094 | 4520.746 | 4550.234 | 4581.294 | 4612.223 | 4643.016 | 4674.084 | 4705.015
Counterfactual | Dem_BB002a | Number | IDNO - Refer to Comment Field | Tynemouth 2 |  | 747.781 | 752.557 | 757.27 | 762.121 | 766.914 | 771.646 | 776.318 | 780.931 | 786.059 | 791.139 | 796.17 | 801.152 | 806.086 | 810.764 | 815.39 | 819.962 | 824.483 | 828.951 | 833.756 | 838.516 | 843.23 | 847.898 | 852.521 | 857.485 | 862.409 | 867.294 | 872.216 | 877.097 | Note: TYNE2 is operated by an IDNO allocated to GSP Group/licence area F
Counterfactual | Dem_BB002a | Number | NGED East Midlands | Berkswell |  | 6140.949 | 6199.966 | 6258.869 | 6321.053 | 6383.199 | 6445.301 | 6507.35 | 6569.361 | 6630.794 | 6692.165 | 6753.487 | 6814.754 | 6875.958 | 6935.928 | 6995.821 | 7055.63 | 7115.368 | 7175.029 | 7235.494 | 7295.904 | 7356.253 | 7416.54 | 7476.759 | 7537.259 | 7597.702 | 7658.084 | 7719.079 | 7780.011
Counterfactual | Dem_BB002a | Number | NGED East Midlands | Bicker Fen |  | 2783.88 | 2799.204 | 2814.238 | 2823.18 | 2831.718 | 2839.847 | 2847.567 | 2854.881 | 2863.505 | 2871.752 | 2879.627 | 2887.128 | 2894.252 | 2907.327 | 2920.144 | 2932.701 | 2945.004 | 2957.049 | 2969.036 | 2980.772 | 2992.254 | 3003.483 | 3014.455 | 3025.373 | 3036.041 | 3046.455 | 3056.885 | 3067.058
Counterfactual | Dem_BB002a | Number | NGED East Midlands | Chesterfield |  | 7654.968 | 7690.352 | 7724.8 | 7756.8 | 7787.841 | 7817.915 | 7847.014 | 7875.155 | 7912.89 | 7949.855 | 7986.066 | 8021.515 | 8056.194 | 8090.191 | 8123.427 | 8155.895 | 8187.61 | 8218.564 | 8252.463 | 8285.675 | 8318.192 | 8350.013 | 8381.132 | 8415.648 | 8449.537 | 8482.793 | 8516.162 | 8548.891
Counterfactual | Dem_BB002a | Number | NGED East Midlands | Coventry |  | 7724.356 | 7798.59 | 7872.681 | 7950.899 | 8029.069 | 8107.183 | 8185.232 | 8263.232 | 8340.505 | 8417.7 | 8494.833 | 8571.897 | 8648.883 | 8724.316 | 8799.652 | 8874.882 | 8950.023 | 9025.068 | 9101.123 | 9177.11 | 9253.019 | 9328.851 | 9404.597 | 9480.696 | 9556.725 | 9632.675 | 9709.398 | 9786.041
Counterfactual | Dem_BB002a | Number | NGED East Midlands | Drakelow |  | 3085.956 | 3109.115 | 3132.082 | 3157.114 | 3182.003 | 3206.745 | 3231.337 | 3255.787 | 3279.688 | 3303.432 | 3327.025 | 3350.463 | 3373.744 | 3398.494 | 3423.119 | 3447.617 | 3471.993 | 3496.246 | 3520.695 | 3545.029 | 3569.244 | 3593.341 | 3617.316 | 3641.419 | 3665.407 | 3689.278 | 3713.356 | 3737.315
Counterfactual | Dem_BB002a | Number | NGED East Midlands | East Claydon (_B) |  | 4845.547 | 4908.473 | 4971.648 | 5035.98 | 5100.585 | 5165.459 | 5230.596 | 5296.007 | 5359.067 | 5422.339 | 5485.834 | 5549.548 | 5613.473 | 5675.559 | 5737.825 | 5800.265 | 5862.89 | 5925.694 | 5988.348 | 6051.182 | 6114.189 | 6177.37 | 6240.719 | 6303.255 | 6365.947 | 6428.791 | 6492.355 | 6556.072
Counterfactual | Dem_BB002a | Number | NGED East Midlands | Enderby |  | 8389.726 | 8456.136 | 8522.094 | 8590.616 | 8658.758 | 8726.509 | 8793.861 | 8860.833 | 8933.938 | 9006.77 | 9079.348 | 9151.662 | 9223.703 | 9290.836 | 9357.618 | 9424.042 | 9490.126 | 9555.859 | 9623.695 | 9691.233 | 9758.466 | 9825.392 | 9892.003 | 9961.572 | 10030.891 | 10099.95 | 10169.64 | 10239.068
Counterfactual | Dem_BB002a | Number | NGED East Midlands | Grendon |  | 11051.959 | 11176.308 | 11300.83 | 11428.13 | 11555.668 | 11683.43 | 11811.405 | 11939.618 | 12062.518 | 12185.524 | 12308.659 | 12431.912 | 12555.27 | 12677.621 | 12800.069 | 12922.6 | 13045.241 | 13167.977 | 13291.27 | 13414.679 | 13538.194 | 13661.813 | 13785.525 | 13908.697 | 14031.963 | 14155.311 | 14279.991 | 14404.754
Counterfactual | Dem_BB002a | Number | NGED East Midlands | Ratcliffe |  | 7626.094 | 7659.178 | 7691.284 | 7726.441 | 7760.711 | 7794.086 | 7826.556 | 7858.14 | 7897.238 | 7935.596 | 7973.229 | 8010.13 | 8046.29 | 8080.776 | 8114.512 | 8147.49 | 8179.725 | 8211.211 | 8245.97 | 8280.058 | 8313.467 | 8346.197 | 8378.241 | 8413.453 | 8448.05 | 8482.027 | 8516.129 | 8549.603
Counterfactual | Dem_BB002a | Number | NGED East Midlands | Staythorpe |  | 2940.253 | 2951.176 | 2961.683 | 2969.543 | 2976.945 | 2983.886 | 2990.364 | 2996.384 | 3003.436 | 3010.052 | 3016.24 | 3021.997 | 3027.318 | 3037.077 | 3046.493 | 3055.565 | 3064.298 | 3072.69 | 3081.566 | 3090.117 | 3098.342 | 3106.24 | 3113.808 | 3121.938 | 3129.757 | 3137.26 | 3144.725 | 3151.871
Counterfactual | Dem_BB002a | Number | NGED East Midlands | Stoke Bardolph |  | 3221.596 | 3235.572 | 3249.135 | 3263.987 | 3278.465 | 3292.563 | 3306.28 | 3319.623 | 3336.14 | 3352.344 | 3368.242 | 3383.83 | 3399.106 | 3413.674 | 3427.925 | 3441.857 | 3455.474 | 3468.775 | 3483.459 | 3497.859 | 3511.973 | 3525.799 | 3539.336 | 3554.211 | 3568.827 | 3583.18 | 3597.586 | 3611.727
Counterfactual | Dem_BB002a | Number | NGED East Midlands | Walpole (_B) |  | 3796.056 | 3829.048 | 3861.896 | 3883.574 | 3904.889 | 3925.836 | 3946.41 | 3966.622 | 3988.52 | 4010.086 | 4031.328 | 4052.243 | 4072.825 | 4101.129 | 4129.254 | 4157.196 | 4184.962 | 4212.549 | 4239.349 | 4265.964 | 4292.388 | 4318.623 | 4344.664 | 4370.009 | 4395.156 | 4420.1 | 4445.232 | 4470.16
Counterfactual | Dem_BB002a | Number | NGED East Midlands | West Burton |  | 3405.969 | 3424.292 | 3442.252 | 3454.405 | 3466.088 | 3477.297 | 3488.029 | 3498.291 | 3513.867 | 3529.078 | 3543.932 | 3558.424 | 3572.55 | 3589.987 | 3607.13 | 3623.976 | 3640.532 | 3656.793 | 3673.254 | 3689.433 | 3705.326 | 3720.935 | 3736.256 | 3752.14 | 3767.753 | 3783.092 | 3798.491 | 3813.612
Counterfactual | Dem_BB002a | Number | NGED East Midlands | Willington |  | 8210.033 | 8288.935 | 8367.684 | 8450.82 | 8533.906 | 8616.931 | 8699.887 | 8782.792 | 8864.923 | 8946.971 | 9028.955 | 9110.864 | 9192.691 | 9272.867 | 9352.939 | 9432.9 | 9512.766 | 9592.529 | 9673.366 | 9754.13 | 9834.812 | 9915.412 | 9995.921 | 10076.805 | 10157.614 | 10238.34 | 10319.886 | 10401.349
Counterfactual | Dem_BB002a | Number | NGED South Wales | Aberthaw |  | 3240.083 | 3302.977 | 3366.47 | 3428.226 | 3490.538 | 3553.402 | 3616.815 | 3680.784 | 3741.816 | 3803.33 | 3865.331 | 3927.818 | 3990.785 | 4052.202 | 4114.067 | 4176.374 | 4239.132 | 4302.338 | 4363.758 | 4425.589 | 4487.828 | 4550.475 | 4613.525 | 4675.071 | 4736.992 | 4799.284 | 4862.374 | 4925.838
Counterfactual | Dem_BB002a | Number | NGED South Wales | Alpha Steel (Uskmouth) |  | 12.164 | 12.4 | 12.639 | 12.871 | 13.105 | 13.341 | 13.579 | 13.819 | 14.048 | 14.279 | 14.512 | 14.746 | 14.983 | 15.213 | 15.445 | 15.679 | 15.915 | 16.152 | 16.383 | 16.615 | 16.849 | 17.084 | 17.321 | 17.552 | 17.784 | 18.018 | 18.255 | 18.493
Counterfactual | Dem_BB002a | Number | NGED South Wales | Cardiff East |  | 2897.449 | 2953.691 | 3010.47 | 3065.696 | 3121.418 | 3177.635 | 3234.342 | 3291.546 | 3346.124 | 3401.132 | 3456.578 | 3512.456 | 3568.765 | 3623.687 | 3679.009 | 3734.728 | 3790.85 | 3847.371 | 3902.296 | 3957.589 | 4013.246 | 4069.268 | 4125.651 | 4180.688 | 4236.061 | 4291.766 | 4348.184 | 4404.937
Counterfactual | Dem_BB002a | Number | NGED South Wales | Grange |  | 379.564 | 387.073 | 394.655 | 402.134 | 409.684 | 417.303 | 424.992 | 432.75 | 440.081 | 447.472 | 454.923 | 462.434 | 470.005 | 477.485 | 485.022 | 492.616 | 500.268 | 507.977 | 515.39 | 522.853 | 530.368 | 537.933 | 545.55 | 552.973 | 560.443 | 567.96 | 575.574 | 583.234
Counterfactual | Dem_BB002a | Number | NGED South Wales | Imperial Park |  | 99.698 | 101.911 | 104.149 | 106.226 | 108.324 | 110.443 | 112.582 | 114.741 | 116.735 | 118.746 | 120.773 | 122.818 | 124.879 | 127.02 | 129.179 | 131.356 | 133.551 | 135.764 | 137.857 | 139.965 | 142.09 | 144.229 | 146.385 | 148.455 | 150.54 | 152.638 | 154.763 | 156.903
Counterfactual | Dem_BB002a | Number | NGED South Wales | Pembroke |  | 1983.974 | 2028.019 | 2072.546 | 2113.886 | 2155.636 | 2197.794 | 2240.357 | 2283.33 | 2323.006 | 2363.016 | 2403.364 | 2444.048 | 2485.065 | 2527.669 | 2570.632 | 2613.951 | 2657.632 | 2701.671 | 2743.321 | 2785.283 | 2827.555 | 2870.138 | 2913.029 | 2954.231 | 2995.71 | 3037.463 | 3079.759 | 3122.333
Counterfactual | Dem_BB002a | Number | NGED South Wales | Pyle |  | 1557.567 | 1588.38 | 1619.493 | 1650.186 | 1681.166 | 1712.433 | 1743.983 | 1775.82 | 1805.904 | 1836.232 | 1866.808 | 1897.63 | 1928.697 | 1959.392 | 1990.323 | 2021.486 | 2052.885 | 2084.52 | 2114.937 | 2145.564 | 2176.401 | 2207.447 | 2238.7 | 2269.163 | 2299.818 | 2330.664 | 2361.906 | 2393.341
Counterfactual | Dem_BB002a | Number | NGED South Wales | Rassau |  | 3546.715 | 3625.453 | 3705.053 | 3778.956 | 3853.591 | 3928.956 | 4005.046 | 4081.868 | 4152.796 | 4224.321 | 4296.45 | 4369.18 | 4442.506 | 4518.668 | 4595.472 | 4672.913 | 4751 | 4829.729 | 4904.185 | 4979.2 | 5054.77 | 5130.895 | 5207.57 | 5281.226 | 5355.377 | 5430.018 | 5505.63 | 5581.738
Counterfactual | Dem_BB002a | Number | NGED South Wales | Swansea North |  | 8953.543 | 9152.313 | 9353.259 | 9539.825 | 9728.24 | 9918.495 | 10110.58 | 10304.516 | 10483.571 | 10664.132 | 10846.219 | 11029.823 | 11214.931 | 11407.199 | 11601.087 | 11796.584 | 11993.713 | 12192.461 | 12380.421 | 12569.794 | 12760.567 | 12952.742 | 13146.305 | 13332.248 | 13519.439 | 13707.866 | 13898.747 | 14090.878
Counterfactual | Dem_BB002a | Number | NGED South Wales | Upper Boat 132kV |  | 3351.562 | 3416.62 | 3482.298 | 3546.178 | 3610.634 | 3675.661 | 3741.256 | 3807.426 | 3870.558 | 3934.188 | 3998.323 | 4062.959 | 4128.093 | 4191.624 | 4255.616 | 4320.067 | 4384.985 | 4450.365 | 4513.898 | 4577.857 | 4642.237 | 4707.04 | 4772.259 | 4835.923 | 4899.974 | 4964.41 | 5029.67 | 5095.318
Counterfactual | Dem_BB002a | Number | NGED South Wales | Upper Boat 33kV |  | 831.762 | 847.908 | 864.207 | 880.06 | 896.056 | 912.194 | 928.473 | 944.895 | 960.562 | 976.353 | 992.27 | 1008.311 | 1024.475 | 1040.241 | 1056.123 | 1072.118 | 1088.228 | 1104.454 | 1120.221 | 1136.094 | 1152.071 | 1168.153 | 1184.339 | 1200.138 | 1216.034 | 1232.025 | 1248.221 | 1264.513
Counterfactual | Dem_BB002a | Number | NGED South Wales | Uskmouth |  | 3765.038 | 3838.122 | 3911.902 | 3983.664 | 4056.072 | 4129.121 | 4202.808 | 4277.142 | 4348.062 | 4419.541 | 4491.589 | 4564.199 | 4637.368 | 4708.736 | 4780.624 | 4853.026 | 4925.953 | 4999.399 | 5070.77 | 5142.619 | 5214.942 | 5287.738 | 5361.004 | 5432.522 | 5504.475 | 5576.86 | 5650.171 | 5723.918
Counterfactual | Dem_BB002a | Number | NGED South West | Abham |  | 8518.627 | 8607.206 | 8695.766 | 8791.899 | 8888.178 | 8984.593 | 9081.134 | 9177.82 | 9266.465 | 9355.078 | 9443.677 | 9532.254 | 9620.799 | 9717.524 | 9814.378 | 9911.351 | 10008.463 | 10105.703 | 10200.785 | 10295.965 | 10391.233 | 10486.591 | 10582.027 | 10674.713 | 10767.439 | 10860.197 | 10953.945 | 11047.725
Counterfactual | Dem_BB002a | Number | NGED South West | Alverdiscott |  | 4112.977 | 4155.745 | 4198.504 | 4244.919 | 4291.404 | 4337.955 | 4384.568 | 4431.25 | 4474.049 | 4516.834 | 4559.611 | 4602.378 | 4645.13 | 4691.831 | 4738.594 | 4785.415 | 4832.302 | 4879.252 | 4925.159 | 4971.114 | 5017.112 | 5063.153 | 5109.231 | 5153.982 | 5198.752 | 5243.538 | 5288.801 | 5334.08
Counterfactual | Dem_BB002a | Number | NGED South West | Axminster |  | 1487.388 | 1504.887 | 1522.425 | 1540.814 | 1559.261 | 1577.763 | 1596.319 | 1614.932 | 1632.452 | 1650.004 | 1667.59 | 1685.21 | 1702.861 | 1720.991 | 1739.162 | 1757.372 | 1775.626 | 1793.922 | 1811.928 | 1829.971 | 1848.05 | 1866.164 | 1884.313 | 1902.115 | 1919.945 | 1937.804 | 1955.861 | 1973.946
Counterfactual | Dem_BB002a | Number | NGED South West | Bridgewater |  | 3929.684 | 3965.982 | 4002.178 | 4038.717 | 4075.166 | 4111.52 | 4147.776 | 4183.942 | 4216.96 | 4249.82 | 4282.532 | 4315.089 | 4347.489 | 4384.927 | 4422.308 | 4459.627 | 4496.892 | 4534.1 | 4570.43 | 4606.693 | 4642.883 | 4679.002 | 4715.044 | 4750.099 | 4785.067 | 4819.942 | 4855.152 | 4890.269
Counterfactual | Dem_BB002a | Number | NGED South West | Exeter |  | 5577.25 | 5635.243 | 5693.225 | 5756.164 | 5819.199 | 5882.323 | 5945.53 | 6008.831 | 6066.868 | 6124.884 | 6182.891 | 6240.884 | 6298.855 | 6362.182 | 6425.594 | 6489.083 | 6552.663 | 6616.328 | 6678.579 | 6740.894 | 6803.268 | 6865.699 | 6928.183 | 6988.865 | 7049.575 | 7110.304 | 7171.682 | 7233.081
Counterfactual | Dem_BB002a | Number | NGED South West | Indian Queens |  | 7648.034 | 7727.56 | 7807.069 | 7893.378 | 7979.817 | 8066.378 | 8153.053 | 8239.858 | 8319.443 | 8399 | 8478.545 | 8558.07 | 8637.565 | 8724.405 | 8811.361 | 8898.423 | 8985.61 | 9072.913 | 9158.277 | 9243.73 | 9329.262 | 9414.874 | 9500.557 | 9583.77 | 9667.02 | 9750.298 | 9834.465 | 9918.661
Counterfactual | Dem_BB002a | Number | NGED South West | Landulph |  | 2930.017 | 2960.484 | 2990.944 | 3024.01 | 3057.125 | 3090.287 | 3123.493 | 3156.749 | 3187.239 | 3217.717 | 3248.191 | 3278.658 | 3309.113 | 3342.382 | 3375.696 | 3409.05 | 3442.452 | 3475.898 | 3508.602 | 3541.339 | 3574.107 | 3606.906 | 3639.732 | 3671.611 | 3703.505 | 3735.409 | 3767.654 | 3799.91
Counterfactual | Dem_BB002a | Number | NGED South West | Sandford |  | 1224.369 | 1234.551 | 1244.677 | 1255.326 | 1265.931 | 1276.493 | 1287.009 | 1297.483 | 1307.519 | 1317.503 | 1327.436 | 1337.318 | 1347.147 | 1357.765 | 1368.347 | 1378.892 | 1389.402 | 1399.877 | 1410.318 | 1420.724 | 1431.095 | 1441.43 | 1451.727 | 1462.018 | 1472.273 | 1482.491 | 1492.803 | 1503.079
Counterfactual | Dem_BB002a | Number | NGED South West | Seabank |  | 3056.483 | 3081.9 | 3107.179 | 3133.761 | 3160.236 | 3186.602 | 3212.855 | 3239.002 | 3264.056 | 3288.979 | 3313.776 | 3338.444 | 3362.981 | 3389.488 | 3415.905 | 3442.229 | 3468.467 | 3494.614 | 3520.679 | 3546.658 | 3572.547 | 3598.346 | 3624.052 | 3649.741 | 3675.342 | 3700.85 | 3726.594 | 3752.245
Counterfactual | Dem_BB002a | Number | NGED South West | Taunton |  | 2463.065 | 2484.035 | 2504.904 | 2527.912 | 2550.865 | 2573.763 | 2596.602 | 2619.387 | 2640.112 | 2660.739 | 2681.274 | 2701.713 | 2722.055 | 2744.964 | 2767.828 | 2790.642 | 2813.414 | 2836.139 | 2858.465 | 2880.742 | 2902.966 | 2925.138 | 2947.255 | 2968.877 | 2990.439 | 3011.938 | 3033.641 | 3055.282
Counterfactual | Dem_BB002a | Number | NGED West Midlands | Bishops Wood |  | 10083.329 | 10159.001 | 10234.043 | 10315.835 | 10397.159 | 10478.004 | 10558.36 | 10638.248 | 10716.345 | 10793.927 | 10871.017 | 10947.602 | 11023.673 | 11104.542 | 11185.004 | 11265.05 | 11344.7 | 11423.944 | 11503.832 | 11583.343 | 11662.466 | 11741.202 | 11819.54 | 11898.296 | 11976.677 | 12054.674 | 12133.35 | 12211.637
Counterfactual | Dem_BB002a | Number | NGED West Midlands | Bushbury |  | 3131.886 | 3155.389 | 3178.698 | 3204.102 | 3229.361 | 3254.472 | 3279.43 | 3304.244 | 3328.501 | 3352.598 | 3376.542 | 3400.329 | 3423.957 | 3449.075 | 3474.066 | 3498.929 | 3523.668 | 3548.281 | 3573.094 | 3597.79 | 3622.366 | 3646.822 | 3671.154 | 3695.615 | 3719.96 | 3744.186 | 3768.623 | 3792.939
Counterfactual | Dem_BB002a | Number | NGED West Midlands | Bustleholme |  | 3839.143 | 3876.039 | 3912.863 | 3951.739 | 3990.591 | 4029.415 | 4068.206 | 4106.974 | 4145.38 | 4183.747 | 4222.084 | 4260.386 | 4298.649 | 4336.141 | 4373.584 | 4410.975 | 4448.321 | 4485.62 | 4523.421 | 4561.187 | 4598.916 | 4636.605 | 4674.253 | 4712.075 | 4749.863 | 4787.611 | 4825.744 | 4863.837
Counterfactual | Dem_BB002a | Number | NGED West Midlands | Cellarhead |  | 8241.61 | 8284.017 | 8325.505 | 8378.311 | 8430.457 | 8481.934 | 8532.734 | 8582.873 | 8632.048 | 8680.54 | 8728.367 | 8775.518 | 8821.986 | 8871.45 | 8920.307 | 8968.548 | 9016.191 | 9063.227 | 9112.099 | 9160.416 | 9208.169 | 9255.358 | 9301.976 | 9350.722 | 9398.95 | 9446.651 | 9494.658 | 9542.134
Counterfactual | Dem_BB002a | Number | NGED West Midlands | Feckenham |  | 7704.481 | 7778.524 | 7852.424 | 7930.441 | 8008.41 | 8086.323 | 8164.171 | 8241.971 | 8319.045 | 8396.041 | 8472.976 | 8549.842 | 8626.63 | 8701.868 | 8777.01 | 8852.047 | 8926.995 | 9001.846 | 9077.706 | 9153.497 | 9229.211 | 9304.848 | 9380.399 | 9456.302 | 9532.135 | 9607.89 | 9684.415 | 9760.861
Counterfactual | Dem_BB002a | Number | NGED West Midlands | Hams Hall |  | 4151.695 | 4191.595 | 4231.417 | 4273.458 | 4315.473 | 4357.458 | 4399.407 | 4441.331 | 4482.864 | 4524.354 | 4565.812 | 4607.233 | 4648.611 | 4689.155 | 4729.647 | 4770.081 | 4810.469 | 4850.803 | 4891.682 | 4932.523 | 4973.323 | 5014.081 | 5054.793 | 5095.695 | 5136.559 | 5177.381 | 5218.618 | 5259.812
Counterfactual | Dem_BB002a | Number | NGED West Midlands | Iron Acton |  | 11741.298 | 11833.496 | 11925.046 | 12023.551 | 12121.576 | 12219.109 | 12316.136 | 12412.684 | 12508.425 | 12603.654 | 12698.398 | 12792.643 | 12886.377 | 12981.653 | 13076.467 | 13170.808 | 13264.7 | 13358.131 | 13454.34 | 13550.159 | 13645.573 | 13740.584 | 13835.179 | 13930.957 | 14026.359 | 14121.371 | 14217.24 | 14312.716
Counterfactual | Dem_BB002a | Number | NGED West Midlands | Ironbridge |  | 2807.803 | 2822.25 | 2836.385 | 2854.375 | 2872.14 | 2889.678 | 2906.985 | 2924.066 | 2940.82 | 2957.34 | 2973.634 | 2989.698 | 3005.529 | 3022.381 | 3039.025 | 3055.461 | 3071.692 | 3087.716 | 3104.366 | 3120.827 | 3137.096 | 3153.173 | 3169.055 | 3185.662 | 3202.092 | 3218.344 | 3234.699 | 3250.873
Counterfactual | Dem_BB002a | Number | NGED West Midlands | Kitwell |  | 2969.76 | 2992.047 | 3014.149 | 3038.238 | 3062.19 | 3086.001 | 3109.667 | 3133.196 | 3156.197 | 3179.047 | 3201.752 | 3224.308 | 3246.712 | 3270.53 | 3294.228 | 3317.803 | 3341.262 | 3364.601 | 3388.129 | 3411.547 | 3434.851 | 3458.04 | 3481.112 | 3504.308 | 3527.393 | 3550.364 | 3573.536 | 3596.593
Counterfactual | Dem_BB002a | Number | NGED West Midlands | Nechells |  | 14821.828 | 14964.272 | 15106.441 | 15256.529 | 15406.525 | 15556.413 | 15706.177 | 15855.848 | 16004.122 | 16152.246 | 16300.253 | 16448.127 | 16595.851 | 16740.595 | 16885.152 | 17029.507 | 17173.692 | 17317.691 | 17463.629 | 17609.435 | 17755.093 | 17900.602 | 18045.947 | 18191.969 | 18337.857 | 18483.593 | 18630.812 | 18777.878
Counterfactual | Dem_BB002a | Number | NGED West Midlands | Ocker Hill |  | 2470.871 | 2489.414 | 2507.802 | 2527.845 | 2547.773 | 2567.584 | 2587.275 | 2606.851 | 2625.988 | 2644.999 | 2663.89 | 2682.657 | 2701.297 | 2721.114 | 2740.831 | 2760.446 | 2779.963 | 2799.382 | 2818.958 | 2838.442 | 2857.83 | 2877.124 | 2896.321 | 2915.619 | 2934.826 | 2953.939 | 2973.218 | 2992.402
Counterfactual | Dem_BB002a | Number | NGED West Midlands | Oldbury |  | 3594.809 | 3621.787 | 3648.54 | 3677.7 | 3706.692 | 3735.514 | 3764.162 | 3792.643 | 3820.485 | 3848.144 | 3875.628 | 3902.931 | 3930.051 | 3958.881 | 3987.567 | 4016.104 | 4044.5 | 4072.752 | 4101.232 | 4129.579 | 4157.787 | 4185.857 | 4213.786 | 4241.863 | 4269.807 | 4297.613 | 4325.662 | 4353.572
Counterfactual | Dem_BB002a | Number | NGED West Midlands | Penn |  | 2569.28 | 2586.977 | 2604.481 | 2626.681 | 2648.79 | 2670.806 | 2692.725 | 2714.554 | 2736.183 | 2757.714 | 2779.152 | 2800.494 | 2821.738 | 2842.269 | 2862.692 | 2883.006 | 2903.215 | 2923.317 | 2943.905 | 2964.399 | 2984.797 | 3005.098 | 3025.3 | 3046.071 | 3066.757 | 3087.355 | 3108.137 | 3128.831
Counterfactual | Dem_BB002a | Number | NGED West Midlands | Rugeley |  | 1949.509 | 1959.54 | 1969.354 | 1981.845 | 1994.18 | 2006.357 | 2018.373 | 2030.233 | 2041.865 | 2053.336 | 2064.649 | 2075.802 | 2086.794 | 2098.494 | 2110.051 | 2121.462 | 2132.732 | 2143.858 | 2155.419 | 2166.848 | 2178.144 | 2189.306 | 2200.333 | 2211.864 | 2223.272 | 2234.555 | 2245.911 | 2257.141
Counterfactual | Dem_BB002a | Number | NGED West Midlands | Shrewsbury |  | 2436.856 | 2449.394 | 2461.661 | 2477.275 | 2492.693 | 2507.914 | 2522.934 | 2537.759 | 2552.299 | 2566.637 | 2580.778 | 2594.72 | 2608.459 | 2623.085 | 2637.531 | 2651.795 | 2665.881 | 2679.789 | 2694.239 | 2708.525 | 2722.645 | 2736.598 | 2750.381 | 2764.795 | 2779.054 | 2793.159 | 2807.353 | 2821.391
Counterfactual | Dem_BB002a | Number | NGED West Midlands | Walham |  | 5791.331 | 5844.759 | 5898.033 | 5949.425 | 6000.633 | 6051.653 | 6102.477 | 6153.119 | 6205.613 | 6257.951 | 6310.146 | 6362.191 | 6414.081 | 6466.884 | 6519.556 | 6572.093 | 6624.505 | 6676.788 | 6729.181 | 6781.455 | 6833.604 | 6885.626 | 6937.517 | 6990.058 | 7042.487 | 7094.796 | 7147.614 | 7200.311
Counterfactual | Dem_BB002a | Number | NGED West Midlands | Willenhall |  | 4472.163 | 4505.725 | 4539.008 | 4575.284 | 4611.353 | 4647.21 | 4682.849 | 4718.281 | 4752.919 | 4787.328 | 4821.519 | 4855.486 | 4889.225 | 4925.092 | 4960.779 | 4996.281 | 5031.607 | 5066.754 | 5102.185 | 5137.45 | 5172.543 | 5207.464 | 5242.209 | 5277.138 | 5311.902 | 5346.495 | 5381.39 | 5416.112
Counterfactual | Dem_BB002a | Number | NPg Northeast | Blyth 132kV |  | 950.146 | 954.062 | 957.851 | 961.762 | 965.553 | 969.223 | 972.771 | 976.198 | 980.33 | 984.355 | 988.277 | 992.093 | 995.803 | 1000.078 | 1004.261 | 1008.349 | 1012.346 | 1016.25 | 1020.546 | 1024.76 | 1028.889 | 1032.934 | 1036.894 | 1041.027 | 1045.081 | 1049.054 | 1053.038 | 1056.941
Counterfactual | Dem_BB002a | Number | NPg Northeast | Blyth 66kV |  | 2443.531 | 2453.601 | 2463.347 | 2473.405 | 2483.154 | 2492.592 | 2501.716 | 2510.531 | 2521.156 | 2531.509 | 2541.594 | 2551.408 | 2560.95 | 2571.944 | 2582.7 | 2593.214 | 2603.493 | 2613.534 | 2624.583 | 2635.418 | 2646.037 | 2656.44 | 2666.624 | 2677.254 | 2687.679 | 2697.896 | 2708.143 | 2718.181
Counterfactual | Dem_BB002a | Number | NPg Northeast | Fourstones |  | 340.848 | 342.45 | 344.011 | 345.565 | 347.078 | 348.552 | 349.984 | 351.376 | 352.697 | 353.977 | 355.216 | 356.414 | 357.571 | 359.2 | 360.798 | 362.364 | 363.899 | 365.403 | 366.97 | 368.508 | 370.016 | 371.494 | 372.942 | 374.431 | 375.892 | 377.324 | 378.76 | 380.167
Counterfactual | Dem_BB002a | Number | NPg Northeast | Hart Moor |  | 1924.284 | 1936.576 | 1948.704 | 1961.188 | 1973.52 | 1985.698 | 1997.72 | 2009.59 | 2022.788 | 2035.858 | 2048.805 | 2061.627 | 2074.321 | 2086.36 | 2098.264 | 2110.03 | 2121.663 | 2133.161 | 2145.526 | 2157.774 | 2169.906 | 2181.92 | 2193.814 | 2206.588 | 2219.261 | 2231.832 | 2244.496 | 2257.058
Counterfactual | Dem_BB002a | Number | NPg Northeast | Hawthorn Pit |  | 1239.662 | 1247.581 | 1255.394 | 1263.436 | 1271.381 | 1279.226 | 1286.971 | 1294.618 | 1303.12 | 1311.54 | 1319.881 | 1328.141 | 1336.319 | 1344.075 | 1351.743 | 1359.324 | 1366.818 | 1374.225 | 1382.19 | 1390.081 | 1397.897 | 1405.636 | 1413.299 | 1421.528 | 1429.692 | 1437.79 | 1445.949 | 1454.041
Counterfactual | Dem_BB002a | Number | NPg Northeast | Knaresborough |  | 3063.648 | 3073.617 | 3083.124 | 3095.466 | 3107.417 | 3118.973 | 3130.131 | 3140.898 | 3153.169 | 3165.079 | 3176.635 | 3187.832 | 3198.669 | 3210.338 | 3221.67 | 3232.664 | 3243.325 | 3253.65 | 3265.354 | 3276.757 | 3287.853 | 3298.645 | 3309.127 | 3320.835 | 3332.263 | 3343.408 | 3354.565 | 3365.436
Counterfactual | Dem_BB002a | Number | NPg Northeast | Lackenby |  | 803.831 | 811.84 | 819.84 | 823.249 | 826.557 | 829.763 | 832.865 | 835.866 | 840.506 | 845.076 | 849.578 | 854.012 | 858.377 | 863.782 | 869.139 | 874.447 | 879.708 | 884.921 | 890.197 | 895.427 | 900.611 | 905.749 | 910.84 | 915.965 | 921.046 | 926.081 | 931.152 | 936.177
Counterfactual | Dem_BB002a | Number | NPg Northeast | Norton |  | 8193.037 | 8245.372 | 8297.006 | 8350.16 | 8402.667 | 8454.518 | 8505.704 | 8556.243 | 8612.436 | 8668.085 | 8723.21 | 8777.802 | 8831.851 | 8883.108 | 8933.79 | 8983.888 | 9033.419 | 9082.374 | 9135.017 | 9187.169 | 9238.821 | 9289.972 | 9340.615 | 9395.002 | 9448.961 | 9502.483 | 9556.405 | 9609.887
Counterfactual | Dem_BB002a | Number | NPg Northeast | Offerton |  | 802.223 | 807.347 | 812.403 | 817.607 | 822.749 | 827.826 | 832.838 | 837.786 | 843.288 | 848.737 | 854.135 | 859.48 | 864.772 | 869.791 | 874.754 | 879.659 | 884.509 | 889.302 | 894.457 | 899.563 | 904.621 | 909.629 | 914.588 | 919.913 | 925.197 | 930.437 | 935.717 | 940.954
Counterfactual | Dem_BB002a | Number | NPg Northeast | Osbaldwick |  | 5236.334 | 5256.632 | 5276.208 | 5293.676 | 5310.401 | 5326.376 | 5341.596 | 5356.071 | 5374.816 | 5392.902 | 5410.342 | 5427.129 | 5443.258 | 5463.138 | 5482.447 | 5501.18 | 5519.347 | 5536.943 | 5556.086 | 5574.699 | 5592.78 | 5610.326 | 5627.334 | 5646.173 | 5664.517 | 5682.363 | 5700.21 | 5717.553
Counterfactual | Dem_BB002a | Number | NPg Northeast | Poppleton |  | 1180.07 | 1183.909 | 1187.571 | 1192.325 | 1196.929 | 1201.38 | 1205.678 | 1209.825 | 1214.552 | 1219.139 | 1223.59 | 1227.904 | 1232.078 | 1236.572 | 1240.937 | 1245.172 | 1249.278 | 1253.255 | 1257.764 | 1262.156 | 1266.43 | 1270.587 | 1274.624 | 1279.134 | 1283.536 | 1287.829 | 1292.126 | 1296.314
Counterfactual | Dem_BB002a | Number | NPg Northeast | Saltholme |  | 1298.499 | 1311.436 | 1324.359 | 1329.867 | 1335.21 | 1340.388 | 1345.4 | 1350.247 | 1357.742 | 1365.125 | 1372.399 | 1379.561 | 1386.611 | 1395.343 | 1403.997 | 1412.572 | 1421.07 | 1429.491 | 1438.013 | 1446.461 | 1454.836 | 1463.135 | 1471.359 | 1479.639 | 1487.846 | 1495.98 | 1504.172 | 1512.289
Counterfactual | Dem_BB002a | Number | NPg Northeast | South Shields |  | 1106.367 | 1113.434 | 1120.407 | 1127.585 | 1134.675 | 1141.677 | 1148.589 | 1155.414 | 1163.002 | 1170.516 | 1177.96 | 1185.332 | 1192.631 | 1199.553 | 1206.397 | 1213.162 | 1219.85 | 1226.461 | 1233.57 | 1240.612 | 1247.587 | 1254.494 | 1261.333 | 1268.677 | 1275.964 | 1283.191 | 1290.473 | 1297.695
Counterfactual | Dem_BB002a | Number | NPg Northeast | Spennymoor |  | 3818.644 | 3841.455 | 3863.905 | 3880.829 | 3897.291 | 3913.289 | 3928.818 | 3943.886 | 3962.413 | 3980.548 | 3998.297 | 4015.658 | 4032.626 | 4051.904 | 4070.842 | 4089.438 | 4107.699 | 4125.62 | 4144.812 | 4163.698 | 4182.273 | 4200.538 | 4218.488 | 4237.928 | 4257.088 | 4275.964 | 4294.933 | 4313.615
Counterfactual | Dem_BB002a | Number | NPg Northeast | Stella North |  | 5092.37 | 5119.899 | 5146.889 | 5172.835 | 5198.236 | 5223.087 | 5247.383 | 5271.134 | 5300.627 | 5329.687 | 5358.324 | 5386.533 | 5414.308 | 5439.914 | 5465.059 | 5489.739 | 5513.963 | 5537.727 | 5564.175 | 5590.224 | 5615.867 | 5641.106 | 5665.936 | 5693.845 | 5721.409 | 5748.623 | 5775.991 | 5803.005
Counterfactual | Dem_BB002a | Number | NPg Northeast | Stella South |  | 2994.972 | 3011.163 | 3027.036 | 3042.296 | 3057.235 | 3071.851 | 3086.14 | 3100.109 | 3117.454 | 3134.545 | 3151.387 | 3167.978 | 3184.314 | 3199.373 | 3214.162 | 3228.676 | 3242.924 | 3256.9 | 3272.455 | 3287.775 | 3302.856 | 3317.7 | 3332.303 | 3348.718 | 3364.929 | 3380.934 | 3397.03 | 3412.918
Counterfactual | Dem_BB002a | Number | NPg Northeast | Tynemouth 1 |  | 2886.305 | 2904.742 | 2922.932 | 2941.658 | 2960.155 | 2978.422 | 2996.454 | 3014.258 | 3034.054 | 3053.659 | 3073.079 | 3092.311 | 3111.351 | 3129.409 | 3147.263 | 3164.912 | 3182.361 | 3199.608 | 3218.153 | 3236.526 | 3254.722 | 3272.742 | 3290.583 | 3309.743 | 3328.752 | 3347.607 | 3366.603 | 3385.444
Counterfactual | Dem_BB002a | Number | NPg Northeast | West Boldon |  | 3538.724 | 3561.329 | 3583.63 | 3606.588 | 3629.267 | 3651.662 | 3673.771 | 3695.599 | 3719.87 | 3743.906 | 3767.716 | 3791.295 | 3814.639 | 3836.778 | 3858.669 | 3880.307 | 3901.7 | 3922.845 | 3945.583 | 3968.108 | 3990.417 | 4012.51 | 4034.384 | 4057.875 | 4081.181 | 4104.298 | 4127.588 | 4150.688
Counterfactual | Dem_BB002a | Number | NPg Yorkshire | Bradford West |  | 7518.641 | 7563.891 | 7608.44 | 7656.082 | 7703.108 | 7749.51 | 7795.281 | 7840.435 | 7891.526 | 7942.112 | 7992.209 | 8041.81 | 8090.906 | 8135.787 | 8180.102 | 8223.844 | 8267.028 | 8309.646 | 8356.176 | 8402.227 | 8447.792 | 8492.871 | 8537.455 | 8586.089 | 8634.313 | 8682.12 | 8730.274 | 8778.007
Counterfactual | Dem_BB002a | Number | NPg Yorkshire | Camblesforth |  | 500.282 | 503.343 | 506.359 | 507.185 | 507.921 | 508.569 | 509.127 | 509.596 | 510.77 | 511.87 | 512.897 | 513.85 | 514.729 | 516.574 | 518.364 | 520.099 | 521.78 | 523.407 | 525.062 | 526.664 | 528.214 | 529.71 | 531.153 | 532.643 | 534.082 | 535.469 | 536.851 | 538.181
Counterfactual | Dem_BB002a | Number | NPg Yorkshire | Creyke Beck |  | 7488.609 | 7517.068 | 7544.484 | 7560.329 | 7574.924 | 7588.262 | 7600.333 | 7611.153 | 7632.93 | 7653.677 | 7673.41 | 7692.122 | 7709.806 | 7733.355 | 7756.009 | 7777.762 | 7798.629 | 7818.601 | 7841.045 | 7862.662 | 7883.444 | 7903.392 | 7922.497 | 7943.927 | 7964.575 | 7984.435 | 8004.208 | 8023.185
Counterfactual | Dem_BB002a | Number | NPg Yorkshire | Drax |  | 752.733 | 757.339 | 761.877 | 763.119 | 764.228 | 765.202 | 766.041 | 766.746 | 768.514 | 770.169 | 771.714 | 773.148 | 774.47 | 777.246 | 779.94 | 782.55 | 785.08 | 787.527 | 790.017 | 792.429 | 794.76 | 797.011 | 799.182 | 801.424 | 803.589 | 805.676 | 807.755 | 809.756
Counterfactual | Dem_BB002a | Number | NPg Yorkshire | Elland |  | 5895.759 | 5931.242 | 5966.175 | 6003.534 | 6040.41 | 6076.796 | 6112.687 | 6148.095 | 6188.158 | 6227.825 | 6267.109 | 6306.004 | 6344.502 | 6379.696 | 6414.446 | 6448.746 | 6482.609 | 6516.028 | 6552.515 | 6588.626 | 6624.356 | 6659.704 | 6694.665 | 6732.801 | 6770.616 | 6808.104 | 6845.864 | 6883.294
Counterfactual | Dem_BB002a | Number | NPg Yorkshire | Ferrybridge A |  | 1182.473 | 1188.153 | 1193.694 | 1199.753 | 1205.686 | 1211.493 | 1217.171 | 1222.724 | 1229.037 | 1235.24 | 1241.334 | 1247.318 | 1253.192 | 1259.227 | 1265.157 | 1270.982 | 1276.703 | 1282.319 | 1288.282 | 1294.148 | 1299.919 | 1305.593 | 1311.169 | 1317.237 | 1323.218 | 1329.112 | 1335.035 | 1340.869
Counterfactual | Dem_BB002a | Number | NPg Yorkshire | Ferrybridge B (_M) |  | 3661.585 | 3679.175 | 3696.331 | 3715.093 | 3733.465 | 3751.446 | 3769.03 | 3786.226 | 3805.774 | 3824.98 | 3843.851 | 3862.382 | 3880.57 | 3899.257 | 3917.621 | 3935.656 | 3953.372 | 3970.764 | 3989.227 | 4007.394 | 4025.262 | 4042.831 | 4060.098 | 4078.888 | 4097.41 | 4115.661 | 4134.002 | 4152.068
Counterfactual | Dem_BB002a | Number | NPg Yorkshire | Grimsby West |  | 2475.427 | 2485.522 | 2495.285 | 2501.502 | 2507.325 | 2512.751 | 2517.779 | 2522.413 | 2530.503 | 2538.269 | 2545.716 | 2552.842 | 2559.643 | 2568.179 | 2576.43 | 2584.396 | 2592.08 | 2599.481 | 2607.519 | 2615.292 | 2622.797 | 2630.035 | 2637.004 | 2644.744 | 2652.234 | 2659.472 | 2666.692 | 2673.657
Counterfactual | Dem_BB002a | Number | NPg Yorkshire | Jordanthorpe |  | 633.42 | 636.348 | 639.198 | 641.846 | 644.415 | 646.903 | 649.311 | 651.639 | 654.762 | 657.821 | 660.817 | 663.75 | 666.62 | 669.433 | 672.183 | 674.87 | 677.494 | 680.055 | 682.86 | 685.608 | 688.299 | 690.932 | 693.507 | 696.363 | 699.167 | 701.919 | 704.68 | 707.389
Counterfactual | Dem_BB002a | Number | NPg Yorkshire | Keadby |  | 3514.42 | 3527.776 | 3540.642 | 3548.078 | 3554.927 | 3561.187 | 3566.852 | 3571.93 | 3582.149 | 3591.886 | 3601.147 | 3609.929 | 3618.227 | 3629.279 | 3639.911 | 3650.12 | 3659.912 | 3669.285 | 3679.818 | 3689.963 | 3699.716 | 3709.078 | 3718.044 | 3728.101 | 3737.791 | 3747.112 | 3756.391 | 3765.297
Counterfactual | Dem_BB002a | Number | NPg Yorkshire | Kirkstall B |  | 5471.191 | 5504.119 | 5536.537 | 5571.205 | 5605.425 | 5639.191 | 5672.498 | 5705.356 | 5742.534 | 5779.344 | 5815.799 | 5851.893 | 5887.619 | 5920.278 | 5952.526 | 5984.356 | 6015.78 | 6046.793 | 6080.652 | 6114.163 | 6147.32 | 6180.123 | 6212.566 | 6247.956 | 6283.048 | 6317.836 | 6352.877 | 6387.611
Counterfactual | Dem_BB002a | Number | NPg Yorkshire | Neepsend |  | 1087.927 | 1092.956 | 1097.851 | 1102.399 | 1106.811 | 1111.085 | 1115.221 | 1119.22 | 1124.583 | 1129.836 | 1134.983 | 1140.021 | 1144.949 | 1149.781 | 1154.505 | 1159.119 | 1163.626 | 1168.025 | 1172.843 | 1177.563 | 1182.185 | 1186.707 | 1191.13 | 1196.035 | 1200.851 | 1205.578 | 1210.32 | 1214.972
Counterfactual | Dem_BB002a | Number | NPg Yorkshire | Norton Lees |  | 897.817 | 901.967 | 906.007 | 909.76 | 913.401 | 916.928 | 920.341 | 923.641 | 928.067 | 932.403 | 936.65 | 940.807 | 944.875 | 948.862 | 952.76 | 956.568 | 960.288 | 963.918 | 967.894 | 971.789 | 975.603 | 979.335 | 982.985 | 987.033 | 991.008 | 994.909 | 998.822 | 1002.661
Counterfactual | Dem_BB002a | Number | NPg Yorkshire | Pitsmoor |  | 1054.234 | 1059.107 | 1063.851 | 1068.258 | 1072.533 | 1076.675 | 1080.682 | 1084.558 | 1089.755 | 1094.846 | 1099.833 | 1104.715 | 1109.49 | 1114.173 | 1118.75 | 1123.221 | 1127.589 | 1131.852 | 1136.52 | 1141.094 | 1145.573 | 1149.955 | 1154.241 | 1158.994 | 1163.661 | 1168.241 | 1172.837 | 1177.344
Counterfactual | Dem_BB002a | Number | NPg Yorkshire | Saltend North |  | 981.268 | 984.998 | 988.59 | 990.666 | 992.579 | 994.326 | 995.908 | 997.326 | 1000.179 | 1002.898 | 1005.484 | 1007.936 | 1010.253 | 1013.339 | 1016.307 | 1019.158 | 1021.892 | 1024.509 | 1027.45 | 1030.282 | 1033.006 | 1035.619 | 1038.123 | 1040.931 | 1043.637 | 1046.239 | 1048.83 | 1051.317
Counterfactual | Dem_BB002a | Number | NPg Yorkshire | Sheffield City |  | 1841.409 | 1849.921 | 1858.207 | 1865.905 | 1873.372 | 1880.606 | 1887.606 | 1894.375 | 1903.452 | 1912.344 | 1921.055 | 1929.582 | 1937.924 | 1946.102 | 1954.097 | 1961.907 | 1969.536 | 1976.982 | 1985.137 | 1993.126 | 2000.948 | 2008.603 | 2016.088 | 2024.391 | 2032.543 | 2040.543 | 2048.57 | 2056.443
Counterfactual | Dem_BB002a | Number | NPg Yorkshire | Skelton Grange |  | 8152.565 | 8201.631 | 8249.936 | 8301.594 | 8352.586 | 8402.9 | 8452.53 | 8501.491 | 8556.89 | 8611.741 | 8666.062 | 8719.845 | 8773.08 | 8821.745 | 8869.797 | 8917.227 | 8964.052 | 9010.263 | 9060.716 | 9110.65 | 9160.057 | 9208.936 | 9257.28 | 9310.014 | 9362.304 | 9414.141 | 9466.356 | 9518.113
Counterfactual | Dem_BB002a | Number | NPg Yorkshire | Templeborough |  | 996.73 | 1001.337 | 1005.822 | 1009.989 | 1014.031 | 1017.946 | 1021.735 | 1025.399 | 1030.313 | 1035.126 | 1039.841 | 1044.457 | 1048.972 | 1053.399 | 1057.726 | 1061.954 | 1066.083 | 1070.114 | 1074.528 | 1078.852 | 1083.086 | 1087.229 | 1091.281 | 1095.775 | 1100.188 | 1104.518 | 1108.863 | 1113.125
Counterfactual | Dem_BB002a | Number | NPg Yorkshire | Thorpe Marsh |  | 5237.926 | 5258.23 | 5277.811 | 5295.286 | 5312.016 | 5327.995 | 5343.22 | 5357.7 | 5376.45 | 5394.542 | 5411.986 | 5428.778 | 5444.912 | 5464.799 | 5484.114 | 5502.853 | 5521.025 | 5538.626 | 5557.775 | 5576.394 | 5594.48 | 5612.032 | 5629.045 | 5647.889 | 5666.239 | 5684.091 | 5701.943 | 5719.291
Counterfactual | Dem_BB002a | Number | NPg Yorkshire | Thurcroft |  | 2084.312 | 2093.946 | 2103.326 | 2112.039 | 2120.491 | 2128.679 | 2136.602 | 2144.264 | 2154.539 | 2164.604 | 2174.464 | 2184.116 | 2193.558 | 2202.815 | 2211.865 | 2220.705 | 2229.341 | 2237.769 | 2246.999 | 2256.042 | 2264.896 | 2273.56 | 2282.033 | 2291.431 | 2300.659 | 2309.714 | 2318.8 | 2327.711
Counterfactual | Dem_BB002a | Number | NPg Yorkshire | West Melton |  | 5277.646 | 5302.041 | 5325.791 | 5347.853 | 5369.254 | 5389.988 | 5410.051 | 5429.452 | 5455.468 | 5480.953 | 5505.919 | 5530.358 | 5554.267 | 5577.707 | 5600.621 | 5623.006 | 5644.871 | 5666.212 | 5689.584 | 5712.481 | 5734.9 | 5756.839 | 5778.293 | 5802.09 | 5825.455 | 5848.383 | 5871.389 | 5893.953
Counterfactual | Dem_BB002a | Number | NPg Yorkshire | Wincobank |  | 375.08 | 376.813 | 378.501 | 380.069 | 381.59 | 383.064 | 384.49 | 385.868 | 387.717 | 389.529 | 391.303 | 393.04 | 394.739 | 396.405 | 398.033 | 399.624 | 401.178 | 402.695 | 404.356 | 405.983 | 407.576 | 409.136 | 410.66 | 412.352 | 414.012 | 415.642 | 417.277 | 418.88
Counterfactual | Dem_BB002a | Number | SHETL | Direct(SHETL) |  | 45.7 | 46.534 | 47.376 | 48.028 | 48.684 | 49.343 | 50.006 | 50.672 | 51.368 | 52.067 | 52.77 | 53.477 | 54.188 | 54.92 | 55.656 | 56.396 | 57.14 | 57.888 | 58.614 | 59.344 | 60.077 | 60.814 | 61.555 | 62.284 | 63.015 | 63.75 | 64.495 | 65.242
Counterfactual | Dem_BB002a | Number | SPEN | Ayr |  | 518.057 | 529.226 | 540.514 | 550.109 | 559.786 | 569.546 | 579.387 | 589.311 | 599.384 | 609.539 | 619.778 | 630.101 | 640.506 | 650.757 | 661.086 | 671.494 | 681.981 | 692.548 | 702.713 | 712.95 | 723.258 | 733.636 | 744.084 | 754.337 | 764.656 | 775.041 | 785.56 | 796.145
Counterfactual | Dem_BB002a | Number | SPEN | Bainsford |  | 560.595 | 573.458 | 586.466 | 597.786 | 609.215 | 620.751 | 632.395 | 644.147 | 656.005 | 667.971 | 680.046 | 692.228 | 704.516 | 716.51 | 728.604 | 740.798 | 753.092 | 765.487 | 777.39 | 789.385 | 801.469 | 813.643 | 825.905 | 837.909 | 849.997 | 862.168 | 874.499 | 886.914
Counterfactual | Dem_BB002a | Number | SPEN | Bathgate |  | 303.43 | 310.392 | 317.432 | 323.559 | 329.745 | 335.99 | 342.292 | 348.653 | 355.072 | 361.548 | 368.084 | 374.677 | 381.329 | 387.82 | 394.366 | 400.966 | 407.621 | 414.33 | 420.773 | 427.265 | 433.805 | 440.395 | 447.032 | 453.529 | 460.072 | 466.66 | 473.334 | 480.054
Counterfactual | Dem_BB002a | Number | SPEN | Berwick |  | 392.856 | 401.326 | 409.886 | 417.162 | 424.5 | 431.901 | 439.364 | 446.89 | 454.528 | 462.229 | 469.994 | 477.822 | 485.713 | 493.486 | 501.319 | 509.211 | 517.164 | 525.177 | 532.886 | 540.649 | 548.465 | 556.335 | 564.258 | 572.033 | 579.858 | 587.733 | 595.71 | 603.737
Counterfactual | Dem_BB002a | Number | SPEN | Bonnybridge |  | 298.832 | 305.689 | 312.623 | 318.657 | 324.75 | 330.899 | 337.106 | 343.37 | 349.692 | 356.071 | 362.507 | 369.001 | 375.551 | 381.945 | 388.392 | 394.891 | 401.445 | 408.052 | 414.398 | 420.791 | 427.233 | 433.722 | 440.259 | 446.658 | 453.102 | 459.59 | 466.163 | 472.781
Counterfactual | Dem_BB002a | Number | SPEN | Braehead Park |  | 348.807 | 356.327 | 363.927 | 370.387 | 376.903 | 383.474 | 390.1 | 396.782 | 403.564 | 410.401 | 417.295 | 424.246 | 431.252 | 438.153 | 445.108 | 452.116 | 459.177 | 466.291 | 473.136 | 480.028 | 486.968 | 493.956 | 500.99 | 507.894 | 514.842 | 521.834 | 528.916 | 536.043
Counterfactual | Dem_BB002a | Number | SPEN | Carntyne |  | 160.548 | 164.009 | 167.508 | 170.481 | 173.48 | 176.505 | 179.554 | 182.63 | 185.751 | 188.899 | 192.072 | 195.271 | 198.496 | 201.672 | 204.873 | 208.099 | 211.349 | 214.623 | 217.774 | 220.946 | 224.141 | 227.357 | 230.595 | 233.772 | 236.97 | 240.188 | 243.448 | 246.729
Counterfactual | Dem_BB002a | Number | SPEN | Carsfad |  | 0 | 0 | 0 | 0 | 0 | 0 | 0 | 0 | 0 | 0 | 0 | 0 | 0 | 0 | 0 | 0 | 0 | 0 | 0 | 0 | 0 | 0 | 0 | 0 | 0 | 0 | 0 | 0
Counterfactual | Dem_BB002a | Number | SPEN | Chapelcross |  | 516.643 | 527.782 | 539.039 | 548.608 | 558.259 | 567.992 | 577.806 | 587.703 | 597.748 | 607.875 | 618.087 | 628.381 | 638.759 | 648.981 | 659.282 | 669.661 | 680.12 | 690.658 | 700.796 | 711.005 | 721.284 | 731.634 | 742.053 | 752.278 | 762.569 | 772.926 | 783.416 | 793.972
Counterfactual | Dem_BB002a | Number | SPEN | Charlotte Street |  | 1049.027 | 1071.644 | 1094.501 | 1113.93 | 1133.526 | 1153.288 | 1173.216 | 1193.312 | 1213.707 | 1234.271 | 1255.005 | 1275.908 | 1296.978 | 1317.734 | 1338.65 | 1359.725 | 1380.961 | 1402.358 | 1422.942 | 1443.671 | 1464.543 | 1485.558 | 1506.714 | 1527.476 | 1548.372 | 1569.4 | 1590.7 | 1612.134
Counterfactual | Dem_BB002a | Number | SPEN | Clyde’s Mill |  | 999.696 | 1021.249 | 1043.031 | 1061.546 | 1080.221 | 1099.054 | 1118.045 | 1137.195 | 1156.632 | 1176.228 | 1195.987 | 1215.907 | 1235.987 | 1255.767 | 1275.699 | 1295.783 | 1316.021 | 1336.411 | 1356.027 | 1375.782 | 1395.672 | 1415.699 | 1435.86 | 1455.646 | 1475.559 | 1495.598 | 1515.896 | 1536.322 | GSP also referred to as Westburn Road
Counterfactual | Dem_BB002a | Number | SPEN | Coatbridge |  | 812.452 | 829.968 | 847.671 | 862.718 | 877.895 | 893.201 | 908.634 | 924.198 | 939.994 | 955.92 | 971.978 | 988.167 | 1004.486 | 1020.561 | 1036.76 | 1053.082 | 1069.529 | 1086.1 | 1102.043 | 1118.097 | 1134.262 | 1150.537 | 1166.923 | 1183.002 | 1199.186 | 1215.472 | 1231.968 | 1248.568
Counterfactual | Dem_BB002a | Number | SPEN | Cockenzie |  | 443.463 | 453.024 | 462.687 | 470.9 | 479.184 | 487.539 | 495.963 | 504.458 | 513.08 | 521.773 | 530.538 | 539.374 | 548.282 | 557.056 | 565.898 | 574.807 | 583.784 | 592.829 | 601.531 | 610.294 | 619.118 | 628.001 | 636.945 | 645.722 | 654.555 | 663.445 | 672.449 | 681.51
Counterfactual | Dem_BB002a | Number | SPEN | Coylton |  | 469.034 | 479.146 | 489.365 | 498.052 | 506.814 | 515.65 | 524.56 | 533.545 | 542.664 | 551.858 | 561.129 | 570.475 | 579.895 | 589.176 | 598.528 | 607.95 | 617.445 | 627.012 | 636.216 | 645.484 | 654.816 | 664.212 | 673.671 | 682.954 | 692.297 | 701.699 | 711.222 | 720.806
Counterfactual | Dem_BB002a | Number | SPEN | Crookston A |  | 155.303 | 162.698 | 170.213 | 177.084 | 184.059 | 191.138 | 198.321 | 205.609 | 212.647 | 219.783 | 227.016 | 234.346 | 241.774 | 248.897 | 256.11 | 263.413 | 270.806 | 278.289 | 285.381 | 292.555 | 299.81 | 307.147 | 314.565 | 321.727 | 328.965 | 336.278 | 343.697 | 351.193
Counterfactual | Dem_BB002a | Number | SPEN | Crookston B |  | 113.466 | 118.869 | 124.36 | 129.38 | 134.476 | 139.648 | 144.896 | 150.221 | 155.363 | 160.576 | 165.86 | 171.216 | 176.643 | 181.847 | 187.117 | 192.452 | 197.854 | 203.321 | 208.503 | 213.744 | 219.045 | 224.405 | 229.825 | 235.058 | 240.346 | 245.689 | 251.11 | 256.586
Counterfactual | Dem_BB002a | Number | SPEN | Cumbernauld |  | 417.43 | 427.007 | 436.693 | 445.122 | 453.633 | 462.223 | 470.893 | 479.643 | 488.474 | 497.384 | 506.374 | 515.445 | 524.596 | 533.527 | 542.532 | 551.611 | 560.766 | 569.995 | 578.859 | 587.79 | 596.788 | 605.853 | 614.984 | 623.923 | 632.924 | 641.986 | 651.168 | 660.412
Counterfactual | Dem_BB002a | Number | SPEN | Cupar |  | 584.412 | 597.821 | 611.381 | 623.182 | 635.097 | 647.123 | 659.261 | 671.512 | 683.875 | 696.349 | 708.937 | 721.636 | 734.447 | 746.95 | 759.558 | 772.269 | 785.086 | 798.007 | 810.417 | 822.921 | 835.518 | 848.209 | 860.993 | 873.507 | 886.108 | 898.797 | 911.651 | 924.593
Counterfactual | Dem_BB002a | Number | SPEN | Currie |  | 92.867 | 94.869 | 96.893 | 98.612 | 100.347 | 102.097 | 103.861 | 105.64 | 107.445 | 109.266 | 111.101 | 112.952 | 114.817 | 116.655 | 118.506 | 120.372 | 122.252 | 124.146 | 125.968 | 127.803 | 129.651 | 131.511 | 133.384 | 135.222 | 137.072 | 138.934 | 140.819 | 142.717
Counterfactual | Dem_BB002a | Number | SPEN | Dalmarnock |  | 339.891 | 347.219 | 354.625 | 360.92 | 367.269 | 373.672 | 380.129 | 386.64 | 393.248 | 399.911 | 406.629 | 413.402 | 420.229 | 426.954 | 433.731 | 440.559 | 447.44 | 454.372 | 461.042 | 467.758 | 474.521 | 481.33 | 488.184 | 494.911 | 501.682 | 508.495 | 515.396 | 522.341
Counterfactual | Dem_BB002a | Number | SPEN | Devol Moor |  | 385.067 | 393.369 | 401.759 | 408.891 | 416.084 | 423.338 | 430.653 | 438.03 | 445.516 | 453.065 | 460.675 | 468.348 | 476.082 | 483.701 | 491.379 | 499.115 | 506.91 | 514.764 | 522.32 | 529.929 | 537.591 | 545.305 | 553.071 | 560.692 | 568.362 | 576.081 | 583.899 | 591.767
Counterfactual | Dem_BB002a | Number | SPEN | Devonside |  | 339.277 | 347.061 | 354.933 | 361.785 | 368.701 | 375.683 | 382.73 | 389.842 | 397.019 | 404.261 | 411.569 | 418.941 | 426.379 | 433.637 | 440.957 | 448.336 | 455.777 | 463.278 | 470.482 | 477.742 | 485.055 | 492.423 | 499.844 | 507.109 | 514.425 | 521.791 | 529.253 | 536.767
Counterfactual | Dem_BB002a | Number | SPEN | Dewar Place |  | 1051.949 | 1074.628 | 1097.549 | 1117.032 | 1136.682 | 1156.5 | 1176.483 | 1196.635 | 1217.087 | 1237.708 | 1258.5 | 1279.461 | 1300.59 | 1321.404 | 1342.378 | 1363.512 | 1384.807 | 1406.263 | 1426.905 | 1447.692 | 1468.622 | 1489.695 | 1510.91 | 1531.73 | 1552.684 | 1573.771 | 1595.13 | 1616.623
Counterfactual | Dem_BB002a | Number | SPEN | Drumchapel |  | 320.962 | 328.327 | 335.774 | 342.255 | 348.799 | 355.404 | 362.07 | 368.799 | 375.588 | 382.439 | 389.352 | 396.327 | 403.363 | 410.229 | 417.154 | 424.135 | 431.174 | 438.27 | 445.086 | 451.953 | 458.871 | 465.841 | 472.862 | 479.735 | 486.656 | 493.624 | 500.684 | 507.792
Counterfactual | Dem_BB002a | Number | SPEN | Drumcross |  | 306.687 | 313.723 | 320.84 | 327.033 | 333.285 | 339.596 | 345.966 | 352.395 | 358.883 | 365.429 | 372.035 | 378.699 | 385.422 | 391.984 | 398.6 | 405.27 | 411.996 | 418.777 | 425.289 | 431.851 | 438.462 | 445.122 | 451.831 | 458.398 | 465.011 | 471.669 | 478.415 | 485.207
Counterfactual | Dem_BB002a | Number | SPEN | Dumfries 11 |  | 0 | 0 | 0 | 0 | 0 | 0 | 0 | 0 | 0 | 0 | 0 | 0 | 0 | 0 | 0 | 0 | 0 | 0 | 0 | 0 | 0 | 0 | 0 | 0 | 0 | 0 | 0 | 0
Counterfactual | Dem_BB002a | Number | SPEN | Dumfries 33 |  | 732.459 | 737.42 | 742.325 | 744.988 | 747.551 | 750.013 | 752.372 | 754.631 | 757.914 | 761.116 | 764.24 | 767.284 | 770.248 | 774.93 | 779.566 | 784.155 | 788.698 | 793.195 | 797.759 | 802.28 | 806.757 | 811.19 | 815.577 | 820.004 | 824.387 | 828.727 | 833.097 | 837.422
Counterfactual | Dem_BB002a | Number | SPEN | Dumfries ICI |  | 27.961 | 28.151 | 28.338 | 28.439 | 28.537 | 28.631 | 28.721 | 28.808 | 28.933 | 29.055 | 29.174 | 29.291 | 29.404 | 29.583 | 29.759 | 29.935 | 30.108 | 30.28 | 30.454 | 30.627 | 30.797 | 30.967 | 31.134 | 31.303 | 31.47 | 31.636 | 31.803 | 31.968
Counterfactual | Dem_BB002a | Number | SPEN | Dunbar A |  | 201.114 | 205.45 | 209.832 | 213.557 | 217.314 | 221.102 | 224.923 | 228.775 | 232.686 | 236.628 | 240.603 | 244.61 | 248.65 | 252.629 | 256.639 | 260.679 | 264.751 | 268.853 | 272.799 | 276.773 | 280.775 | 284.803 | 288.859 | 292.84 | 296.846 | 300.877 | 304.961 | 309.07
Counterfactual | Dem_BB002a | Number | SPEN | Dunbar B |  | 150.602 | 153.849 | 157.131 | 159.92 | 162.733 | 165.57 | 168.431 | 171.316 | 174.244 | 177.197 | 180.173 | 183.174 | 186.199 | 189.179 | 192.182 | 195.207 | 198.256 | 201.328 | 204.283 | 207.259 | 210.255 | 213.272 | 216.31 | 219.29 | 222.29 | 225.309 | 228.367 | 231.444
Counterfactual | Dem_BB002a | Number | SPEN | Dunfermline |  | 428.846 | 438.686 | 448.636 | 457.296 | 466.039 | 474.864 | 483.771 | 492.761 | 501.833 | 510.987 | 520.224 | 529.543 | 538.943 | 548.118 | 557.37 | 566.698 | 576.103 | 585.584 | 594.691 | 603.866 | 613.11 | 622.423 | 631.804 | 640.987 | 650.234 | 659.544 | 668.977 | 678.474
Counterfactual | Dem_BB002a | Number | SPEN | Earlstoun |  | 0 | 0 | 0 | 0 | 0 | 0 | 0 | 0 | 0 | 0 | 0 | 0 | 0 | 0 | 0 | 0 | 0 | 0 | 0 | 0 | 0 | 0 | 0 | 0 | 0 | 0 | 0 | 0
Counterfactual | Dem_BB002a | Number | SPEN | East Kilbride |  | 464.392 | 474.404 | 484.523 | 493.124 | 501.799 | 510.548 | 519.369 | 528.265 | 537.294 | 546.398 | 555.576 | 564.83 | 574.157 | 583.346 | 592.605 | 601.935 | 611.336 | 620.808 | 629.92 | 639.097 | 648.336 | 657.639 | 667.005 | 676.196 | 685.446 | 694.755 | 704.185 | 713.673
Counterfactual | Dem_BB002a | Number | SPEN | East Kilbride South |  | 196.66 | 200.9 | 205.185 | 208.827 | 212.501 | 216.206 | 219.941 | 223.709 | 227.532 | 231.387 | 235.274 | 239.193 | 243.143 | 247.034 | 250.955 | 254.906 | 258.887 | 262.898 | 266.757 | 270.643 | 274.556 | 278.496 | 282.462 | 286.354 | 290.272 | 294.214 | 298.207 | 302.225
Counterfactual | Dem_BB002a | Number | SPEN | Easterhouse |  | 947.259 | 967.682 | 988.322 | 1005.865 | 1023.56 | 1041.406 | 1059.4 | 1077.546 | 1095.963 | 1114.532 | 1133.255 | 1152.13 | 1171.156 | 1189.898 | 1208.785 | 1227.816 | 1246.992 | 1266.312 | 1284.9 | 1303.618 | 1322.465 | 1341.441 | 1360.545 | 1379.293 | 1398.162 | 1417.15 | 1436.383 | 1455.738
Counterfactual | Dem_BB002a | Number | SPEN | Eccles |  | 263.988 | 269.68 | 275.432 | 280.321 | 285.252 | 290.225 | 295.24 | 300.297 | 305.43 | 310.605 | 315.822 | 321.083 | 326.385 | 331.608 | 336.872 | 342.175 | 347.519 | 352.904 | 358.084 | 363.3 | 368.553 | 373.841 | 379.165 | 384.39 | 389.648 | 394.94 | 400.3 | 405.694
Counterfactual | Dem_BB002a | Number | SPEN | Elderslie |  | 248.555 | 253.914 | 259.33 | 263.933 | 268.576 | 273.259 | 277.981 | 282.742 | 287.574 | 292.447 | 297.359 | 302.312 | 307.305 | 312.222 | 317.178 | 322.172 | 327.203 | 332.273 | 337.15 | 342.062 | 347.007 | 351.986 | 356.999 | 361.919 | 366.87 | 371.852 | 376.899 | 381.977
Counterfactual | Dem_BB002a | Number | SPEN | Erskine |  | 178.787 | 182.641 | 186.537 | 189.848 | 193.188 | 196.556 | 199.952 | 203.377 | 206.853 | 210.358 | 213.892 | 217.454 | 221.045 | 224.583 | 228.148 | 231.739 | 235.359 | 239.005 | 242.513 | 246.046 | 249.604 | 253.185 | 256.791 | 260.329 | 263.891 | 267.474 | 271.105 | 274.758
Counterfactual | Dem_BB002a | Number | SPEN | Finnieston |  | 695.764 | 711.728 | 727.872 | 741.922 | 756.106 | 770.424 | 784.875 | 799.46 | 814.179 | 829.03 | 844.015 | 859.134 | 874.386 | 889.272 | 904.282 | 919.415 | 934.674 | 950.057 | 964.831 | 979.718 | 994.715 | 1009.824 | 1025.044 | 1039.943 | 1054.945 | 1070.051 | 1085.355 | 1100.763
Counterfactual | Dem_BB002a | Number | SPEN | Galashiels |  | 431.062 | 440.355 | 449.748 | 457.731 | 465.784 | 473.905 | 482.093 | 490.351 | 498.732 | 507.182 | 515.701 | 524.291 | 532.949 | 541.478 | 550.073 | 558.733 | 567.459 | 576.251 | 584.71 | 593.227 | 601.804 | 610.439 | 619.133 | 627.664 | 636.251 | 644.891 | 653.644 | 662.451
Counterfactual | Dem_BB002a | Number | SPEN | Giffnock |  | 571.642 | 583.967 | 596.422 | 607.009 | 617.688 | 628.457 | 639.316 | 650.267 | 661.381 | 672.587 | 683.885 | 695.275 | 706.757 | 718.068 | 729.466 | 740.95 | 752.522 | 764.181 | 775.398 | 786.694 | 798.068 | 809.519 | 821.048 | 832.362 | 843.748 | 855.207 | 866.814 | 878.494
Counterfactual | Dem_BB002a | Number | SPEN | Glenlee |  | 0 | 0 | 0 | 0 | 0 | 0 | 0 | 0 | 0 | 0 | 0 | 0 | 0 | 0 | 0 | 0 | 0 | 0 | 0 | 0 | 0 | 0 | 0 | 0 | 0 | 0 | 0 | 0
Counterfactual | Dem_BB002a | Number | SPEN | Glenluce |  | 226.186 | 231.062 | 235.991 | 240.18 | 244.405 | 248.666 | 252.963 | 257.296 | 261.694 | 266.127 | 270.598 | 275.105 | 279.648 | 284.123 | 288.633 | 293.177 | 297.756 | 302.369 | 306.808 | 311.277 | 315.778 | 320.309 | 324.87 | 329.347 | 333.852 | 338.386 | 342.979 | 347.6
Counterfactual | Dem_BB002a | Number | SPEN | Glenniston |  | 108.446 | 110.935 | 113.451 | 115.641 | 117.852 | 120.083 | 122.336 | 124.609 | 126.903 | 129.218 | 131.554 | 133.91 | 136.288 | 138.608 | 140.947 | 143.306 | 145.684 | 148.082 | 150.385 | 152.705 | 155.043 | 157.398 | 159.77 | 162.092 | 164.431 | 166.785 | 169.17 | 171.572
Counterfactual | Dem_BB002a | Number | SPEN | Glenrothes |  | 291.047 | 297.725 | 304.478 | 310.356 | 316.289 | 322.278 | 328.324 | 334.425 | 340.582 | 346.794 | 353.063 | 359.387 | 365.767 | 371.994 | 378.273 | 384.604 | 390.986 | 397.421 | 403.602 | 409.829 | 416.102 | 422.423 | 428.789 | 435.022 | 441.297 | 447.616 | 454.018 | 460.463
Counterfactual | Dem_BB002a | Number | SPEN | Gorgie |  | 275.542 | 281.483 | 287.487 | 292.59 | 297.737 | 302.928 | 308.162 | 313.441 | 318.798 | 324.199 | 329.645 | 335.136 | 340.67 | 346.122 | 351.616 | 357.152 | 362.729 | 368.35 | 373.756 | 379.201 | 384.684 | 390.203 | 395.76 | 401.214 | 406.702 | 412.226 | 417.82 | 423.45
Counterfactual | Dem_BB002a | Number | SPEN | Govan |  | 431.194 | 440.491 | 449.886 | 457.872 | 465.927 | 474.05 | 482.241 | 490.501 | 498.885 | 507.337 | 515.86 | 524.452 | 533.112 | 541.644 | 550.241 | 558.904 | 567.633 | 576.428 | 584.889 | 593.409 | 601.989 | 610.627 | 619.323 | 627.857 | 636.446 | 645.089 | 653.844 | 662.655
Counterfactual | Dem_BB002a | Number | SPEN | Grangemouth A |  | 206.275 | 212.977 | 219.773 | 226.292 | 232.897 | 239.589 | 246.368 | 253.233 | 259.867 | 266.581 | 273.376 | 280.251 | 287.206 | 293.938 | 300.744 | 307.624 | 314.58 | 321.611 | 328.311 | 335.079 | 341.915 | 348.818 | 355.789 | 362.542 | 369.358 | 376.236 | 383.211 | 390.248
Counterfactual | Dem_BB002a | Number | SPEN | Grangemouth C |  | 137.877 | 142.357 | 146.9 | 151.257 | 155.672 | 160.145 | 164.676 | 169.265 | 173.699 | 178.187 | 182.729 | 187.324 | 191.974 | 196.473 | 201.022 | 205.621 | 210.271 | 214.97 | 219.448 | 223.972 | 228.542 | 233.156 | 237.816 | 242.329 | 246.885 | 251.482 | 256.144 | 260.848
Counterfactual | Dem_BB002a | Number | SPEN | Haggs Road |  | 332.599 | 339.769 | 347.016 | 353.176 | 359.389 | 365.655 | 371.973 | 378.344 | 384.811 | 391.331 | 397.905 | 404.532 | 411.212 | 417.793 | 424.425 | 431.107 | 437.84 | 444.623 | 451.15 | 457.722 | 464.34 | 471.002 | 477.71 | 484.293 | 490.918 | 497.585 | 504.338 | 511.134
Counterfactual | Dem_BB002a | Number | SPEN | Hawick |  | 218.937 | 223.657 | 228.427 | 232.482 | 236.572 | 240.697 | 244.856 | 249.05 | 253.306 | 257.598 | 261.925 | 266.288 | 270.685 | 275.017 | 279.382 | 283.781 | 288.213 | 292.678 | 296.975 | 301.301 | 305.657 | 310.043 | 314.458 | 318.791 | 323.152 | 327.541 | 331.986 | 336.46
Counterfactual | Dem_BB002a | Number | SPEN | Helensburgh |  | 211.621 | 216.477 | 221.387 | 225.661 | 229.975 | 234.33 | 238.725 | 243.161 | 247.638 | 252.155 | 256.713 | 261.312 | 265.951 | 270.478 | 275.044 | 279.647 | 284.288 | 288.967 | 293.46 | 297.988 | 302.55 | 307.145 | 311.774 | 316.306 | 320.869 | 325.463 | 330.118 | 334.805
Counterfactual | Dem_BB002a | Number | SPEN | Hunterston Farm |  | 36.627 | 37.416 | 38.214 | 38.893 | 39.577 | 40.267 | 40.963 | 41.664 | 42.376 | 43.094 | 43.818 | 44.548 | 45.284 | 46.008 | 46.739 | 47.475 | 48.216 | 48.963 | 49.682 | 50.406 | 51.134 | 51.868 | 52.607 | 53.332 | 54.061 | 54.795 | 55.539 | 56.287
Counterfactual | Dem_BB002a | Number | SPEN | Inverkeithing |  | 414.352 | 423.859 | 433.474 | 441.841 | 450.288 | 458.815 | 467.421 | 476.107 | 484.873 | 493.717 | 502.641 | 511.646 | 520.729 | 529.594 | 538.532 | 547.545 | 556.632 | 565.793 | 574.592 | 583.457 | 592.389 | 601.387 | 610.451 | 619.323 | 628.258 | 637.254 | 646.368 | 655.544
Counterfactual | Dem_BB002a | Number | SPEN | Johnstone |  | 395.791 | 404.324 | 412.948 | 420.278 | 427.672 | 435.128 | 442.647 | 450.229 | 457.924 | 465.682 | 473.505 | 481.392 | 489.341 | 497.172 | 505.064 | 513.015 | 521.028 | 529.1 | 536.867 | 544.688 | 552.563 | 560.491 | 568.473 | 576.307 | 584.191 | 592.124 | 600.161 | 608.247
Counterfactual | Dem_BB002a | Number | SPEN | Kaimes |  | 590.413 | 603.142 | 616.007 | 626.941 | 637.97 | 649.093 | 660.309 | 671.619 | 683.098 | 694.672 | 706.341 | 718.106 | 729.965 | 741.647 | 753.418 | 765.28 | 777.232 | 789.274 | 800.86 | 812.526 | 824.274 | 836.101 | 848.008 | 859.693 | 871.454 | 883.289 | 895.277 | 907.34
Counterfactual | Dem_BB002a | Number | SPEN | Kendoon |  | 0 | 0 | 0 | 0 | 0 | 0 | 0 | 0 | 0 | 0 | 0 | 0 | 0 | 0 | 0 | 0 | 0 | 0 | 0 | 0 | 0 | 0 | 0 | 0 | 0 | 0 | 0 | 0
Counterfactual | Dem_BB002a | Number | SPEN | Kilbowie 11 |  | 84.202 | 86.579 | 88.986 | 91.021 | 93.079 | 95.159 | 97.262 | 99.388 | 101.55 | 103.736 | 105.944 | 108.175 | 110.429 | 112.645 | 114.883 | 117.142 | 119.423 | 121.727 | 123.922 | 126.136 | 128.37 | 130.624 | 132.897 | 135.106 | 137.332 | 139.577 | 141.853 | 144.146
Counterfactual | Dem_BB002a | Number | SPEN | Kilbowie 33 |  | 212.577 | 218.576 | 224.654 | 229.791 | 234.986 | 240.238 | 245.548 | 250.915 | 256.373 | 261.89 | 267.464 | 273.097 | 278.788 | 284.382 | 290.031 | 295.736 | 301.495 | 307.31 | 312.851 | 318.442 | 324.082 | 329.771 | 335.51 | 341.086 | 346.708 | 352.376 | 358.12 | 363.91
Counterfactual | Dem_BB002a | Number | SPEN | Killermont |  | 357.008 | 365.2 | 373.483 | 380.693 | 387.971 | 395.318 | 402.733 | 410.217 | 417.769 | 425.389 | 433.079 | 440.837 | 448.663 | 456.301 | 464.002 | 471.768 | 479.597 | 487.491 | 495.071 | 502.71 | 510.405 | 518.158 | 525.968 | 533.612 | 541.31 | 549.061 | 556.914 | 564.82
Counterfactual | Dem_BB002a | Number | SPEN | Kilwinning |  | 307.539 | 314.169 | 320.87 | 326.566 | 332.311 | 338.104 | 343.946 | 349.838 | 355.817 | 361.846 | 367.924 | 374.052 | 380.229 | 386.314 | 392.446 | 398.624 | 404.85 | 411.123 | 417.158 | 423.235 | 429.353 | 435.514 | 441.717 | 447.803 | 453.929 | 460.094 | 466.338 | 472.622
Counterfactual | Dem_BB002a | Number | SPEN | Lesmahagow |  | 0 | 0 | 0 | 0 | 0 | 0 | 0 | 0 | 0 | 0 | 0 | 0 | 0 | 0 | 0 | 0 | 0 | 0 | 0 | 0 | 0 | 0 | 0 | 0 | 0 | 0 | 0 | 0
Counterfactual | Dem_BB002a | Number | SPEN | Leven |  | 322.421 | 329.818 | 337.3 | 343.81 | 350.384 | 357.019 | 363.715 | 370.474 | 377.295 | 384.177 | 391.121 | 398.128 | 405.195 | 412.093 | 419.049 | 426.062 | 433.133 | 440.262 | 447.108 | 454.006 | 460.956 | 467.958 | 475.011 | 481.915 | 488.867 | 495.867 | 502.959 | 510.099
Counterfactual | Dem_BB002a | Number | SPEN | Livingston East |  | 832.075 | 850.014 | 868.144 | 883.555 | 899.098 | 914.774 | 930.58 | 946.52 | 962.697 | 979.008 | 995.454 | 1012.034 | 1028.747 | 1045.21 | 1061.801 | 1078.517 | 1095.361 | 1112.332 | 1128.66 | 1145.102 | 1161.657 | 1178.326 | 1195.107 | 1211.575 | 1228.149 | 1244.828 | 1261.723 | 1278.724
Counterfactual | Dem_BB002a | Number | SPEN | Maybole |  | 242.869 | 248.105 | 253.397 | 257.895 | 262.432 | 267.007 | 271.621 | 276.273 | 280.995 | 285.756 | 290.556 | 295.396 | 300.274 | 305.079 | 309.922 | 314.801 | 319.717 | 324.671 | 329.437 | 334.236 | 339.068 | 343.933 | 348.831 | 353.638 | 358.476 | 363.344 | 368.276 | 373.238
Counterfactual | Dem_BB002a | Number | SPEN | Moffat |  | 0 | 0 | 0 | 0 | 0 | 0 | 0 | 0 | 0 | 0 | 0 | 0 | 0 | 0 | 0 | 0 | 0 | 0 | 0 | 0 | 0 | 0 | 0 | 0 | 0 | 0 | 0 | 0
Counterfactual | Dem_BB002a | Number | SPEN | Newarthill |  | 949.118 | 969.58 | 990.261 | 1007.839 | 1025.569 | 1043.449 | 1061.479 | 1079.66 | 1098.114 | 1116.719 | 1135.478 | 1154.39 | 1173.454 | 1192.233 | 1211.157 | 1230.225 | 1249.438 | 1268.797 | 1287.421 | 1306.176 | 1325.06 | 1344.073 | 1363.215 | 1381.999 | 1400.905 | 1419.93 | 1439.202 | 1458.594
Counterfactual | Dem_BB002a | Number | SPEN | Newton Stewart |  | 144.819 | 147.941 | 151.097 | 153.779 | 156.484 | 159.212 | 161.963 | 164.738 | 167.553 | 170.392 | 173.254 | 176.14 | 179.049 | 181.914 | 184.802 | 187.711 | 190.643 | 193.597 | 196.438 | 199.3 | 202.181 | 205.082 | 208.003 | 210.869 | 213.754 | 216.657 | 219.597 | 222.556
Counterfactual | Dem_BB002a | Number | SPEN | Paisley |  | 374.996 | 383.08 | 391.251 | 398.196 | 405.201 | 412.266 | 419.39 | 426.573 | 433.864 | 441.215 | 448.627 | 456.099 | 463.631 | 471.05 | 478.527 | 486.061 | 493.652 | 501.301 | 508.659 | 516.069 | 523.53 | 531.042 | 538.605 | 546.027 | 553.496 | 561.013 | 568.627 | 576.289
Counterfactual | Dem_BB002a | Number | SPEN | Partick |  | 410.614 | 420.035 | 429.563 | 437.855 | 446.226 | 454.676 | 463.204 | 471.812 | 480.498 | 489.263 | 498.107 | 507.029 | 516.03 | 524.815 | 533.674 | 542.605 | 551.61 | 560.689 | 569.408 | 578.193 | 587.044 | 595.961 | 604.943 | 613.736 | 622.589 | 631.504 | 640.536 | 649.629
Counterfactual | Dem_BB002a | Number | SPEN | Port Dundas |  | 536.334 | 548.64 | 561.084 | 571.915 | 582.849 | 593.886 | 605.026 | 616.269 | 627.615 | 639.063 | 650.614 | 662.269 | 674.026 | 685.501 | 697.071 | 708.737 | 720.499 | 732.358 | 743.746 | 755.221 | 766.782 | 778.429 | 790.162 | 801.646 | 813.211 | 824.855 | 836.652 | 848.53
Counterfactual | Dem_BB002a | Number | SPEN | Portobello |  | 1119.699 | 1143.839 | 1168.236 | 1188.974 | 1209.89 | 1230.984 | 1252.254 | 1273.703 | 1295.473 | 1317.422 | 1339.553 | 1361.864 | 1384.354 | 1406.508 | 1428.834 | 1451.328 | 1473.995 | 1496.833 | 1518.804 | 1540.93 | 1563.208 | 1585.638 | 1608.22 | 1630.381 | 1652.684 | 1675.129 | 1697.864 | 1720.741
Counterfactual | Dem_BB002a | Number | SPEN | Ravenscraig |  | 20.473 | 20.915 | 21.361 | 21.74 | 22.122 | 22.508 | 22.897 | 23.289 | 23.687 | 24.088 | 24.493 | 24.901 | 25.312 | 25.717 | 26.126 | 26.537 | 26.951 | 27.369 | 27.771 | 28.175 | 28.583 | 28.993 | 29.406 | 29.811 | 30.219 | 30.629 | 31.045 | 31.463
Counterfactual | Dem_BB002a | Number | SPEN | Redhouse |  | 209.131 | 213.93 | 218.782 | 223.005 | 227.269 | 231.573 | 235.916 | 240.3 | 244.724 | 249.188 | 253.692 | 258.237 | 262.821 | 267.296 | 271.807 | 276.356 | 280.943 | 285.566 | 290.007 | 294.482 | 298.99 | 303.531 | 308.106 | 312.584 | 317.093 | 321.634 | 326.234 | 330.865
Counterfactual | Dem_BB002a | Number | SPEN | Saltcoats A |  | 123.32 | 127.756 | 132.258 | 136.288 | 140.372 | 144.51 | 148.703 | 152.95 | 157.112 | 161.326 | 165.592 | 169.91 | 174.279 | 178.395 | 182.558 | 186.767 | 191.022 | 195.323 | 199.471 | 203.663 | 207.897 | 212.173 | 216.492 | 220.707 | 224.961 | 229.255 | 233.61 | 238.005
Counterfactual | Dem_BB002a | Number | SPEN | Saltcoats B |  | 103.647 | 107.376 | 111.16 | 114.547 | 117.979 | 121.457 | 124.981 | 128.551 | 132.049 | 135.591 | 139.176 | 142.805 | 146.477 | 149.937 | 153.436 | 156.973 | 160.549 | 164.164 | 167.651 | 171.174 | 174.732 | 178.327 | 181.957 | 185.499 | 189.074 | 192.684 | 196.343 | 200.037
Counterfactual | Dem_BB002a | Number | SPEN | Shrubhill |  | 893.35 | 912.61 | 932.076 | 948.621 | 965.309 | 982.139 | 999.109 | 1016.222 | 1033.591 | 1051.103 | 1068.76 | 1086.561 | 1104.505 | 1122.181 | 1139.993 | 1157.94 | 1176.025 | 1194.246 | 1211.776 | 1229.428 | 1247.203 | 1265.099 | 1283.116 | 1300.797 | 1318.591 | 1336.499 | 1354.638 | 1372.891
Counterfactual | Dem_BB002a | Number | SPEN | Sighthill |  | 1241.792 | 1268.564 | 1295.622 | 1318.621 | 1341.818 | 1365.212 | 1388.801 | 1412.589 | 1436.733 | 1461.075 | 1485.619 | 1510.363 | 1535.305 | 1559.875 | 1584.635 | 1609.582 | 1634.721 | 1660.049 | 1684.416 | 1708.954 | 1733.661 | 1758.538 | 1783.582 | 1808.159 | 1832.894 | 1857.786 | 1883 | 1908.373
Counterfactual | Dem_BB002a | Number | SPEN | Spango Valley |  | 350.779 | 358.341 | 365.985 | 372.481 | 379.034 | 385.642 | 392.306 | 399.025 | 405.845 | 412.722 | 419.655 | 426.644 | 433.69 | 440.63 | 447.624 | 454.672 | 461.773 | 468.927 | 475.81 | 482.742 | 489.721 | 496.748 | 503.822 | 510.765 | 517.752 | 524.784 | 531.906 | 539.073
Counterfactual | Dem_BB002a | Number | SPEN | St Andrews Cross |  | 445.659 | 455.267 | 464.978 | 473.231 | 481.556 | 489.952 | 498.418 | 506.955 | 515.62 | 524.356 | 533.164 | 542.045 | 550.996 | 559.814 | 568.7 | 577.653 | 586.675 | 595.764 | 604.509 | 613.316 | 622.183 | 631.111 | 640.098 | 648.919 | 657.796 | 666.729 | 675.778 | 684.884
Counterfactual | Dem_BB002a | Number | SPEN | Stirling |  | 614.857 | 628.964 | 643.231 | 655.647 | 668.182 | 680.835 | 693.606 | 706.495 | 719.502 | 732.626 | 745.869 | 759.23 | 772.708 | 785.863 | 799.127 | 812.501 | 825.985 | 839.58 | 852.636 | 865.791 | 879.045 | 892.397 | 905.847 | 919.013 | 932.271 | 945.62 | 959.144 | 972.76
Counterfactual | Dem_BB002a | Number | SPEN | Strathaven |  | 693.155 | 708.099 | 723.202 | 736.04 | 748.988 | 762.047 | 775.214 | 788.492 | 801.969 | 815.557 | 829.257 | 843.068 | 856.991 | 870.706 | 884.526 | 898.452 | 912.484 | 926.621 | 940.223 | 953.92 | 967.711 | 981.597 | 995.576 | 1009.295 | 1023.102 | 1036.996 | 1051.071 | 1065.233
Counterfactual | Dem_BB002a | Number | SPEN | Strathleven |  | 568.415 | 581.457 | 594.646 | 606.124 | 617.712 | 629.41 | 641.216 | 653.131 | 665.156 | 677.289 | 689.531 | 701.883 | 714.343 | 726.504 | 738.767 | 751.131 | 763.596 | 776.164 | 788.234 | 800.395 | 812.648 | 824.992 | 837.426 | 849.597 | 861.854 | 874.194 | 886.697 | 899.285
Counterfactual | Dem_BB002a | Number | SPEN | Telford Road |  | 185.275 | 189.269 | 193.306 | 196.737 | 200.198 | 203.689 | 207.208 | 210.757 | 214.36 | 217.991 | 221.653 | 225.345 | 229.066 | 232.732 | 236.426 | 240.149 | 243.899 | 247.678 | 251.314 | 254.975 | 258.661 | 262.373 | 266.109 | 269.776 | 273.467 | 277.18 | 280.942 | 284.728
Counterfactual | Dem_BB002a | Number | SPEN | Tongland |  | 83.776 | 85.582 | 87.408 | 88.959 | 90.524 | 92.103 | 93.694 | 95.299 | 96.928 | 98.57 | 100.226 | 101.895 | 103.578 | 105.235 | 106.906 | 108.589 | 110.285 | 111.993 | 113.637 | 115.293 | 116.96 | 118.638 | 120.327 | 121.985 | 123.654 | 125.334 | 127.035 | 128.746
Counterfactual | Dem_BB002a | Number | SPEN | West George Street |  | 1152.387 | 1178.828 | 1205.567 | 1228.837 | 1252.331 | 1276.046 | 1299.981 | 1324.138 | 1348.516 | 1373.114 | 1397.934 | 1422.976 | 1448.238 | 1472.892 | 1497.753 | 1522.819 | 1548.092 | 1573.571 | 1598.041 | 1622.697 | 1647.537 | 1672.562 | 1697.771 | 1722.447 | 1747.295 | 1772.314 | 1797.662 | 1823.183
Counterfactual | Dem_BB002a | Number | SPEN | Westfield |  | 122.657 | 125.472 | 128.318 | 130.795 | 133.295 | 135.819 | 138.367 | 140.938 | 143.533 | 146.151 | 148.793 | 151.458 | 154.147 | 156.771 | 159.417 | 162.085 | 164.775 | 167.487 | 170.092 | 172.716 | 175.36 | 178.024 | 180.707 | 183.333 | 185.978 | 188.641 | 191.339 | 194.055
Counterfactual | Dem_BB002a | Number | SPEN | Whitehouse |  | 727.237 | 742.916 | 758.762 | 772.231 | 785.816 | 799.516 | 813.331 | 827.262 | 841.401 | 855.657 | 870.031 | 884.522 | 899.129 | 913.518 | 928.018 | 942.628 | 957.35 | 972.183 | 986.453 | 1000.824 | 1015.293 | 1029.862 | 1044.528 | 1058.921 | 1073.407 | 1087.985 | 1102.751 | 1117.61
Counterfactual | Dem_BB002a | Number | SPEN | Wishaw |  | 719.057 | 734.559 | 750.227 | 763.544 | 776.976 | 790.523 | 804.182 | 817.956 | 831.937 | 846.032 | 860.244 | 874.572 | 889.015 | 903.242 | 917.579 | 932.025 | 946.581 | 961.247 | 975.357 | 989.566 | 1003.873 | 1018.277 | 1032.779 | 1047.01 | 1061.333 | 1075.747 | 1090.347 | 1105.039
Counterfactual | Dem_BB002a | Number | SPEN Manweb | Birkenhead |  | 4040.339 | 4062.804 | 4084.853 | 4110.297 | 4135.407 | 4160.18 | 4184.611 | 4208.708 | 4234.002 | 4258.983 | 4283.66 | 4308.03 | 4332.087 | 4356.795 | 4381.212 | 4405.335 | 4429.172 | 4452.719 | 4477.521 | 4502.065 | 4526.346 | 4550.364 | 4574.115 | 4599.113 | 4623.874 | 4648.393 | 4673.081 | 4697.524
Counterfactual | Dem_BB002a | Number | SPEN Manweb | Capenhurst |  | 4088.467 | 4111.199 | 4133.511 | 4159.258 | 4184.668 | 4209.735 | 4234.457 | 4258.842 | 4284.436 | 4309.715 | 4334.686 | 4359.346 | 4383.69 | 4408.692 | 4433.4 | 4457.811 | 4481.932 | 4505.759 | 4530.857 | 4555.693 | 4580.263 | 4604.567 | 4628.601 | 4653.897 | 4678.953 | 4703.764 | 4728.746 | 4753.48
Counterfactual | Dem_BB002a | Number | SPEN Manweb | Carrington |  | 4363.328 | 4387.853 | 4411.935 | 4438.659 | 4465.007 | 4490.975 | 4516.559 | 4541.767 | 4570.551 | 4599.028 | 4627.206 | 4655.08 | 4682.646 | 4707.812 | 4732.636 | 4757.113 | 4781.252 | 4805.049 | 4831.046 | 4856.75 | 4882.157 | 4907.266 | 4932.074 | 4959.023 | 4985.716 | 5012.149 | 5038.763 | 5065.114
Counterfactual | Dem_BB002a | Number | SPEN Manweb | Connah's Quay |  | 3165.753 | 3216.693 | 3268 | 3319.06 | 3370.48 | 3422.255 | 3474.381 | 3526.866 | 3574.995 | 3623.385 | 3672.042 | 3720.963 | 3770.144 | 3821.759 | 3873.677 | 3925.896 | 3978.422 | 4031.252 | 4081.985 | 4132.983 | 4184.243 | 4235.764 | 4287.543 | 4337.647 | 4387.979 | 4438.537 | 4489.712 | 4541.115
Counterfactual | Dem_BB002a | Number | SPEN Manweb | Fiddlers Ferry |  | 5300.698 | 5335.487 | 5369.841 | 5402.665 | 5435.038 | 5466.955 | 5498.409 | 5529.412 | 5565.213 | 5600.653 | 5635.744 | 5670.481 | 5704.857 | 5738.558 | 5771.898 | 5804.873 | 5837.491 | 5869.749 | 5904.095 | 5938.128 | 5971.844 | 6005.242 | 6038.317 | 6073.542 | 6108.491 | 6143.159 | 6178.087 | 6212.731
Counterfactual | Dem_BB002a | Number | SPEN Manweb | Frodsham |  | 4625.036 | 4650.751 | 4675.992 | 4705.117 | 4733.862 | 4762.219 | 4790.186 | 4817.77 | 4846.724 | 4875.32 | 4903.569 | 4931.465 | 4959.003 | 4987.287 | 5015.238 | 5042.852 | 5070.138 | 5097.092 | 5125.484 | 5153.58 | 5181.375 | 5208.869 | 5236.057 | 5264.673 | 5293.017 | 5321.084 | 5349.344 | 5377.325
Counterfactual | Dem_BB002a | Number | SPEN Manweb | Kirkby (_D) |  | 2781.599 | 2799.855 | 2817.882 | 2835.107 | 2852.095 | 2868.844 | 2885.35 | 2901.619 | 2920.406 | 2939.004 | 2957.418 | 2975.646 | 2993.686 | 3011.371 | 3028.866 | 3046.17 | 3063.287 | 3080.215 | 3098.238 | 3116.097 | 3133.79 | 3151.316 | 3168.673 | 3187.157 | 3205.497 | 3223.689 | 3242.018 | 3260.198
Counterfactual | Dem_BB002a | Number | SPEN Manweb | Legacy |  | 4079.109 | 4141.43 | 4204.156 | 4264.962 | 4326.131 | 4387.657 | 4449.537 | 4511.778 | 4565.956 | 4620.325 | 4674.892 | 4729.653 | 4784.604 | 4846.475 | 4908.664 | 4971.167 | 5033.993 | 5097.138 | 5156.878 | 5216.876 | 5277.126 | 5337.63 | 5398.382 | 5456.485 | 5514.793 | 5573.299 | 5632.498 | 5691.897
Counterfactual | Dem_BB002a | Number | SPEN Manweb | Lister Drive |  | 8913.52 | 8972.019 | 9029.788 | 9084.984 | 9139.422 | 9193.092 | 9245.985 | 9298.119 | 9358.321 | 9417.916 | 9476.925 | 9535.336 | 9593.142 | 9649.813 | 9705.878 | 9761.326 | 9816.177 | 9870.422 | 9928.176 | 9985.405 | 10042.101 | 10098.262 | 10153.881 | 10213.114 | 10271.883 | 10330.18 | 10388.914 | 10447.171
Counterfactual | Dem_BB002a | Number | SPEN Manweb | Pentir |  | 2309.618 | 2352.141 | 2395.044 | 2437.845 | 2481.019 | 2524.563 | 2568.474 | 2612.758 | 2653.398 | 2694.327 | 2735.551 | 2777.067 | 2818.872 | 2862.485 | 2906.418 | 2950.668 | 2995.241 | 3040.135 | 3082.747 | 3125.636 | 3168.799 | 3212.237 | 3255.946 | 3298.131 | 3340.56 | 3383.23 | 3426.441 | 3469.895
Counterfactual | Dem_BB002a | Number | SPEN Manweb | Rainhill |  | 1851.363 | 1863.514 | 1875.512 | 1886.977 | 1898.284 | 1909.431 | 1920.417 | 1931.246 | 1943.75 | 1956.128 | 1968.384 | 1980.516 | 1992.523 | 2004.293 | 2015.938 | 2027.455 | 2038.848 | 2050.114 | 2062.11 | 2073.997 | 2085.773 | 2097.438 | 2108.99 | 2121.293 | 2133.499 | 2145.607 | 2157.807 | 2169.907
Counterfactual | Dem_BB002a | Number | SPEN Manweb | St. Asaph |  | 476.911 | 485.691 | 494.55 | 503.388 | 512.303 | 521.295 | 530.362 | 539.506 | 547.898 | 556.349 | 564.861 | 573.434 | 582.066 | 591.072 | 600.144 | 609.281 | 618.485 | 627.755 | 636.553 | 645.41 | 654.322 | 663.292 | 672.317 | 681.028 | 689.789 | 698.6 | 707.523 | 716.495
Counterfactual | Dem_BB002a | Number | SPEN Manweb | Trawsfynydd |  | 2655.319 | 2702.521 | 2750.124 | 2796.6 | 2843.451 | 2890.671 | 2938.259 | 2986.221 | 3028.386 | 3070.798 | 3113.465 | 3156.383 | 3199.548 | 3247.251 | 3295.283 | 3343.643 | 3392.335 | 3441.358 | 3487.348 | 3533.612 | 3580.147 | 3626.952 | 3674.025 | 3718.997 | 3764.2 | 3809.63 | 3855.625 | 3901.85
Counterfactual | Dem_BB002a | Number | SPEN Manweb | Wylfa |  | 536.481 | 550.858 | 565.416 | 579.268 | 593.283 | 607.463 | 621.805 | 636.312 | 649.081 | 661.976 | 674.998 | 688.147 | 701.422 | 715.703 | 730.127 | 744.694 | 759.404 | 774.257 | 788.041 | 801.948 | 815.976 | 830.126 | 844.397 | 857.944 | 871.599 | 885.361 | 899.308 | 913.363
Counterfactual | Dem_BB002a | Number | SPTL | Direct(SPTL) |  | 2323.768 | 2373.866 | 2424.499 | 2467.537 | 2510.945 | 2554.723 | 2598.866 | 2643.38 | 2688.561 | 2734.112 | 2780.041 | 2826.344 | 2873.019 | 2918.997 | 2965.33 | 3012.014 | 3059.056 | 3106.452 | 3152.05 | 3197.969 | 3244.203 | 3290.754 | 3337.619 | 3383.61 | 3429.898 | 3476.478 | 3523.661 | 3571.14
Counterfactual | Dem_BB002a | Number | SSEN (SHEPD) | Abernethy |  | 200.88 | 204.547 | 208.247 | 211.115 | 213.998 | 216.896 | 219.809 | 222.736 | 225.794 | 228.868 | 231.959 | 235.067 | 238.192 | 241.408 | 244.642 | 247.895 | 251.166 | 254.456 | 257.647 | 260.855 | 264.079 | 267.319 | 270.575 | 273.777 | 276.993 | 280.225 | 283.496 | 286.782
Counterfactual | Dem_BB002a | Number | SSEN (SHEPD) | Alness |  | 375.49 | 379.107 | 382.717 | 383.72 | 384.664 | 385.548 | 386.372 | 387.136 | 388.355 | 389.523 | 390.642 | 391.711 | 392.73 | 395.457 | 398.167 | 400.859 | 403.535 | 406.192 | 408.695 | 411.178 | 413.641 | 416.084 | 418.508 | 420.677 | 422.822 | 424.943 | 427.077 | 429.187
Counterfactual | Dem_BB002a | Number | SSEN (SHEPD) | Arbroath |  | 375.814 | 382.675 | 389.596 | 394.962 | 400.356 | 405.778 | 411.227 | 416.704 | 422.423 | 428.174 | 433.957 | 439.772 | 445.618 | 451.635 | 457.686 | 463.771 | 469.891 | 476.045 | 482.015 | 488.016 | 494.048 | 500.11 | 506.202 | 512.192 | 518.21 | 524.255 | 530.375 | 536.523
Counterfactual | Dem_BB002a | Number | SSEN (SHEPD) | Ardkinglas |  | 0 | 0 | 0 | 0 | 0 | 0 | 0 | 0 | 0 | 0 | 0 | 0 | 0 | 0 | 0 | 0 | 0 | 0 | 0 | 0 | 0 | 0 | 0 | 0 | 0 | 0 | 0 | 0
Counterfactual | Dem_BB002a | Number | SSEN (SHEPD) | Ardmore |  | 325.005 | 329.127 | 333.265 | 335.759 | 338.234 | 340.69 | 343.127 | 345.545 | 348.31 | 351.063 | 353.804 | 356.533 | 359.25 | 362.789 | 366.332 | 369.878 | 373.428 | 376.981 | 380.415 | 383.849 | 387.286 | 390.723 | 394.161 | 397.473 | 400.784 | 404.094 | 407.438 | 410.781
Counterfactual | Dem_BB002a | Number | SSEN (SHEPD) | Beauly |  | 209.838 | 212.5 | 215.171 | 216.781 | 218.379 | 219.965 | 221.539 | 223.1 | 224.885 | 226.662 | 228.432 | 230.194 | 231.948 | 234.233 | 236.521 | 238.81 | 241.102 | 243.396 | 245.613 | 247.831 | 250.049 | 252.269 | 254.489 | 256.627 | 258.765 | 260.902 | 263.061 | 265.219
Counterfactual | Dem_BB002a | Number | SSEN (SHEPD) | Berryburn |  | 0 | 0 | 0 | 0 | 0 | 0 | 0 | 0 | 0 | 0 | 0 | 0 | 0 | 0 | 0 | 0 | 0 | 0 | 0 | 0 | 0 | 0 | 0 | 0 | 0 | 0 | 0 | 0
Counterfactual | Dem_BB002a | Number | SSEN (SHEPD) | Boat of Garten |  | 295.426 | 299.173 | 302.934 | 305.201 | 307.451 | 309.684 | 311.899 | 314.097 | 316.61 | 319.112 | 321.604 | 324.085 | 326.554 | 329.771 | 332.992 | 336.215 | 339.442 | 342.672 | 345.793 | 348.915 | 352.038 | 355.163 | 358.288 | 361.299 | 364.308 | 367.317 | 370.357 | 373.396
Counterfactual | Dem_BB002a | Number | SSEN (SHEPD) | Braco West |  | 465.302 | 473.797 | 482.366 | 489.01 | 495.688 | 502.401 | 509.147 | 515.928 | 523.01 | 530.13 | 537.29 | 544.49 | 551.728 | 559.178 | 566.67 | 574.204 | 581.781 | 589.4 | 596.792 | 604.222 | 611.69 | 619.196 | 626.739 | 634.154 | 641.605 | 649.09 | 656.667 | 664.279
Counterfactual | Dem_BB002a | Number | SSEN (SHEPD) | Bridge of Dun |  | 347.989 | 354.342 | 360.751 | 365.72 | 370.714 | 375.735 | 380.78 | 385.852 | 391.148 | 396.473 | 401.828 | 407.212 | 412.625 | 418.197 | 423.8 | 429.434 | 435.101 | 440.8 | 446.328 | 451.884 | 457.47 | 463.083 | 468.724 | 474.27 | 479.842 | 485.44 | 491.107 | 496.799
Counterfactual | Dem_BB002a | Number | SSEN (SHEPD) | Broadford-Skye |  | 132.399 | 134.078 | 135.764 | 136.78 | 137.788 | 138.789 | 139.781 | 140.766 | 141.893 | 143.014 | 144.131 | 145.243 | 146.349 | 147.791 | 149.235 | 150.679 | 152.125 | 153.573 | 154.971 | 156.371 | 157.77 | 159.171 | 160.572 | 161.921 | 163.27 | 164.618 | 165.98 | 167.342
Counterfactual | Dem_BB002a | Number | SSEN (SHEPD) | Brora |  | 114.613 | 115.717 | 116.819 | 117.125 | 117.413 | 117.683 | 117.935 | 118.168 | 118.54 | 118.897 | 119.238 | 119.565 | 119.876 | 120.708 | 121.535 | 122.357 | 123.173 | 123.985 | 124.748 | 125.506 | 126.258 | 127.004 | 127.744 | 128.406 | 129.061 | 129.708 | 130.359 | 131.004
Counterfactual | Dem_BB002a | Number | SSEN (SHEPD) | Burghmuir |  | 841.594 | 856.958 | 872.457 | 884.474 | 896.553 | 908.694 | 920.897 | 933.162 | 945.97 | 958.848 | 971.799 | 984.821 | 997.913 | 1011.387 | 1024.938 | 1038.564 | 1052.269 | 1066.051 | 1079.42 | 1092.859 | 1106.366 | 1119.942 | 1133.585 | 1146.997 | 1160.473 | 1174.011 | 1187.716 | 1201.483
Counterfactual | Dem_BB002a | Number | SSEN (SHEPD) | Carradale |  | 162.992 | 165.242 | 167.502 | 167.976 | 168.424 | 168.846 | 169.243 | 169.615 | 170.221 | 170.806 | 171.371 | 171.915 | 172.439 | 173.716 | 174.986 | 176.251 | 177.509 | 178.761 | 179.941 | 181.114 | 182.279 | 183.437 | 184.588 | 185.619 | 186.641 | 187.654 | 188.673 | 189.683
Counterfactual | Dem_BB002a | Number | SSEN (SHEPD) | Cassley |  | 24.122 | 24.354 | 24.586 | 24.65 | 24.711 | 24.768 | 24.821 | 24.87 | 24.948 | 25.023 | 25.095 | 25.164 | 25.229 | 25.404 | 25.578 | 25.751 | 25.923 | 26.094 | 26.255 | 26.414 | 26.572 | 26.729 | 26.885 | 27.024 | 27.162 | 27.298 | 27.436 | 27.571
Counterfactual | Dem_BB002a | Number | SSEN (SHEPD) | Ceannacroc |  | 34.722 | 35.163 | 35.605 | 35.871 | 36.136 | 36.398 | 36.658 | 36.917 | 37.212 | 37.506 | 37.799 | 38.091 | 38.381 | 38.759 | 39.138 | 39.516 | 39.896 | 40.275 | 40.642 | 41.009 | 41.376 | 41.743 | 42.111 | 42.465 | 42.818 | 43.172 | 43.529 | 43.886
Counterfactual | Dem_BB002a | Number | SSEN (SHEPD) | Charleston |  | 140.521 | 143.087 | 145.675 | 147.681 | 149.698 | 151.725 | 153.763 | 155.811 | 157.949 | 160.099 | 162.262 | 164.436 | 166.622 | 168.872 | 171.134 | 173.41 | 175.698 | 177.999 | 180.231 | 182.475 | 184.731 | 186.997 | 189.275 | 191.515 | 193.765 | 196.025 | 198.314 | 200.612
Counterfactual | Dem_BB002a | Number | SSEN (SHEPD) | Clachan |  | 42.099 | 42.68 | 43.264 | 43.386 | 43.502 | 43.611 | 43.714 | 43.81 | 43.966 | 44.117 | 44.263 | 44.404 | 44.539 | 44.869 | 45.197 | 45.524 | 45.849 | 46.172 | 46.477 | 46.78 | 47.081 | 47.38 | 47.677 | 47.943 | 48.207 | 48.469 | 48.732 | 48.993
Counterfactual | Dem_BB002a | Number | SSEN (SHEPD) | Clayhills |  | 426.55 | 433.931 | 441.372 | 447.5 | 453.661 | 459.854 | 466.08 | 472.338 | 478.748 | 485.193 | 491.672 | 498.187 | 504.735 | 511.383 | 518.066 | 524.784 | 531.539 | 538.329 | 544.972 | 551.648 | 558.357 | 565.098 | 571.872 | 578.592 | 585.343 | 592.125 | 598.989 | 605.885
Counterfactual | Dem_BB002a | Number | SSEN (SHEPD) | Coupar Angus |  | 287.458 | 292.706 | 298 | 302.104 | 306.23 | 310.377 | 314.545 | 318.734 | 323.109 | 327.508 | 331.932 | 336.379 | 340.851 | 345.453 | 350.082 | 354.736 | 359.417 | 364.125 | 368.691 | 373.281 | 377.895 | 382.532 | 387.192 | 391.773 | 396.376 | 401 | 405.681 | 410.383
Counterfactual | Dem_BB002a | Number | SSEN (SHEPD) | Craigiebuckler |  | 211.177 | 214.831 | 218.515 | 221.549 | 224.599 | 227.665 | 230.747 | 233.846 | 237.019 | 240.21 | 243.418 | 246.643 | 249.885 | 253.176 | 256.485 | 259.811 | 263.155 | 266.517 | 269.806 | 273.111 | 276.432 | 279.77 | 283.123 | 286.45 | 289.792 | 293.15 | 296.548 | 299.962
Counterfactual | Dem_BB002a | Number | SSEN (SHEPD) | Dallas |  | 0 | 0 | 0 | 0 | 0 | 0 | 0 | 0 | 0 | 0 | 0 | 0 | 0 | 0 | 0 | 0 | 0 | 0 | 0 | 0 | 0 | 0 | 0 | 0 | 0 | 0 | 0 | 0
Counterfactual | Dem_BB002a | Number | SSEN (SHEPD) | Dounreay |  | 111.56 | 112.634 | 113.707 | 114.005 | 114.285 | 114.548 | 114.793 | 115.02 | 115.382 | 115.729 | 116.061 | 116.379 | 116.682 | 117.492 | 118.297 | 119.097 | 119.892 | 120.681 | 121.425 | 122.163 | 122.894 | 123.62 | 124.34 | 124.985 | 125.622 | 126.252 | 126.886 | 127.513
Counterfactual | Dem_BB002a | Number | SSEN (SHEPD) | Dudhope |  | 783.882 | 798.192 | 812.629 | 823.821 | 835.072 | 846.381 | 857.746 | 869.17 | 881.1 | 893.095 | 905.158 | 917.287 | 929.481 | 942.031 | 954.653 | 967.345 | 980.11 | 992.946 | 1005.399 | 1017.916 | 1030.497 | 1043.142 | 1055.849 | 1068.342 | 1080.894 | 1093.504 | 1106.268 | 1119.092
Counterfactual | Dem_BB002a | Number | SSEN (SHEPD) | Dunbeath |  | 0 | 0 | 0 | 0 | 0 | 0 | 0 | 0 | 0 | 0 | 0 | 0 | 0 | 0 | 0 | 0 | 0 | 0 | 0 | 0 | 0 | 0 | 0 | 0 | 0 | 0 | 0 | 0
Counterfactual | Dem_BB002a | Number | SSEN (SHEPD) | Dunoon |  | 323.571 | 330.995 | 338.503 | 345.037 | 351.634 | 358.293 | 365.013 | 371.796 | 378.641 | 385.548 | 392.517 | 399.548 | 406.641 | 413.564 | 420.544 | 427.582 | 434.679 | 441.833 | 448.703 | 455.626 | 462.601 | 469.628 | 476.706 | 483.635 | 490.612 | 497.637 | 504.754 | 511.92
Counterfactual | Dem_BB002a | Number | SSEN (SHEPD) | Dunvegan |  | 71.456 | 72.362 | 73.272 | 73.82 | 74.365 | 74.905 | 75.44 | 75.972 | 76.58 | 77.185 | 77.788 | 78.388 | 78.985 | 79.763 | 80.542 | 81.322 | 82.102 | 82.884 | 83.638 | 84.394 | 85.149 | 85.905 | 86.661 | 87.389 | 88.117 | 88.845 | 89.58 | 90.315
Counterfactual | Dem_BB002a | Number | SSEN (SHEPD) | Dyce |  | 418.177 | 425.413 | 432.708 | 438.716 | 444.756 | 450.828 | 456.931 | 463.066 | 469.351 | 475.669 | 482.021 | 488.408 | 494.828 | 501.345 | 507.897 | 514.483 | 521.105 | 527.762 | 534.275 | 540.82 | 547.397 | 554.006 | 560.647 | 567.235 | 573.853 | 580.502 | 587.232 | 593.992
Counterfactual | Dem_BB002a | Number | SSEN (SHEPD) | Elgin |  | 493.167 | 499.423 | 505.701 | 509.485 | 513.241 | 516.968 | 520.666 | 524.335 | 528.531 | 532.708 | 536.867 | 541.009 | 545.131 | 550.502 | 555.878 | 561.259 | 566.645 | 572.037 | 577.247 | 582.459 | 587.673 | 592.889 | 598.106 | 603.132 | 608.156 | 613.178 | 618.253 | 623.326
Counterfactual | Dem_BB002a | Number | SSEN (SHEPD) | Fasnakyle |  | 16.384 | 16.592 | 16.801 | 16.926 | 17.051 | 17.175 | 17.298 | 17.42 | 17.559 | 17.698 | 17.836 | 17.974 | 18.111 | 18.289 | 18.468 | 18.646 | 18.825 | 19.005 | 19.178 | 19.351 | 19.524 | 19.697 | 19.871 | 20.038 | 20.205 | 20.371 | 20.54 | 20.709
Counterfactual | Dem_BB002a | Number | SSEN (SHEPD) | Fetteresso |  | 0 | 0 | 0 | 0 | 0 | 0 | 0 | 0 | 0 | 0 | 0 | 0 | 0 | 0 | 0 | 0 | 0 | 0 | 0 | 0 | 0 | 0 | 0 | 0 | 0 | 0 | 0 | 0
Counterfactual | Dem_BB002a | Number | SSEN (SHEPD) | Fiddes |  | 237.933 | 242.05 | 246.2 | 249.619 | 253.055 | 256.51 | 259.982 | 263.473 | 267.049 | 270.644 | 274.258 | 277.892 | 281.545 | 285.253 | 288.981 | 292.728 | 296.496 | 300.284 | 303.989 | 307.713 | 311.455 | 315.216 | 318.994 | 322.742 | 326.508 | 330.291 | 334.12 | 337.967
Counterfactual | Dem_BB002a | Number | SSEN (SHEPD) | Finstown |  | 0 | 0 | 0 | 0 | 0 | 0 | 0 | 0 | 0 | 0 | 0 | 0 | 0 | 0 | 0 | 0 | 0 | 0 | 0 | 0 | 0 | 0 | 0 | 0 | 0 | 0 | 0 | 0
Counterfactual | Dem_BB002a | Number | SSEN (SHEPD) | Fort Augustus |  | 54.517 | 55.209 | 55.903 | 56.321 | 56.736 | 57.148 | 57.557 | 57.963 | 58.427 | 58.888 | 59.348 | 59.806 | 60.262 | 60.855 | 61.45 | 62.045 | 62.64 | 63.236 | 63.812 | 64.388 | 64.965 | 65.541 | 66.118 | 66.673 | 67.229 | 67.784 | 68.345 | 68.906
Counterfactual | Dem_BB002a | Number | SSEN (SHEPD) | Fort William |  | 364.475 | 369.098 | 373.738 | 376.535 | 379.311 | 382.065 | 384.798 | 387.51 | 390.611 | 393.698 | 396.772 | 399.832 | 402.879 | 406.848 | 410.821 | 414.798 | 418.779 | 422.764 | 426.614 | 430.466 | 434.319 | 438.174 | 442.03 | 445.744 | 449.458 | 453.169 | 456.92 | 460.669
Counterfactual | Dem_BB002a | Number | SSEN (SHEPD) | Fraserburgh |  | 225.776 | 229.683 | 233.622 | 236.865 | 240.126 | 243.405 | 246.7 | 250.012 | 253.405 | 256.816 | 260.246 | 263.694 | 267.16 | 270.679 | 274.216 | 277.772 | 281.348 | 284.942 | 288.458 | 291.992 | 295.543 | 299.111 | 302.696 | 306.253 | 309.827 | 313.416 | 317.05 | 320.7
Counterfactual | Dem_BB002a | Number | SSEN (SHEPD) | Glenfarclas |  | 0 | 0 | 0 | 0 | 0 | 0 | 0 | 0 | 0 | 0 | 0 | 0 | 0 | 0 | 0 | 0 | 0 | 0 | 0 | 0 | 0 | 0 | 0 | 0 | 0 | 0 | 0 | 0
Counterfactual | Dem_BB002a | Number | SSEN (SHEPD) | Grudie Bridge |  | 223.515 | 226.35 | 229.196 | 230.911 | 232.613 | 234.303 | 235.978 | 237.642 | 239.543 | 241.436 | 243.321 | 245.198 | 247.067 | 249.501 | 251.937 | 254.376 | 256.817 | 259.261 | 261.622 | 263.984 | 266.348 | 268.712 | 271.076 | 273.354 | 275.631 | 277.907 | 280.207 | 282.506
Counterfactual | Dem_BB002a | Number | SSEN (SHEPD) | Inverness |  | 573.086 | 580.355 | 587.65 | 592.048 | 596.413 | 600.744 | 605.041 | 609.305 | 614.18 | 619.034 | 623.868 | 628.68 | 633.471 | 639.712 | 645.959 | 652.212 | 658.471 | 664.737 | 670.79 | 676.847 | 682.906 | 688.968 | 695.031 | 700.87 | 706.709 | 712.545 | 718.442 | 724.337
Counterfactual | Dem_BB002a | Number | SSEN (SHEPD) | Keith |  | 583.787 | 591.192 | 598.624 | 603.104 | 607.55 | 611.962 | 616.339 | 620.683 | 625.65 | 630.594 | 635.518 | 640.42 | 645.3 | 651.658 | 658.021 | 664.391 | 670.767 | 677.15 | 683.317 | 689.487 | 695.659 | 701.833 | 708.009 | 713.958 | 719.906 | 725.851 | 731.858 | 737.863
Counterfactual | Dem_BB002a | Number | SSEN (SHEPD) | Killin |  | 88.947 | 90.571 | 92.209 | 93.479 | 94.756 | 96.039 | 97.328 | 98.625 | 99.978 | 101.339 | 102.708 | 104.084 | 105.468 | 106.892 | 108.324 | 109.764 | 111.213 | 112.669 | 114.082 | 115.503 | 116.93 | 118.365 | 119.807 | 121.225 | 122.649 | 124.08 | 125.528 | 126.983
Counterfactual | Dem_BB002a | Number | SSEN (SHEPD) | Kinlochleven |  | 32.817 | 33.233 | 33.651 | 33.903 | 34.153 | 34.401 | 34.647 | 34.891 | 35.17 | 35.448 | 35.725 | 36.001 | 36.275 | 36.632 | 36.99 | 37.348 | 37.707 | 38.065 | 38.412 | 38.759 | 39.106 | 39.453 | 39.8 | 40.135 | 40.469 | 40.803 | 41.141 | 41.478
Counterfactual | Dem_BB002a | Number | SSEN (SHEPD) | Kintore |  | 789.152 | 802.807 | 816.574 | 827.911 | 839.31 | 850.768 | 862.285 | 873.863 | 885.723 | 897.646 | 909.634 | 921.686 | 933.801 | 946.099 | 958.463 | 970.893 | 983.389 | 995.952 | 1008.243 | 1020.594 | 1033.006 | 1045.478 | 1058.009 | 1070.441 | 1082.931 | 1095.478 | 1108.179 | 1120.936
Counterfactual | Dem_BB002a | Number | SSEN (SHEPD) | Lairg |  | 25.512 | 25.758 | 26.003 | 26.072 | 26.136 | 26.196 | 26.252 | 26.304 | 26.386 | 26.466 | 26.542 | 26.615 | 26.684 | 26.869 | 27.053 | 27.236 | 27.418 | 27.598 | 27.768 | 27.937 | 28.105 | 28.271 | 28.435 | 28.583 | 28.728 | 28.872 | 29.017 | 29.161
Counterfactual | Dem_BB002a | Number | SSEN (SHEPD) | Lunanhead |  | 326.518 | 332.479 | 338.492 | 343.154 | 347.841 | 352.551 | 357.285 | 362.044 | 367.013 | 372.01 | 377.034 | 382.086 | 387.166 | 392.393 | 397.651 | 402.937 | 408.255 | 413.602 | 418.789 | 424.002 | 429.243 | 434.51 | 439.803 | 445.007 | 450.235 | 455.488 | 460.805 | 466.146
Counterfactual | Dem_BB002a | Number | SSEN (SHEPD) | Lyndhurst |  | 278.856 | 283.947 | 289.082 | 293.064 | 297.066 | 301.089 | 305.132 | 309.196 | 313.44 | 317.707 | 321.999 | 326.313 | 330.651 | 335.116 | 339.606 | 344.121 | 348.662 | 353.228 | 357.658 | 362.111 | 366.586 | 371.085 | 375.605 | 380.049 | 384.514 | 389 | 393.541 | 398.103
Counterfactual | Dem_BB002a | Number | SSEN (SHEPD) | Macduff |  | 231.271 | 234.205 | 237.149 | 238.924 | 240.685 | 242.433 | 244.167 | 245.888 | 247.855 | 249.814 | 251.765 | 253.707 | 255.64 | 258.159 | 260.68 | 263.203 | 265.729 | 268.258 | 270.701 | 273.145 | 275.59 | 278.036 | 280.483 | 282.839 | 285.196 | 287.551 | 289.931 | 292.309
Counterfactual | Dem_BB002a | Number | SSEN (SHEPD) | Milton of Craigie |  | 415.158 | 422.737 | 430.383 | 436.31 | 442.269 | 448.258 | 454.278 | 460.328 | 466.646 | 472.999 | 479.388 | 485.811 | 492.27 | 498.916 | 505.601 | 512.323 | 519.084 | 525.882 | 532.477 | 539.107 | 545.77 | 552.466 | 559.196 | 565.813 | 572.461 | 579.139 | 585.899 | 592.691
Counterfactual | Dem_BB002a | Number | SSEN (SHEPD) | Mybster |  | 113.693 | 114.788 | 115.881 | 116.185 | 116.471 | 116.738 | 116.988 | 117.219 | 117.588 | 117.942 | 118.281 | 118.605 | 118.913 | 119.739 | 120.559 | 121.375 | 122.185 | 122.989 | 123.747 | 124.499 | 125.245 | 125.984 | 126.718 | 127.375 | 128.024 | 128.667 | 129.313 | 129.952
Counterfactual | Dem_BB002a | Number | SSEN (SHEPD) | Nairn |  | 366.833 | 371.486 | 376.155 | 378.97 | 381.764 | 384.537 | 387.287 | 390.017 | 393.138 | 396.244 | 399.338 | 402.419 | 405.485 | 409.48 | 413.479 | 417.481 | 421.488 | 425.499 | 429.374 | 433.251 | 437.129 | 441.009 | 444.89 | 448.628 | 452.365 | 456.101 | 459.875 | 463.649
Counterfactual | Dem_BB002a | Number | SSEN (SHEPD) | Orrin |  | 0 | 0 | 0 | 0 | 0 | 0 | 0 | 0 | 0 | 0 | 0 | 0 | 0 | 0 | 0 | 0 | 0 | 0 | 0 | 0 | 0 | 0 | 0 | 0 | 0 | 0 | 0 | 0
Counterfactual | Dem_BB002a | Number | SSEN (SHEPD) | Persley |  | 472.034 | 480.202 | 488.436 | 495.218 | 502.036 | 508.889 | 515.778 | 522.704 | 529.798 | 536.93 | 544.1 | 551.309 | 558.556 | 565.912 | 573.308 | 580.743 | 588.217 | 595.732 | 603.083 | 610.471 | 617.896 | 625.356 | 632.851 | 640.288 | 647.759 | 655.264 | 662.861 | 670.492
Counterfactual | Dem_BB002a | Number | SSEN (SHEPD) | Peterhead Grange |  | 349.397 | 355.443 | 361.538 | 366.558 | 371.604 | 376.677 | 381.777 | 386.903 | 392.154 | 397.433 | 402.74 | 408.076 | 413.44 | 418.885 | 424.36 | 429.863 | 435.396 | 440.958 | 446.399 | 451.868 | 457.363 | 462.885 | 468.433 | 473.938 | 479.468 | 485.023 | 490.646 | 496.295
Counterfactual | Dem_BB002a | Number | SSEN (SHEPD) | Peterhead Shell |  | 80.382 | 81.773 | 83.175 | 84.33 | 85.491 | 86.658 | 87.831 | 89.01 | 90.218 | 91.433 | 92.654 | 93.881 | 95.115 | 96.368 | 97.627 | 98.893 | 100.166 | 101.446 | 102.698 | 103.956 | 105.22 | 106.491 | 107.767 | 109.033 | 110.306 | 111.584 | 112.877 | 114.177
Counterfactual | Dem_BB002a | Number | SSEN (SHEPD) | Port Ann |  | 247.883 | 251.304 | 254.741 | 255.461 | 256.143 | 256.786 | 257.39 | 257.955 | 258.876 | 259.766 | 260.625 | 261.453 | 262.25 | 264.191 | 266.124 | 268.046 | 269.96 | 271.864 | 273.659 | 275.442 | 277.215 | 278.976 | 280.726 | 282.294 | 283.848 | 285.388 | 286.939 | 288.475
Counterfactual | Dem_BB002a | Number | SSEN (SHEPD) | Quoich |  | 4.096 | 4.148 | 4.2 | 4.232 | 4.263 | 4.294 | 4.324 | 4.355 | 4.39 | 4.424 | 4.459 | 4.493 | 4.528 | 4.572 | 4.617 | 4.662 | 4.706 | 4.751 | 4.794 | 4.838 | 4.881 | 4.924 | 4.968 | 5.009 | 5.051 | 5.093 | 5.135 | 5.177
Counterfactual | Dem_BB002a | Number | SSEN (SHEPD) | Rannoch |  | 13.755 | 14.006 | 14.26 | 14.456 | 14.654 | 14.852 | 15.051 | 15.252 | 15.461 | 15.672 | 15.883 | 16.096 | 16.31 | 16.53 | 16.752 | 16.975 | 17.199 | 17.424 | 17.642 | 17.862 | 18.083 | 18.305 | 18.528 | 18.747 | 18.967 | 19.188 | 19.412 | 19.637
Counterfactual | Dem_BB002a | Number | SSEN (SHEPD) | Redmoss |  | 537.509 | 546.81 | 556.187 | 563.909 | 571.673 | 579.477 | 587.322 | 595.208 | 603.286 | 611.407 | 619.572 | 627.781 | 636.033 | 644.409 | 652.831 | 661.297 | 669.809 | 678.366 | 686.737 | 695.149 | 703.603 | 712.098 | 720.634 | 729.102 | 737.609 | 746.155 | 754.805 | 763.495
Counterfactual | Dem_BB002a | Number | SSEN (SHEPD) | Rothienorman |  | 0 | 0 | 0 | 0 | 0 | 0 | 0 | 0 | 0 | 0 | 0 | 0 | 0 | 0 | 0 | 0 | 0 | 0 | 0 | 0 | 0 | 0 | 0 | 0 | 0 | 0 | 0 | 0
Counterfactual | Dem_BB002a | Number | SSEN (SHEPD) | Shin |  | 26.792 | 27.05 | 27.308 | 27.38 | 27.447 | 27.51 | 27.569 | 27.623 | 27.71 | 27.794 | 27.873 | 27.95 | 28.022 | 28.217 | 28.41 | 28.602 | 28.793 | 28.983 | 29.162 | 29.339 | 29.514 | 29.689 | 29.862 | 30.017 | 30.17 | 30.321 | 30.473 | 30.624
Counterfactual | Dem_BB002a | Number | SSEN (SHEPD) | Sloy |  | 29.605 | 30.014 | 30.424 | 30.51 | 30.592 | 30.668 | 30.741 | 30.808 | 30.918 | 31.024 | 31.127 | 31.226 | 31.321 | 31.553 | 31.784 | 32.013 | 32.242 | 32.469 | 32.684 | 32.897 | 33.108 | 33.319 | 33.528 | 33.715 | 33.901 | 34.084 | 34.27 | 34.453
Counterfactual | Dem_BB002a | Number | SSEN (SHEPD) | St Fergus Gas Terminal |  | 90.473 | 92.038 | 93.617 | 94.916 | 96.223 | 97.537 | 98.857 | 100.185 | 101.544 | 102.911 | 104.286 | 105.667 | 107.056 | 108.466 | 109.884 | 111.309 | 112.741 | 114.182 | 115.591 | 117.007 | 118.43 | 119.86 | 121.296 | 122.721 | 124.153 | 125.592 | 127.048 | 128.511
Counterfactual | Dem_BB002a | Number | SSEN (SHEPD) | Strichen |  | 185.422 | 188.63 | 191.865 | 194.529 | 197.207 | 199.899 | 202.606 | 205.326 | 208.113 | 210.914 | 213.731 | 216.563 | 219.409 | 222.299 | 225.204 | 228.124 | 231.061 | 234.013 | 236.9 | 239.802 | 242.719 | 245.649 | 248.594 | 251.515 | 254.449 | 257.397 | 260.382 | 263.379
Counterfactual | Dem_BB002a | Number | SSEN (SHEPD) | Tarland |  | 210.217 | 213.855 | 217.522 | 220.542 | 223.578 | 226.631 | 229.699 | 232.783 | 235.942 | 239.118 | 242.312 | 245.522 | 248.749 | 252.025 | 255.319 | 258.63 | 261.959 | 265.306 | 268.579 | 271.87 | 275.176 | 278.498 | 281.836 | 285.148 | 288.475 | 291.818 | 295.201 | 298.599
Counterfactual | Dem_BB002a | Number | SSEN (SHEPD) | Taynuilt |  | 398.298 | 403.795 | 409.319 | 410.476 | 411.571 | 412.604 | 413.574 | 414.483 | 415.963 | 417.393 | 418.773 | 420.103 | 421.384 | 424.503 | 427.608 | 430.697 | 433.772 | 436.832 | 439.715 | 442.581 | 445.429 | 448.26 | 451.072 | 453.591 | 456.088 | 458.562 | 461.054 | 463.522
Counterfactual | Dem_BB002a | Number | SSEN (SHEPD) | Thurso |  | 440.965 | 445.213 | 449.453 | 450.631 | 451.739 | 452.777 | 453.744 | 454.642 | 456.073 | 457.445 | 458.76 | 460.015 | 461.212 | 464.415 | 467.597 | 470.758 | 473.9 | 477.021 | 479.96 | 482.876 | 485.769 | 488.638 | 491.484 | 494.031 | 496.55 | 499.041 | 501.548 | 504.026
Counterfactual | Dem_BB002a | Number | SSEN (SHEPD) | Tummel Bridge |  | 213.779 | 217.682 | 221.619 | 224.671 | 227.74 | 230.824 | 233.923 | 237.039 | 240.292 | 243.564 | 246.853 | 250.161 | 253.487 | 256.909 | 260.351 | 263.813 | 267.294 | 270.795 | 274.191 | 277.605 | 281.036 | 284.484 | 287.95 | 291.357 | 294.78 | 298.219 | 301.7 | 305.197
Counterfactual | Dem_BB002a | Number | SSEN (SHEPD) | Willowdale |  | 384.208 | 390.856 | 397.558 | 403.078 | 408.628 | 414.206 | 419.813 | 425.45 | 431.224 | 437.029 | 442.866 | 448.733 | 454.632 | 460.619 | 466.639 | 472.69 | 478.774 | 484.891 | 490.874 | 496.888 | 502.931 | 509.003 | 515.104 | 521.157 | 527.238 | 533.346 | 539.529 | 545.741
Counterfactual | Dem_BB002a | Number | SSEN (SHEPD) | Woodhill |  | 367.304 | 373.66 | 380.067 | 385.344 | 390.65 | 395.983 | 401.343 | 406.732 | 412.252 | 417.801 | 423.381 | 428.991 | 434.63 | 440.354 | 446.108 | 451.894 | 457.71 | 463.558 | 469.278 | 475.027 | 480.804 | 486.609 | 492.441 | 498.228 | 504.041 | 509.881 | 515.792 | 521.73
Counterfactual | Dem_BB002a | Number | SSEN South | Acton Lane 66kV |  | 537.577 | 541.022 | 544.422 | 548.259 | 552.061 | 555.826 | 559.555 | 563.249 | 567.378 | 571.479 | 575.554 | 579.603 | 583.624 | 587.48 | 591.307 | 595.104 | 598.872 | 602.611 | 606.462 | 610.287 | 614.085 | 617.856 | 621.6 | 625.478 | 629.331 | 633.16 | 637.02 | 640.855
Counterfactual | Dem_BB002a | Number | SSEN South | Axminster_H |  | 1739.597 | 1760.063 | 1780.575 | 1802.082 | 1823.657 | 1845.296 | 1866.999 | 1888.768 | 1909.259 | 1929.787 | 1950.355 | 1970.963 | 1991.607 | 2012.811 | 2034.063 | 2055.361 | 2076.711 | 2098.108 | 2119.167 | 2140.27 | 2161.414 | 2182.601 | 2203.827 | 2224.647 | 2245.501 | 2266.388 | 2287.507 | 2308.658
Counterfactual | Dem_BB002a | Number | SSEN South | Botley Wood |  | 2208.438 | 2238.443 | 2268.589 | 2299.026 | 2329.61 | 2360.338 | 2391.209 | 2422.227 | 2452.664 | 2483.228 | 2513.926 | 2544.754 | 2575.71 | 2605.768 | 2635.936 | 2666.214 | 2696.605 | 2727.108 | 2757.391 | 2787.782 | 2818.279 | 2848.881 | 2879.586 | 2909.919 | 2940.349 | 2970.874 | 3001.758 | 3032.737
Counterfactual | Dem_BB002a | Number | SSEN South | Bramley |  | 3934.129 | 3968.312 | 4002.347 | 4041.046 | 4079.699 | 4118.301 | 4156.848 | 4195.349 | 4230.241 | 4265.008 | 4299.661 | 4334.194 | 4368.603 | 4405.059 | 4441.435 | 4477.728 | 4513.945 | 4550.083 | 4586.376 | 4622.599 | 4658.746 | 4694.818 | 4730.81 | 4766.442 | 4801.994 | 4837.461 | 4873.271 | 4908.996
Counterfactual | Dem_BB002a | Number | SSEN South | Chickerell |  | 1889.115 | 1911.341 | 1933.616 | 1956.972 | 1980.401 | 2003.9 | 2027.468 | 2051.108 | 2073.36 | 2095.652 | 2117.989 | 2140.367 | 2162.786 | 2185.812 | 2208.891 | 2232.02 | 2255.204 | 2278.441 | 2301.31 | 2324.227 | 2347.188 | 2370.196 | 2393.246 | 2415.856 | 2438.502 | 2461.184 | 2484.118 | 2507.088
Counterfactual | Dem_BB002a | Number | SSEN South | Cowley |  | 10634.803 | 10747.131 | 10859.471 | 10979.237 | 11099.178 | 11219.283 | 11339.541 | 11459.974 | 11575.523 | 11691.126 | 11806.807 | 11922.554 | 12038.355 | 12152.933 | 12267.552 | 12382.202 | 12496.906 | 12611.651 | 12727.254 | 12842.926 | 12958.654 | 13074.439 | 13190.268 | 13305.37 | 13420.516 | 13535.692 | 13652.097 | 13768.533
Counterfactual | Dem_BB002a | Number | SSEN South | Ealing |  | 4350.022 | 4377.904 | 4405.415 | 4436.463 | 4467.225 | 4497.697 | 4527.873 | 4557.763 | 4591.172 | 4624.36 | 4657.335 | 4690.094 | 4722.631 | 4753.836 | 4784.804 | 4815.529 | 4846.021 | 4876.276 | 4907.439 | 4938.389 | 4969.123 | 4999.639 | 5029.933 | 5061.311 | 5092.494 | 5123.477 | 5154.711 | 5185.744
Counterfactual | Dem_BB002a | Number | SSEN South | Fawley |  | 2748.349 | 2785.689 | 2823.205 | 2861.083 | 2899.144 | 2937.385 | 2975.803 | 3014.404 | 3052.282 | 3090.319 | 3128.522 | 3166.887 | 3205.411 | 3242.816 | 3280.361 | 3318.04 | 3355.862 | 3393.822 | 3431.508 | 3469.329 | 3507.281 | 3545.365 | 3583.577 | 3621.325 | 3659.195 | 3697.183 | 3735.616 | 3774.169
Counterfactual | Dem_BB002a | Number | SSEN South | Fleet |  | 19439.329 | 19657.925 | 19876.82 | 20114.294 | 20352.462 | 20591.301 | 20830.791 | 21070.974 | 21303.785 | 21537.09 | 21770.933 | 22005.292 | 22240.146 | 22463.404 | 22686.954 | 22910.775 | 23134.908 | 23359.334 | 23585.551 | 23812.109 | 24038.985 | 24266.18 | 24493.672 | 24721.082 | 24948.804 | 25176.815 | 25407.342 | 25638.163
Counterfactual | Dem_BB002a | Number | SSEN South | Iver 132kV |  | 4751.048 | 4819.424 | 4888.184 | 4958.099 | 5028.419 | 5099.138 | 5170.252 | 5241.771 | 5312.168 | 5382.931 | 5454.068 | 5525.576 | 5597.449 | 5664.988 | 5732.809 | 5800.909 | 5869.297 | 5937.968 | 6006.325 | 6074.96 | 6143.867 | 6213.047 | 6282.495 | 6351.296 | 6420.354 | 6489.663 | 6559.799 | 6630.188
Counterfactual | Dem_BB002a | Number | SSEN South | Iver 66kV |  | 1830.05 | 1856.387 | 1882.873 | 1909.803 | 1936.89 | 1964.13 | 1991.523 | 2019.071 | 2046.187 | 2073.444 | 2100.845 | 2128.389 | 2156.074 | 2182.089 | 2208.213 | 2234.444 | 2260.787 | 2287.238 | 2313.568 | 2340.006 | 2366.548 | 2393.195 | 2419.946 | 2446.447 | 2473.047 | 2499.745 | 2526.76 | 2553.873
Counterfactual | Dem_BB002a | Number | SSEN South | Laleham |  | 2674.785 | 2713.28 | 2751.991 | 2791.352 | 2830.941 | 2870.756 | 2910.792 | 2951.056 | 2990.689 | 3030.527 | 3070.577 | 3110.835 | 3151.299 | 3189.322 | 3227.505 | 3265.844 | 3304.346 | 3343.007 | 3381.491 | 3420.132 | 3458.926 | 3497.874 | 3536.972 | 3575.706 | 3614.585 | 3653.605 | 3693.091 | 3732.719
Counterfactual | Dem_BB002a | Number | SSEN South | Lovedean |  | 9774.539 | 9907.339 | 10040.765 | 10175.479 | 10310.844 | 10446.849 | 10583.483 | 10720.768 | 10855.481 | 10990.76 | 11126.628 | 11263.073 | 11400.086 | 11533.119 | 11666.645 | 11800.653 | 11935.166 | 12070.172 | 12204.203 | 12338.713 | 12473.691 | 12609.136 | 12745.037 | 12879.29 | 13013.975 | 13149.08 | 13285.769 | 13422.882
Counterfactual | Dem_BB002a | Number | SSEN South | Mannington |  | 13700.49 | 13861.676 | 14023.221 | 14192.608 | 14362.522 | 14532.947 | 14703.869 | 14875.318 | 15036.695 | 15198.364 | 15360.355 | 15522.652 | 15685.241 | 15852.234 | 16019.608 | 16187.35 | 16355.488 | 16524.009 | 16689.863 | 16856.061 | 17022.588 | 17189.443 | 17356.611 | 17520.585 | 17684.827 | 17849.323 | 18015.65 | 18182.233
Counterfactual | Dem_BB002a | Number | SSEN South | Melksham |  | 7933.696 | 8004.474 | 8074.991 | 8155.024 | 8235.005 | 8314.923 | 8394.77 | 8474.564 | 8548.513 | 8622.279 | 8695.879 | 8769.306 | 8842.549 | 8919.775 | 8996.904 | 9073.926 | 9150.86 | 9227.696 | 9304.349 | 9380.911 | 9457.375 | 9533.74 | 9609.998 | 9685.718 | 9761.332 | 9836.832 | 9913.085 | 9989.222
Counterfactual | Dem_BB002a | Number | SSEN South | Minety |  | 4552.617 | 4593.231 | 4633.696 | 4679.622 | 4725.517 | 4771.377 | 4817.196 | 4862.985 | 4905.419 | 4947.748 | 4989.982 | 5032.117 | 5074.147 | 5118.461 | 5162.72 | 5206.918 | 5251.065 | 5295.156 | 5339.142 | 5383.076 | 5426.954 | 5470.775 | 5514.534 | 5557.985 | 5601.375 | 5644.699 | 5688.455 | 5732.145
Counterfactual | Dem_BB002a | Number | SSEN South | North Hyde |  | 2242.105 | 2274.373 | 2306.822 | 2339.816 | 2373.002 | 2406.375 | 2439.935 | 2473.687 | 2506.908 | 2540.302 | 2573.873 | 2607.619 | 2641.537 | 2673.41 | 2705.416 | 2737.554 | 2769.827 | 2802.235 | 2834.493 | 2866.883 | 2899.402 | 2932.049 | 2964.823 | 2997.291 | 3029.881 | 3062.589 | 3095.688 | 3128.906
Counterfactual | Dem_BB002a | Number | SSEN South | Nursling |  | 6847.29 | 6940.319 | 7033.787 | 7128.157 | 7222.984 | 7318.258 | 7413.974 | 7510.145 | 7604.514 | 7699.28 | 7794.459 | 7890.042 | 7986.022 | 8079.215 | 8172.753 | 8266.629 | 8360.858 | 8455.433 | 8549.325 | 8643.553 | 8738.108 | 8832.99 | 8928.192 | 9022.239 | 9116.589 | 9211.233 | 9306.987 | 9403.038
Counterfactual | Dem_BB002a | Number | UKPN Eastern | Amersham Main |  | 4296.096 | 4357.924 | 4420.1 | 4483.32 | 4546.906 | 4610.853 | 4675.158 | 4739.828 | 4803.484 | 4867.47 | 4931.796 | 4996.457 | 5061.447 | 5122.518 | 5183.845 | 5245.424 | 5307.263 | 5369.359 | 5431.169 | 5493.232 | 5555.541 | 5618.097 | 5680.894 | 5743.107 | 5805.552 | 5868.224 | 5931.644 | 5995.293
Counterfactual | Dem_BB002a | Number | UKPN Eastern | Braintree |  | 5280.228 | 5342.728 | 5405.375 | 5471.982 | 5538.819 | 5605.879 | 5673.158 | 5740.667 | 5801.591 | 5862.601 | 5923.708 | 5984.908 | 6046.194 | 6111.687 | 6177.347 | 6243.17 | 6309.166 | 6375.331 | 6440.177 | 6505.17 | 6570.306 | 6635.583 | 6700.996 | 6764.329 | 6827.766 | 6891.3 | 6955.543 | 7019.885
Counterfactual | Dem_BB002a | Number | UKPN Eastern | Bramford |  | 9252.587 | 9366.371 | 9480.499 | 9599.171 | 9718.284 | 9837.827 | 9957.791 | 10078.196 | 10189.659 | 10301.361 | 10413.322 | 10525.532 | 10637.98 | 10756.54 | 10875.458 | 10994.722 | 11114.353 | 11234.342 | 11351.699 | 11469.371 | 11587.348 | 11705.63 | 11824.205 | 11939.62 | 12055.282 | 12171.178 | 12288.387 | 12405.833
Counterfactual | Dem_BB002a | Number | UKPN Eastern | Brimsdown |  | 2673.375 | 2719.808 | 2766.623 | 2814.284 | 2862.339 | 2910.784 | 2959.618 | 3008.846 | 3055.99 | 3103.475 | 3151.306 | 3199.48 | 3247.993 | 3293.841 | 3339.976 | 3386.396 | 3433.106 | 3480.103 | 3526.639 | 3573.453 | 3620.541 | 3667.903 | 3715.536 | 3762.147 | 3809.011 | 3856.124 | 3903.827 | 3951.782
Counterfactual | Dem_BB002a | Number | UKPN Eastern | Burwell Main |  | 7429.138 | 7505.235 | 7581.292 | 7664.564 | 7747.951 | 7831.446 | 7915.04 | 7998.75 | 8078.918 | 8159.115 | 8239.357 | 8319.636 | 8399.943 | 8481.393 | 8562.9 | 8644.455 | 8726.076 | 8807.754 | 8889.076 | 8970.455 | 9051.885 | 9133.364 | 9214.885 | 9295.601 | 9376.352 | 9457.131 | 9538.772 | 9620.441
Counterfactual | Dem_BB002a | Number | UKPN Eastern | Clacton |  | 773.158 | 782.666 | 792.203 | 802.119 | 812.072 | 822.062 | 832.086 | 842.147 | 851.461 | 860.795 | 870.151 | 879.527 | 888.924 | 898.831 | 908.767 | 918.733 | 928.73 | 938.756 | 948.563 | 958.396 | 968.254 | 978.138 | 988.046 | 997.69 | 1007.355 | 1017.04 | 1026.834 | 1036.648
Counterfactual | Dem_BB002a | Number | UKPN Eastern | Eaton Socon |  | 8775.087 | 8856.459 | 8937.606 | 9022.476 | 9107.211 | 9191.803 | 9276.241 | 9360.544 | 9442.064 | 9523.38 | 9604.509 | 9685.444 | 9766.173 | 9848.468 | 9930.601 | 10012.56 | 10094.367 | 10176.01 | 10258.178 | 10340.205 | 10422.082 | 10503.808 | 10585.373 | 10667.171 | 10748.824 | 10830.323 | 10912.626 | 10994.773
Counterfactual | Dem_BB002a | Number | UKPN Eastern | Elstree |  | 4840.785 | 4910.452 | 4980.511 | 5051.746 | 5123.394 | 5195.45 | 5267.907 | 5340.777 | 5412.504 | 5484.602 | 5557.084 | 5629.942 | 5703.172 | 5771.987 | 5841.089 | 5910.475 | 5980.155 | 6050.123 | 6119.771 | 6189.702 | 6259.911 | 6330.398 | 6401.157 | 6471.258 | 6541.62 | 6612.238 | 6683.699 | 6755.418
Counterfactual | Dem_BB002a | Number | UKPN Eastern | Loudwater |  | 731.798 | 742.33 | 752.921 | 763.69 | 774.521 | 785.414 | 796.367 | 807.383 | 818.227 | 829.126 | 840.083 | 851.097 | 862.168 | 872.571 | 883.017 | 893.507 | 904.04 | 914.618 | 925.147 | 935.718 | 946.332 | 956.988 | 967.685 | 978.282 | 988.919 | 999.595 | 1010.397 | 1021.24
Counterfactual | Dem_BB002a | Number | UKPN Eastern | Mill Hill |  | 8898.134 | 9026.194 | 9154.973 | 9285.915 | 9417.615 | 9550.064 | 9683.252 | 9817.199 | 9949.044 | 10081.573 | 10214.805 | 10348.731 | 10483.34 | 10609.831 | 10736.853 | 10864.395 | 10992.478 | 11121.091 | 11249.114 | 11377.659 | 11506.714 | 11636.281 | 11766.347 | 11895.203 | 12024.54 | 12154.348 | 12285.703 | 12417.535
Counterfactual | Dem_BB002a | Number | UKPN Eastern | Norwich Main |  | 8175.189 | 8239.352 | 8303.063 | 8370.068 | 8436.706 | 8502.969 | 8568.849 | 8634.362 | 8692.584 | 8750.289 | 8807.493 | 8864.188 | 8920.365 | 8989.587 | 9058.551 | 9127.247 | 9195.693 | 9263.881 | 9330.678 | 9397.206 | 9463.455 | 9529.425 | 9595.109 | 9659.041 | 9722.669 | 9785.985 | 9849.852 | 9913.404
Counterfactual | Dem_BB002a | Number | UKPN Eastern | Pelham |  | 2983.011 | 3019.211 | 3055.511 | 3093.701 | 3132.032 | 3170.501 | 3209.104 | 3247.848 | 3284.006 | 3320.245 | 3356.573 | 3392.985 | 3429.479 | 3466.227 | 3503.062 | 3539.982 | 3576.993 | 3614.092 | 3650.837 | 3687.666 | 3724.575 | 3761.564 | 3798.63 | 3835.136 | 3871.711 | 3908.352 | 3945.405 | 3982.525
Counterfactual | Dem_BB002a | Number | UKPN Eastern | Rayleigh |  | 7842.063 | 7942.962 | 8044.246 | 8147.24 | 8250.655 | 8354.482 | 8458.712 | 8563.363 | 8665.177 | 8767.331 | 8869.844 | 8972.705 | 9075.907 | 9178.28 | 9280.98 | 9383.999 | 9487.353 | 9591.035 | 9694.108 | 9797.5 | 9901.204 | 10005.218 | 10109.534 | 10212.017 | 10314.775 | 10417.798 | 10522.008 | 10626.486
Counterfactual | Dem_BB002a | Number | UKPN Eastern | Rye House |  | 3763.071 | 3814.865 | 3866.914 | 3919.175 | 3971.695 | 4024.469 | 4077.494 | 4130.776 | 4182.101 | 4233.632 | 4285.38 | 4337.338 | 4389.504 | 4440.996 | 4492.682 | 4544.559 | 4596.636 | 4648.907 | 4700.594 | 4752.468 | 4804.522 | 4856.758 | 4909.17 | 4960.554 | 5012.098 | 5063.798 | 5116.104 | 5168.567
Counterfactual | Dem_BB002a | Number | UKPN Eastern | Sheringham Shoal |  | 4095.854 | 4128 | 4159.92 | 4193.49 | 4226.876 | 4260.075 | 4293.081 | 4325.904 | 4355.074 | 4383.984 | 4412.644 | 4441.049 | 4469.194 | 4503.876 | 4538.427 | 4572.845 | 4607.137 | 4641.299 | 4674.766 | 4708.097 | 4741.288 | 4774.34 | 4807.248 | 4839.278 | 4871.157 | 4902.879 | 4934.877 | 4966.717
Counterfactual | Dem_BB002a | Number | UKPN Eastern | Sundon |  | 6489.876 | 6574.156 | 6658.771 | 6744.933 | 6831.462 | 6918.351 | 7005.592 | 7093.2 | 7177.659 | 7262.403 | 7347.445 | 7432.779 | 7518.397 | 7601.552 | 7684.948 | 7768.577 | 7852.454 | 7936.571 | 8020.486 | 8104.642 | 8189.031 | 8273.652 | 8358.499 | 8442.256 | 8526.222 | 8610.392 | 8695.527 | 8780.867
Counterfactual | Dem_BB002a | Number | UKPN Eastern | Tilbury |  | 720.583 | 738.685 | 757.005 | 774.093 | 791.37 | 808.837 | 826.492 | 844.338 | 861.469 | 878.771 | 896.246 | 913.892 | 931.71 | 949.331 | 967.117 | 985.068 | 1003.184 | 1021.465 | 1039.08 | 1056.847 | 1074.763 | 1092.83 | 1111.047 | 1128.599 | 1146.288 | 1164.112 | 1182.176 | 1200.376
Counterfactual | Dem_BB002a | Number | UKPN Eastern | Tottenham |  | 4960.377 | 5036.082 | 5112.278 | 5185.696 | 5259.543 | 5333.814 | 5408.504 | 5483.624 | 5556.872 | 5630.495 | 5704.502 | 5778.89 | 5853.651 | 5928.204 | 6003.125 | 6078.409 | 6154.068 | 6230.095 | 6304.776 | 6379.8 | 6455.164 | 6530.865 | 6606.9 | 6681.06 | 6755.521 | 6830.277 | 6905.934 | 6981.888
Counterfactual | Dem_BB002a | Number | UKPN Eastern | Walpole (_A) |  | 3473.564 | 3503.752 | 3533.81 | 3553.647 | 3573.15 | 3592.318 | 3611.145 | 3629.639 | 3649.677 | 3669.411 | 3688.848 | 3707.986 | 3726.82 | 3752.719 | 3778.455 | 3804.023 | 3829.43 | 3854.674 | 3879.197 | 3903.55 | 3927.73 | 3951.736 | 3975.564 | 3998.756 | 4021.767 | 4044.592 | 4067.589 | 4090.399
Counterfactual | Dem_BB002a | Number | UKPN Eastern | Warley |  | 5257.723 | 5345.87 | 5434.701 | 5524.066 | 5614.118 | 5704.851 | 5796.26 | 5888.357 | 5977.033 | 6066.306 | 6156.186 | 6246.669 | 6337.747 | 6426.179 | 6515.153 | 6604.662 | 6694.719 | 6785.319 | 6874.295 | 6963.781 | 7053.771 | 7144.264 | 7235.255 | 7324.03 | 7413.264 | 7502.948 | 7593.749 | 7685.005
Counterfactual | Dem_BB002a | Number | UKPN Eastern | Watford South |  | 6093.059 | 6180.749 | 6268.931 | 6358.594 | 6448.777 | 6539.472 | 6630.674 | 6722.395 | 6812.677 | 6903.427 | 6994.658 | 7086.365 | 7178.539 | 7265.155 | 7352.134 | 7439.47 | 7527.175 | 7615.244 | 7702.909 | 7790.931 | 7879.302 | 7968.024 | 8057.088 | 8145.322 | 8233.887 | 8322.774 | 8412.72 | 8502.993
Counterfactual | Dem_BB002a | Number | UKPN Eastern | West Thurrock |  | 964.188 | 978.904 | 993.715 | 1007.985 | 1022.34 | 1036.776 | 1051.294 | 1065.896 | 1080.134 | 1094.445 | 1108.83 | 1123.289 | 1137.821 | 1152.313 | 1166.876 | 1181.509 | 1196.216 | 1210.994 | 1225.51 | 1240.093 | 1254.742 | 1269.457 | 1284.236 | 1298.651 | 1313.125 | 1327.656 | 1342.362 | 1357.126
Counterfactual | Dem_BB002a | Number | UKPN Eastern | Wymondley |  | 4404.117 | 4457.561 | 4511.156 | 4567.539 | 4624.131 | 4680.926 | 4737.92 | 4795.121 | 4848.505 | 4902.009 | 4955.643 | 5009.402 | 5063.282 | 5117.536 | 5171.92 | 5226.428 | 5281.071 | 5335.844 | 5390.095 | 5444.469 | 5498.961 | 5553.571 | 5608.295 | 5662.193 | 5716.193 | 5770.29 | 5824.994 | 5879.798
Counterfactual | Dem_BB002a | Number | UKPN London | Acton Lane 22kV |  | 788.269 | 793.322 | 798.307 | 803.933 | 809.508 | 815.029 | 820.498 | 825.914 | 831.968 | 837.982 | 843.958 | 849.894 | 855.79 | 861.445 | 867.056 | 872.624 | 878.149 | 883.632 | 889.279 | 894.888 | 900.457 | 905.987 | 911.476 | 917.162 | 922.813 | 928.427 | 934.087 | 939.711
Counterfactual | Dem_BB002a | Number | UKPN London | Barking |  | 1541.295 | 1564.818 | 1588.494 | 1611.306 | 1634.252 | 1657.33 | 1680.538 | 1703.879 | 1726.639 | 1749.515 | 1772.511 | 1795.624 | 1818.854 | 1842.019 | 1865.299 | 1888.691 | 1912.2 | 1935.823 | 1959.028 | 1982.34 | 2005.757 | 2029.279 | 2052.905 | 2075.948 | 2099.085 | 2122.313 | 2145.821 | 2169.422
Counterfactual | Dem_BB002a | Number | UKPN London | Barking West |  | 3548.405 | 3602.561 | 3657.067 | 3709.587 | 3762.413 | 3815.543 | 3868.973 | 3922.709 | 3975.108 | 4027.773 | 4080.715 | 4133.928 | 4187.408 | 4240.74 | 4294.335 | 4348.189 | 4402.311 | 4456.698 | 4510.12 | 4563.789 | 4617.7 | 4671.854 | 4726.245 | 4779.295 | 4832.561 | 4886.038 | 4940.159 | 4994.493
Counterfactual | Dem_BB002a | Number | UKPN London | Beddington (_C) |  | 4753.05 | 4830.421 | 4908.363 | 4987.354 | 5066.93 | 5147.087 | 5227.819 | 5309.136 | 5388.905 | 5469.208 | 5550.054 | 5631.441 | 5713.36 | 5790.198 | 5867.471 | 5945.173 | 6023.316 | 6101.894 | 6179.495 | 6257.511 | 6335.938 | 6414.775 | 6494.016 | 6572.271 | 6650.913 | 6729.936 | 6809.936 | 6890.32
Counterfactual | Dem_BB002a | Number | UKPN London | Canal Bank |  | 712.218 | 716.783 | 721.288 | 726.371 | 731.408 | 736.397 | 741.337 | 746.231 | 751.701 | 757.135 | 762.534 | 767.898 | 773.225 | 778.334 | 783.404 | 788.435 | 793.427 | 798.381 | 803.483 | 808.55 | 813.582 | 818.579 | 823.539 | 828.676 | 833.781 | 838.854 | 843.968 | 849.049
Counterfactual | Dem_BB002a | Number | UKPN London | City Road |  | 17008.136 | 17117.152 | 17224.718 | 17346.113 | 17466.39 | 17585.53 | 17703.516 | 17820.382 | 17951.009 | 18080.77 | 18209.702 | 18337.785 | 18465.002 | 18587.01 | 18708.089 | 18828.222 | 18947.443 | 19065.735 | 19187.58 | 19308.594 | 19428.758 | 19548.073 | 19666.52 | 19789.205 | 19911.125 | 20032.265 | 20154.39 | 20275.726
Counterfactual | Dem_BB002a | Number | UKPN London | Greenford |  | 682.245 | 686.618 | 690.933 | 695.803 | 700.627 | 705.406 | 710.139 | 714.827 | 720.067 | 725.272 | 730.444 | 735.581 | 740.685 | 745.579 | 750.435 | 755.254 | 760.037 | 764.782 | 769.669 | 774.523 | 779.344 | 784.13 | 788.881 | 793.802 | 798.693 | 803.552 | 808.451 | 813.318
Counterfactual | Dem_BB002a | Number | UKPN London | Hackney 132kV |  | 2359.436 | 2395.446 | 2431.689 | 2466.611 | 2501.736 | 2537.064 | 2572.591 | 2608.322 | 2643.163 | 2678.182 | 2713.384 | 2748.767 | 2784.328 | 2819.789 | 2855.426 | 2891.236 | 2927.223 | 2963.386 | 2998.908 | 3034.594 | 3070.441 | 3106.449 | 3142.616 | 3177.891 | 3213.308 | 3248.867 | 3284.853 | 3320.982
Counterfactual | Dem_BB002a | Number | UKPN London | Hackney 66kV |  | 2547.129 | 2586.004 | 2625.13 | 2662.829 | 2700.75 | 2738.888 | 2777.24 | 2815.814 | 2853.427 | 2891.232 | 2929.234 | 2967.432 | 3005.821 | 3044.104 | 3082.575 | 3121.233 | 3160.084 | 3199.123 | 3237.472 | 3275.996 | 3314.695 | 3353.568 | 3392.611 | 3430.692 | 3468.927 | 3507.314 | 3546.163 | 3585.166
Counterfactual | Dem_BB002a | Number | UKPN London | Hurst |  | 2421.264 | 2460.678 | 2500.383 | 2540.622 | 2581.159 | 2621.992 | 2663.118 | 2704.542 | 2745.177 | 2786.084 | 2827.269 | 2868.728 | 2910.459 | 2949.601 | 2988.965 | 3028.547 | 3068.354 | 3108.383 | 3147.914 | 3187.656 | 3227.608 | 3267.768 | 3308.135 | 3347.999 | 3388.06 | 3428.316 | 3469.069 | 3510.017
Counterfactual | Dem_BB002a | Number | UKPN London | Islington |  | 2738.134 | 2755.684 | 2773.002 | 2792.545 | 2811.908 | 2831.089 | 2850.083 | 2868.897 | 2889.927 | 2910.817 | 2931.574 | 2952.194 | 2972.674 | 2992.316 | 3011.809 | 3031.149 | 3050.342 | 3069.386 | 3089.002 | 3108.484 | 3127.829 | 3147.038 | 3166.106 | 3185.857 | 3205.485 | 3224.988 | 3244.648 | 3264.182
Counterfactual | Dem_BB002a | Number | UKPN London | Littlebrook (_C) |  | 707.237 | 718.749 | 730.347 | 742.1 | 753.941 | 765.868 | 777.881 | 789.981 | 801.85 | 813.799 | 825.828 | 837.938 | 850.128 | 861.561 | 873.059 | 884.621 | 896.248 | 907.94 | 919.487 | 931.095 | 942.765 | 954.496 | 966.286 | 977.931 | 989.632 | 1001.39 | 1013.294 | 1025.255
Counterfactual | Dem_BB002a | Number | UKPN London | Lodge Road |  | 6975.369 | 7020.078 | 7064.194 | 7113.98 | 7163.308 | 7212.17 | 7260.558 | 7308.487 | 7362.06 | 7415.277 | 7468.155 | 7520.684 | 7572.858 | 7622.896 | 7672.553 | 7721.822 | 7770.717 | 7819.231 | 7869.202 | 7918.832 | 7968.113 | 8017.047 | 8065.624 | 8115.94 | 8165.942 | 8215.623 | 8265.709 | 8315.472
Counterfactual | Dem_BB002a | Number | UKPN London | New Cross |  | 7150.662 | 7267.221 | 7384.641 | 7497.016 | 7610.141 | 7724.006 | 7838.606 | 7953.954 | 8068.543 | 8183.836 | 8299.85 | 8416.576 | 8534.006 | 8648.792 | 8764.227 | 8880.304 | 8997.04 | 9114.426 | 9228.549 | 9343.261 | 9458.554 | 9574.429 | 9690.876 | 9805.165 | 9919.989 | 10035.338 | 10152.104 | 10269.4
Counterfactual | Dem_BB002a | Number | UKPN London | Perivale |  | 495.882 | 499.06 | 502.196 | 505.736 | 509.242 | 512.716 | 516.156 | 519.563 | 523.372 | 527.155 | 530.914 | 534.649 | 538.358 | 541.915 | 545.445 | 548.947 | 552.423 | 555.872 | 559.425 | 562.953 | 566.456 | 569.935 | 573.389 | 576.965 | 580.52 | 584.052 | 587.613 | 591.15
Counterfactual | Dem_BB002a | Number | UKPN London | Redbridge |  | 1851.959 | 1880.224 | 1908.671 | 1936.082 | 1963.653 | 1991.382 | 2019.268 | 2047.313 | 2074.661 | 2102.148 | 2129.779 | 2157.551 | 2185.463 | 2213.298 | 2241.269 | 2269.377 | 2297.624 | 2326.009 | 2353.891 | 2381.901 | 2410.038 | 2438.302 | 2466.689 | 2494.377 | 2522.177 | 2550.087 | 2578.334 | 2606.691
Counterfactual | Dem_BB002a | Number | UKPN London | St John's Wood |  | 15810.895 | 15912.236 | 16012.231 | 16125.081 | 16236.891 | 16347.645 | 16457.325 | 16565.965 | 16687.397 | 16808.024 | 16927.879 | 17046.947 | 17165.209 | 17278.628 | 17391.184 | 17502.86 | 17613.689 | 17723.655 | 17836.923 | 17949.418 | 18061.124 | 18172.039 | 18282.149 | 18396.198 | 18509.536 | 18622.148 | 18735.677 | 18848.472
Counterfactual | Dem_BB002a | Number | UKPN London | Wesley Avenue (Willesden) |  | 153.907 | 154.894 | 155.867 | 156.966 | 158.054 | 159.132 | 160.2 | 161.258 | 162.44 | 163.614 | 164.781 | 165.94 | 167.091 | 168.195 | 169.29 | 170.378 | 171.456 | 172.527 | 173.629 | 174.724 | 175.812 | 176.891 | 177.963 | 179.074 | 180.177 | 181.273 | 182.378 | 183.476
Counterfactual | Dem_BB002a | Number | UKPN London | West Ham |  | 6658.347 | 6759.967 | 6862.246 | 6960.795 | 7059.92 | 7159.615 | 7259.872 | 7360.705 | 7459.027 | 7557.851 | 7657.192 | 7757.043 | 7857.396 | 7957.468 | 8058.036 | 8159.09 | 8260.647 | 8362.699 | 8462.943 | 8563.65 | 8664.81 | 8766.425 | 8868.486 | 8968.032 | 9067.982 | 9168.328 | 9269.882 | 9371.836
Counterfactual | Dem_BB002a | Number | UKPN London | Willesden 132kV |  | 5123.479 | 5156.319 | 5188.722 | 5225.291 | 5261.522 | 5297.412 | 5332.953 | 5368.158 | 5407.508 | 5446.596 | 5485.435 | 5524.019 | 5562.341 | 5599.095 | 5635.568 | 5671.756 | 5707.67 | 5743.304 | 5780.008 | 5816.462 | 5852.66 | 5888.602 | 5924.283 | 5961.24 | 5997.967 | 6034.459 | 6071.247 | 6107.798
Counterfactual | Dem_BB002a | Number | UKPN London | Willesden 66kV |  | 1348.547 | 1357.19 | 1365.719 | 1375.344 | 1384.881 | 1394.327 | 1403.682 | 1412.948 | 1423.306 | 1433.594 | 1443.817 | 1453.972 | 1464.059 | 1473.733 | 1483.333 | 1492.858 | 1502.311 | 1511.69 | 1521.351 | 1530.946 | 1540.474 | 1549.934 | 1559.326 | 1569.053 | 1578.72 | 1588.325 | 1598.008 | 1607.629
Counterfactual | Dem_BB002a | Number | UKPN London | Wimbledon North |  | 2101.889 | 2136.151 | 2170.666 | 2203.697 | 2236.95 | 2270.42 | 2304.105 | 2338.011 | 2371.694 | 2405.584 | 2439.685 | 2473.996 | 2508.514 | 2542.254 | 2576.186 | 2610.306 | 2644.619 | 2679.124 | 2712.67 | 2746.389 | 2780.278 | 2814.339 | 2848.568 | 2882.162 | 2915.914 | 2949.82 | 2984.143 | 3018.621
Counterfactual | Dem_BB002a | Number | UKPN London | Wimbledon South |  | 8351.709 | 8487.846 | 8624.989 | 8756.239 | 8888.364 | 9021.355 | 9155.203 | 9289.926 | 9423.761 | 9558.419 | 9693.919 | 9830.251 | 9967.405 | 10101.47 | 10236.294 | 10371.868 | 10508.211 | 10645.314 | 10778.605 | 10912.584 | 11047.243 | 11182.58 | 11318.586 | 11452.071 | 11586.181 | 11720.905 | 11857.283 | 11994.281
Counterfactual | Dem_BB002a | Number | UKPN South East | Beddington (_J) |  | 10762.476 | 10937.67 | 11114.157 | 11293.018 | 11473.205 | 11654.707 | 11837.51 | 12021.64 | 12202.263 | 12384.094 | 12567.158 | 12751.443 | 12936.936 | 13110.922 | 13285.893 | 13461.837 | 13638.778 | 13816.705 | 13992.418 | 14169.074 | 14346.657 | 14525.17 | 14704.599 | 14881.795 | 15059.866 | 15238.799 | 15419.946 | 15601.963
Counterfactual | Dem_BB002a | Number | UKPN South East | Bolney |  | 15438.688 | 15631.685 | 15825.322 | 16025.469 | 16226.393 | 16428.078 | 16630.507 | 16833.712 | 17029.344 | 17225.557 | 17422.386 | 17619.814 | 17817.824 | 18014.234 | 18211.202 | 18408.711 | 18606.795 | 18805.437 | 19002.655 | 19200.415 | 19398.698 | 19597.504 | 19796.815 | 19993.416 | 20190.485 | 20388.005 | 20587.779 | 20788.009
Counterfactual | Dem_BB002a | Number | UKPN South East | Canterbury |  | 2369.957 | 2403.624 | 2437.472 | 2472.316 | 2507.362 | 2542.607 | 2578.048 | 2613.691 | 2647.935 | 2682.344 | 2716.924 | 2751.672 | 2786.585 | 2820.609 | 2854.781 | 2889.099 | 2923.568 | 2958.186 | 2992.256 | 3026.466 | 3060.812 | 3095.294 | 3129.909 | 3164.079 | 3198.376 | 3232.796 | 3267.626 | 3302.581
Counterfactual | Dem_BB002a | Number | UKPN South East | Chessington |  | 8761.363 | 8903.983 | 9047.655 | 9193.259 | 9339.944 | 9487.698 | 9636.512 | 9786.405 | 9933.444 | 10081.467 | 10230.493 | 10380.513 | 10531.517 | 10673.153 | 10815.591 | 10958.82 | 11102.862 | 11247.707 | 11390.749 | 11534.558 | 11679.123 | 11824.444 | 11970.511 | 12114.76 | 12259.721 | 12405.385 | 12552.85 | 12701.024
Counterfactual | Dem_BB002a | Number | UKPN South East | Kemsley |  | 2229.288 | 2257.823 | 2286.465 | 2314.412 | 2342.451 | 2370.58 | 2398.798 | 2427.107 | 2453.603 | 2480.149 | 2506.752 | 2533.407 | 2560.113 | 2587.815 | 2615.587 | 2643.427 | 2671.34 | 2699.324 | 2726.905 | 2754.551 | 2782.259 | 2810.03 | 2837.86 | 2865.022 | 2892.235 | 2919.494 | 2947.06 | 2974.673
Counterfactual | Dem_BB002a | Number | UKPN South East | Kingsnorth |  | 5672.009 | 5749.598 | 5827.561 | 5905.772 | 5984.362 | 6063.323 | 6142.65 | 6222.355 | 6298.946 | 6375.834 | 6453.033 | 6530.536 | 6608.337 | 6684.696 | 6761.327 | 6838.223 | 6915.398 | 6992.844 | 7069.783 | 7146.986 | 7224.448 | 7302.168 | 7380.139 | 7456.782 | 7533.656 | 7610.754 | 7688.751 | 7766.976
Counterfactual | Dem_BB002a | Number | UKPN South East | Littlebrook (_J) |  | 3020.826 | 3070 | 3119.537 | 3169.74 | 3220.315 | 3271.259 | 3322.568 | 3374.25 | 3424.948 | 3475.984 | 3527.367 | 3579.092 | 3631.157 | 3679.991 | 3729.103 | 3778.487 | 3828.151 | 3878.092 | 3927.411 | 3976.995 | 4026.839 | 4076.945 | 4127.307 | 4177.042 | 4227.024 | 4277.247 | 4328.091 | 4379.18
Counterfactual | Dem_BB002a | Number | UKPN South East | Ninfield |  | 7105.349 | 7194.172 | 7283.289 | 7375.403 | 7467.874 | 7560.696 | 7653.86 | 7747.381 | 7837.416 | 7927.72 | 8018.306 | 8109.169 | 8200.299 | 8290.693 | 8381.343 | 8472.243 | 8563.407 | 8654.828 | 8745.594 | 8836.609 | 8927.864 | 9019.361 | 9111.09 | 9201.572 | 9292.269 | 9383.173 | 9475.115 | 9567.267
Counterfactual | Dem_BB002a | Number | UKPN South East | Northfleet East |  | 4482.808 | 4544.129 | 4605.747 | 4667.56 | 4729.672 | 4792.079 | 4854.774 | 4917.768 | 4978.3 | 5039.068 | 5100.081 | 5161.335 | 5222.824 | 5283.174 | 5343.738 | 5404.512 | 5465.506 | 5526.715 | 5587.523 | 5648.539 | 5709.76 | 5771.185 | 5832.809 | 5893.383 | 5954.139 | 6015.073 | 6076.717 | 6138.541
Counterfactual | Dem_BB002a | Number | UKPN South East | Richborough |  | 3574.585 | 3625.363 | 3676.417 | 3728.972 | 3781.831 | 3834.991 | 3888.446 | 3942.206 | 3993.856 | 4045.755 | 4097.911 | 4150.321 | 4202.98 | 4254.298 | 4305.84 | 4357.602 | 4409.591 | 4461.804 | 4513.193 | 4564.791 | 4616.594 | 4668.603 | 4720.813 | 4772.352 | 4824.081 | 4875.997 | 4928.531 | 4981.252
Counterfactual | Dem_BB002a | Number | UKPN South East | Sellindge |  | 3819.795 | 3860.788 | 3901.799 | 3944.342 | 3986.938 | 4029.584 | 4072.274 | 4115.017 | 4155.568 | 4196.119 | 4236.68 | 4277.247 | 4317.815 | 4360.649 | 4403.53 | 4446.454 | 4489.429 | 4532.451 | 4574.884 | 4617.357 | 4659.866 | 4702.411 | 4744.988 | 4786.683 | 4828.398 | 4870.129 | 4912.307 | 4954.502
Counterfactual | Dem_BB002a | Number | UKPN South East | West Weybridge |  | 6334.43 | 6437.544 | 6541.418 | 6646.69 | 6752.742 | 6859.567 | 6967.159 | 7075.532 | 7181.84 | 7288.86 | 7396.605 | 7505.069 | 7614.244 | 7716.647 | 7819.629 | 7923.183 | 8027.325 | 8132.047 | 8235.466 | 8339.439 | 8443.959 | 8549.026 | 8654.631 | 8758.923 | 8863.729 | 8969.043 | 9075.66 | 9182.789
Counterfactual | Dem_BB003 | GWh | Electricity North West | Bredbury |  | 1267.708 | 1285.378 | 1289.851 | 1291.72 | 1300.327 | 1314.058 | 1286.285 | 1303.368 | 1324.025 | 1348.663 | 1379.244 | 1409.19 | 1441.821 | 1482.526 | 1532.357 | 1585.305 | 1641.366 | 1698.445 | 1762.301 | 1820.795 | 1877.73 | 1931.838 | 1987.254 | 2036.414 | 2083.865 | 2136.154 | 2192.115 | 2250.446
Counterfactual | Dem_BB003 | GWh | Electricity North West | Harker |  | 1771.999 | 1744.002 | 1701.936 | 1659.758 | 1624.811 | 1593.585 | 1617.158 | 1640.72 | 1668.502 | 1700.696 | 1739.356 | 1775.782 | 1814.829 | 1853.982 | 1910.808 | 1971.242 | 2035.62 | 2101.715 | 2161.197 | 2225.632 | 2288.251 | 2347.539 | 2408.264 | 2445.469 | 2496.874 | 2555.853 | 2619.741 | 2686.905
Counterfactual | Dem_BB003 | GWh | Electricity North West | Heysham (NGET) |  | 430.362 | 428.899 | 424.518 | 420.358 | 418.672 | 418.223 | 428.631 | 438.69 | 449.361 | 462.291 | 477.399 | 492.418 | 508.044 | 528.926 | 555.113 | 582.297 | 610.653 | 638.968 | 670.708 | 702.078 | 732.793 | 762.412 | 792.574 | 817.759 | 845.639 | 875.314 | 906.651 | 939.042
Counterfactual | Dem_BB003 | GWh | Electricity North West | Hutton |  | 702.697 | 727.48 | 747.291 | 766.844 | 789.04 | 812.45 | 832.175 | 850.431 | 869.752 | 893.413 | 921.216 | 948.59 | 977.944 | 1005.939 | 1045.961 | 1087.662 | 1131.267 | 1175.205 | 1212.706 | 1253.791 | 1293.652 | 1331.332 | 1369.788 | 1391.388 | 1419.717 | 1449.821 | 1482.56 | 1517.031
Counterfactual | Dem_BB003 | GWh | Electricity North West | Kearsley 132kV |  | 2163.357 | 2184.366 | 2180.344 | 2168.775 | 2165.691 | 2167.456 | 2189.309 | 2213.21 | 2244.761 | 2280.977 | 2326.792 | 2371.162 | 2419.777 | 2483.692 | 2560.314 | 2642.416 | 2729.884 | 2819.469 | 2926.266 | 3020.026 | 3111.327 | 3198.154 | 3287.184 | 3373.113 | 3452.513 | 3541.467 | 3636.56 | 3735.596
Counterfactual | Dem_BB003 | GWh | Electricity North West | Kearsley 33kV |  | 400.561 | 404.848 | 407.449 | 410.489 | 416.241 | 424.357 | 443.978 | 462.004 | 482.009 | 504.823 | 531.386 | 559.209 | 589.264 | 625.056 | 664.961 | 705.598 | 747.061 | 787.754 | 828.026 | 865.659 | 902.143 | 936.67 | 971.742 | 998.581 | 1020.345 | 1039.528 | 1060.24 | 1081.918
Counterfactual | Dem_BB003 | GWh | Electricity North West | Kirkby (_G) |  | 147.086 | 155.073 | 161.711 | 168.348 | 176.133 | 184.425 | 191.702 | 198.305 | 206.496 | 214.812 | 224.293 | 233.946 | 243.707 | 262.021 | 280.68 | 299.81 | 319.594 | 339.085 | 366.513 | 390.435 | 413.963 | 436.893 | 460.186 | 485.079 | 508.51 | 533.001 | 558.557 | 584.755
Counterfactual | Dem_BB003 | GWh | Electricity North West | Macclesfield |  | 447.234 | 451.305 | 451.528 | 451.105 | 452.137 | 453.772 | 460.396 | 468.299 | 477.026 | 487.706 | 500.322 | 512.451 | 525.393 | 538.49 | 556.393 | 575.344 | 595.442 | 615.947 | 638.296 | 659.298 | 679.759 | 699.232 | 719.163 | 737.022 | 754.634 | 774.349 | 795.549 | 817.687
Counterfactual | Dem_BB003 | GWh | Electricity North West | Ormonde |  | 47.413 | 53.453 | 59.38 | 65.302 | 71.526 | 77.949 | 81.561 | 84.878 | 88.428 | 92.581 | 97.387 | 102.384 | 107.719 | 114.191 | 121.758 | 129.468 | 137.353 | 145.099 | 152.842 | 160.465 | 167.875 | 174.951 | 182.133 | 187.501 | 192.676 | 197.544 | 202.736 | 208.121
Counterfactual | Dem_BB003 | GWh | Electricity North West | Padiham |  | 882.909 | 913.297 | 936.845 | 959.608 | 986.795 | 1016.434 | 1044.612 | 1071.593 | 1103.625 | 1138.626 | 1179.593 | 1220.89 | 1264.563 | 1326.195 | 1394.004 | 1464.06 | 1536.761 | 1609.136 | 1696.728 | 1773.683 | 1848.824 | 1920.886 | 1994.25 | 2065.382 | 2128.73 | 2194.418 | 2264.086 | 2336.266
Counterfactual | Dem_BB003 | GWh | Electricity North West | Penwortham East |  | 1400.55 | 1452.352 | 1488.642 | 1519.891 | 1554.583 | 1590.385 | 1603.969 | 1619.545 | 1640.217 | 1663.839 | 1693.667 | 1721.328 | 1751.963 | 1786.022 | 1829.72 | 1877.212 | 1928.49 | 1981.954 | 2037.534 | 2088.682 | 2138.227 | 2184.732 | 2232.59 | 2272.102 | 2312.435 | 2360.377 | 2412.627 | 2467.744
Counterfactual | Dem_BB003 | GWh | Electricity North West | Penwortham West |  | 1207.936 | 1196.289 | 1173.044 | 1148.127 | 1128.239 | 1111.008 | 1123.484 | 1136.914 | 1154.019 | 1173.328 | 1197.117 | 1219.503 | 1243.581 | 1275.873 | 1314.459 | 1355.749 | 1399.868 | 1445.217 | 1498.005 | 1545.796 | 1592.388 | 1636.779 | 1682.261 | 1724.347 | 1766.647 | 1814.937 | 1866.655 | 1920.617
Counterfactual | Dem_BB003 | GWh | Electricity North West | Robin Rigg |  | 25.572 | 32.363 | 40.669 | 49.846 | 60.099 | 71.666 | 86.644 | 98.838 | 111.762 | 126.535 | 143.344 | 161.606 | 181.258 | 204.06 | 229.104 | 254.081 | 279.043 | 302.999 | 324.356 | 345.52 | 366.003 | 385.389 | 404.969 | 417.375 | 426.648 | 432.248 | 438.311 | 444.626
Counterfactual | Dem_BB003 | GWh | Electricity North West | Rochdale |  | 901.911 | 929.189 | 947.79 | 964.284 | 983.866 | 1005.121 | 1022.15 | 1039.035 | 1059.399 | 1082.629 | 1110.723 | 1138.233 | 1168.208 | 1203.559 | 1245.402 | 1289.501 | 1335.938 | 1383.108 | 1433.293 | 1478.594 | 1522.531 | 1564.005 | 1606.441 | 1642.759 | 1675.811 | 1711.745 | 1750.691 | 1791.609
Counterfactual | Dem_BB003 | GWh | Electricity North West | South Manchester |  | 1307.434 | 1331.905 | 1346.336 | 1359.78 | 1379.052 | 1400.563 | 1416.917 | 1440.662 | 1467.659 | 1499.477 | 1537.369 | 1573.901 | 1612.128 | 1670.283 | 1736.342 | 1805.778 | 1879.065 | 1953.195 | 2045.922 | 2129.258 | 2210.837 | 2289.355 | 2369.493 | 2448.822 | 2526.739 | 2612.638 | 2703.644 | 2797.931
Counterfactual | Dem_BB003 | GWh | Electricity North West | Stalybridge |  | 1483.753 | 1504.022 | 1507.762 | 1506.363 | 1510.581 | 1518.595 | 1538.682 | 1560.487 | 1588.539 | 1620.203 | 1659.46 | 1698.423 | 1741.503 | 1790.602 | 1849.58 | 1912.197 | 1978.282 | 2045.514 | 2115.731 | 2179.925 | 2242.141 | 2300.739 | 2360.793 | 2412.166 | 2457.441 | 2506.397 | 2559.42 | 2615.049
Counterfactual | Dem_BB003 | GWh | Electricity North West | Stanah |  | 611.404 | 605.526 | 594.403 | 582.831 | 574.207 | 567.359 | 577.858 | 588.235 | 600.661 | 614.705 | 631.541 | 648.103 | 665.849 | 689.451 | 716.63 | 745.129 | 775.045 | 805.24 | 839.382 | 870.606 | 901.039 | 930.069 | 959.711 | 986.201 | 1011.711 | 1039.241 | 1068.645 | 1099.263
Counterfactual | Dem_BB003 | GWh | Electricity North West | Walney 2 |  | 125.03 | 133.208 | 140.94 | 148.71 | 157.302 | 166.627 | 174.827 | 182.239 | 190.448 | 199.806 | 210.679 | 222.093 | 234.41 | 249.063 | 265.424 | 282.064 | 299.016 | 315.639 | 331.742 | 347.056 | 361.905 | 375.953 | 390.222 | 400.721 | 409.454 | 417.047 | 425.25 | 433.829
Counterfactual | Dem_BB003 | GWh | Electricity North West | Washway Farm |  | 599.208 | 598.944 | 592.825 | 585.626 | 580.427 | 576.223 | 581.453 | 587.222 | 595.074 | 603.76 | 614.631 | 624.632 | 635.668 | 647.749 | 663.276 | 680.159 | 698.422 | 717.505 | 737.72 | 755.971 | 773.648 | 790.239 | 807.314 | 821.747 | 836.325 | 853.79 | 872.847 | 892.981
Counterfactual | Dem_BB003 | GWh | Electricity North West | Whitegate |  | 1122.867 | 1133.091 | 1131.007 | 1125.702 | 1124.682 | 1126.035 | 1138.768 | 1152.214 | 1169.534 | 1189.35 | 1214.065 | 1237.847 | 1263.812 | 1297.039 | 1336.845 | 1379.405 | 1424.749 | 1471.221 | 1525.496 | 1573.283 | 1619.782 | 1663.93 | 1709.184 | 1752.115 | 1791.966 | 1836.787 | 1884.873 | 1935.072
Counterfactual | Dem_BB003 | GWh | IDNO - Refer to Comment Field | Tynemouth 2 |  | 204.535 | 217.179 | 227.022 | 235.627 | 244.87 | 254.453 | 257.853 | 261.312 | 265.88 | 270.987 | 277.403 | 283.819 | 290.85 | 299.91 | 310.755 | 322.24 | 334.344 | 346.6 | 360.71 | 373.39 | 385.75 | 397.501 | 409.533 | 420.475 | 430.596 | 441.505 | 453.119 | 465.189 | Note: TYNE2 is operated by an IDNO allocated to GSP Group/licence area F
Counterfactual | Dem_BB003 | GWh | NGED East Midlands | Berkswell |  | 1287.664 | 1303.426 | 1311.548 | 1319.86 | 1334.655 | 1353.607 | 1376.813 | 1411.095 | 1446.785 | 1491.068 | 1543.107 | 1595.478 | 1651.652 | 1718.018 | 1796.066 | 1876.973 | 1961.046 | 2045.088 | 2131.846 | 2214.217 | 2294.31 | 2370.407 | 2447.985 | 2519.962 | 2580.231 | 2642.193 | 2708.73 | 2778.196
Counterfactual | Dem_BB003 | GWh | NGED East Midlands | Bicker Fen |  | 599.361 | 604.007 | 604.702 | 605.301 | 609.027 | 614.5 | 633.509 | 651.109 | 668.511 | 690.934 | 717.056 | 743.518 | 771.527 | 798.86 | 838.688 | 879.869 | 922.595 | 965.13 | 999.738 | 1042.086 | 1083.366 | 1122.788 | 1162.958 | 1186.939 | 1218.454 | 1250.751 | 1285.193 | 1320.988
Counterfactual | Dem_BB003 | GWh | NGED East Midlands | Chesterfield |  | 2299.992 | 2263.333 | 2206.089 | 2146.166 | 2096.615 | 2053.642 | 2085.252 | 2119.002 | 2161.167 | 2207.939 | 2264.475 | 2319.81 | 2379.616 | 2455.305 | 2543.331 | 2636.151 | 2733.994 | 2833.245 | 2945.713 | 3046.337 | 3144.252 | 3237.306 | 3332.467 | 3423.807 | 3504.59 | 3592.759 | 3687.345 | 3786.09
Counterfactual | Dem_BB003 | GWh | NGED East Midlands | Coventry |  | 1953.138 | 1966.83 | 1964.512 | 1959.144 | 1963.028 | 1972.89 | 2005.36 | 2045.791 | 2088.16 | 2142.089 | 2206.784 | 2271.771 | 2342.004 | 2425.298 | 2525.559 | 2630.318 | 2739.727 | 2849.648 | 2964.437 | 3073.297 | 3179.139 | 3279.676 | 3382.334 | 3479.632 | 3561.267 | 3646.701 | 3738.272 | 3833.769
Counterfactual | Dem_BB003 | GWh | NGED East Midlands | Drakelow |  | 789.884 | 786.544 | 776.244 | 764.868 | 756.65 | 750.285 | 762.897 | 776.281 | 791.076 | 809.199 | 830.891 | 852.155 | 875.134 | 900.15 | 931.252 | 964.074 | 998.693 | 1033.869 | 1068.482 | 1102.689 | 1135.914 | 1167.367 | 1199.559 | 1227.352 | 1253.241 | 1281.544 | 1312.119 | 1344.154
Counterfactual | Dem_BB003 | GWh | NGED East Midlands | East Claydon (_B) |  | 1872.913 | 1875.887 | 1865.909 | 1855.56 | 1856.401 | 1865.598 | 1880.477 | 1915.869 | 1955.352 | 2003.558 | 2061.357 | 2118.062 | 2178.623 | 2251.872 | 2337.436 | 2424.9 | 2514.489 | 2604.585 | 2703.85 | 2794.81 | 2883.275 | 2965.997 | 3051.108 | 3129.482 | 3197.69 | 3268.783 | 3343.108 | 3419.26
Counterfactual | Dem_BB003 | GWh | NGED East Midlands | Enderby |  | 2011.743 | 2019.323 | 2008.425 | 1994.529 | 1987.923 | 1984.885 | 2011.009 | 2039.364 | 2071.159 | 2110.372 | 2157.878 | 2203.045 | 2251.833 | 2311.807 | 2382.759 | 2458.337 | 2538.811 | 2621.364 | 2714.608 | 2797.943 | 2878.984 | 2955.842 | 3034.584 | 3120.102 | 3190.292 | 3269.809 | 3355.471 | 3445.161
Counterfactual | Dem_BB003 | GWh | NGED East Midlands | Grendon |  | 2865.454 | 2867.162 | 2848.595 | 2828.062 | 2822.058 | 2826.111 | 2872.096 | 2936.236 | 3004.544 | 3089.089 | 3189.832 | 3291.515 | 3401.514 | 3530.82 | 3684.238 | 3843.8 | 4009.823 | 4176.095 | 4349.023 | 4510.253 | 4666.841 | 4815.277 | 4966.722 | 5108.763 | 5223.784 | 5341.858 | 5468.843 | 5601.547
Counterfactual | Dem_BB003 | GWh | NGED East Midlands | Ratcliffe |  | 1868.536 | 1887.456 | 1888.699 | 1886.172 | 1890.414 | 1898.129 | 1922.914 | 1950.812 | 1981.869 | 2020.555 | 2067.593 | 2112.887 | 2161.999 | 2222.32 | 2293.202 | 2368.523 | 2448.479 | 2530.213 | 2621.781 | 2703.794 | 2783.536 | 2859.108 | 2936.521 | 3019.715 | 3086.933 | 3162.083 | 3242.998 | 3327.673
Counterfactual | Dem_BB003 | GWh | NGED East Midlands | Staythorpe |  | 1051.716 | 1046.54 | 1035.851 | 1025.791 | 1020.576 | 1018.536 | 1047.618 | 1076.085 | 1106.856 | 1143.426 | 1186.102 | 1229.124 | 1275.375 | 1322.488 | 1383.053 | 1445.646 | 1510.516 | 1575.292 | 1632.245 | 1692.137 | 1750.224 | 1805.107 | 1861.051 | 1898.689 | 1937.299 | 1976.041 | 2018.154 | 2062.439
Counterfactual | Dem_BB003 | GWh | NGED East Midlands | Stoke Bardolph |  | 662.606 | 677.382 | 685.387 | 691.677 | 700.156 | 709.5 | 718.662 | 729.035 | 740.495 | 754.884 | 772.272 | 788.94 | 806.836 | 829.973 | 856.523 | 884.792 | 914.882 | 945.647 | 982.256 | 1014.771 | 1046.479 | 1076.707 | 1107.664 | 1143.525 | 1172.403 | 1204.856 | 1239.549 | 1275.697
Counterfactual | Dem_BB003 | GWh | NGED East Midlands | Walpole (_B) |  | 798.997 | 1114.32 | 1413.121 | 1698.434 | 1978.84 | 2253.075 | 2258.119 | 2282.566 | 2310.785 | 2346.782 | 2391.851 | 2434.235 | 2481.134 | 2519.908 | 2582.253 | 2649.899 | 2722.745 | 2798.555 | 2860.233 | 2929.021 | 2995.501 | 3057.594 | 3121.551 | 3160.408 | 3209.73 | 3268.421 | 3332.898 | 3401.224
Counterfactual | Dem_BB003 | GWh | NGED East Midlands | West Burton |  | 909.483 | 901.233 | 884.624 | 867.052 | 852.877 | 840.305 | 851.453 | 863.094 | 875.486 | 891.531 | 910.865 | 928.994 | 948.398 | 969.748 | 997.912 | 1028.077 | 1060.388 | 1093.675 | 1130.554 | 1164.954 | 1198.465 | 1230.339 | 1263.013 | 1297.098 | 1327.614 | 1362.75 | 1400.525 | 1440.022
Counterfactual | Dem_BB003 | GWh | NGED East Midlands | Willington |  | 1818.818 | 1890.334 | 1944.766 | 1994.288 | 2050.402 | 2110.179 | 2144.267 | 2184.647 | 2227.71 | 2281.883 | 2346.92 | 2411.525 | 2481.507 | 2562.119 | 2660.008 | 2762.66 | 2870.264 | 2978.879 | 3090.351 | 3196.095 | 3298.805 | 3396.092 | 3495.519 | 3587.665 | 3666.025 | 3749.395 | 3839.212 | 3933.196
Counterfactual | Dem_BB003 | GWh | NGED South Wales | Aberthaw |  | 837.206 | 838.675 | 831.303 | 822.011 | 816.497 | 813.111 | 824.399 | 836.349 | 850.465 | 867.181 | 887.595 | 907.48 | 928.73 | 953.003 | 987.009 | 1023.018 | 1061.108 | 1099.811 | 1143.154 | 1184.335 | 1224.528 | 1262.941 | 1302.225 | 1347.456 | 1384.025 | 1424.348 | 1467.254 | 1511.82
Counterfactual | Dem_BB003 | GWh | NGED South Wales | Alpha Steel (Uskmouth) |  | 10.861 | 13.02 | 16.57 | 20.891 | 26.045 | 32.191 | 42.258 | 50.898 | 59.982 | 70.364 | 82.125 | 94.951 | 108.706 | 124.966 | 142.707 | 160.362 | 177.978 | 194.832 | 210.411 | 225.588 | 240.292 | 254.256 | 268.346 | 278.549 | 285.631 | 290.069 | 294.806 | 299.714
Counterfactual | Dem_BB003 | GWh | NGED South Wales | Cardiff East |  | 670.498 | 648.463 | 621.699 | 595.25 | 572.379 | 552.129 | 565.214 | 578.03 | 592.635 | 609.537 | 629.603 | 649.769 | 671.612 | 695.26 | 724.85 | 755.6 | 787.58 | 819.638 | 850.91 | 880.918 | 910.007 | 937.472 | 965.491 | 990.552 | 1010.748 | 1031.386 | 1053.761 | 1077.27
Counterfactual | Dem_BB003 | GWh | NGED South Wales | Grange |  | 254.736 | 266.723 | 275.549 | 283 | 291.228 | 300.024 | 303.988 | 308.246 | 313.535 | 319.804 | 327.671 | 335.61 | 344.497 | 353.212 | 364.814 | 377.128 | 390.088 | 403.246 | 415.625 | 427.381 | 438.717 | 449.294 | 460.155 | 469.068 | 476.098 | 483.464 | 491.537 | 500.077
Counterfactual | Dem_BB003 | GWh | NGED South Wales | Imperial Park |  | 104.253 | 96.745 | 88.283 | 79.802 | 71.874 | 64.356 | 64.723 | 65.187 | 65.785 | 66.555 | 67.579 | 68.523 | 69.595 | 70.302 | 71.664 | 73.182 | 74.847 | 76.606 | 78.092 | 79.62 | 81.091 | 82.442 | 83.845 | 84.854 | 85.884 | 87.206 | 88.667 | 90.236
Counterfactual | Dem_BB003 | GWh | NGED South Wales | Pembroke |  | 586.731 | 635.439 | 677.655 | 717.707 | 758.808 | 799.647 | 810.149 | 820.793 | 832.54 | 847.241 | 865.059 | 881.684 | 899.591 | 914.381 | 939.921 | 967.297 | 996.622 | 1026.933 | 1053.886 | 1083.062 | 1111.371 | 1138.106 | 1165.527 | 1187.312 | 1210.963 | 1238.576 | 1268.563 | 1300.139
Counterfactual | Dem_BB003 | GWh | NGED South Wales | Pyle |  | 427.655 | 458.839 | 484.652 | 508.184 | 532.498 | 556.996 | 562.515 | 568.948 | 577.03 | 586.541 | 598.459 | 609.874 | 622.535 | 634.733 | 651.98 | 670.543 | 690.396 | 710.883 | 731.593 | 750.721 | 769.218 | 786.55 | 804.356 | 821.747 | 835.813 | 851.951 | 869.557 | 888.145
Counterfactual | Dem_BB003 | GWh | NGED South Wales | Rassau |  | 968.389 | 954.045 | 931.148 | 907.682 | 889.087 | 873.654 | 892.609 | 910.052 | 928.766 | 951.92 | 979.581 | 1007.024 | 1036.494 | 1064.3 | 1106.402 | 1150.472 | 1196.622 | 1243.139 | 1285.131 | 1330.318 | 1374.244 | 1415.909 | 1458.477 | 1491.841 | 1525.455 | 1561.251 | 1599.769 | 1640.068
Counterfactual | Dem_BB003 | GWh | NGED South Wales | Swansea North |  | 2420.409 | 2462.455 | 2481.853 | 2497.603 | 2523.687 | 2555.667 | 2606.724 | 2655.65 | 2708.657 | 2773.855 | 2851.886 | 2928.9 | 3011.736 | 3089.641 | 3207.4 | 3330.89 | 3460.448 | 3591.342 | 3708.98 | 3835.291 | 3957.993 | 4074.259 | 4193.066 | 4285.364 | 4379.029 | 4479.584 | 4588.011 | 4701.58
Counterfactual | Dem_BB003 | GWh | NGED South Wales | Upper Boat 132kV |  | 867.591 | 859.75 | 842.727 | 823.788 | 808.793 | 796.466 | 808.768 | 820.291 | 834.279 | 850.72 | 871.048 | 891.084 | 913.063 | 936.174 | 967.486 | 1000.7 | 1035.775 | 1071.461 | 1107.51 | 1142.044 | 1175.558 | 1207.202 | 1239.619 | 1271.176 | 1297.013 | 1325.186 | 1355.571 | 1387.396
Counterfactual | Dem_BB003 | GWh | NGED South Wales | Upper Boat 33kV |  | 202.471 | 207.638 | 211.644 | 215.783 | 221.302 | 228.033 | 239.982 | 249.91 | 260.784 | 273.309 | 287.876 | 303.123 | 319.589 | 338.227 | 360.036 | 382.236 | 404.881 | 427.11 | 448.296 | 468.761 | 488.608 | 507.382 | 526.461 | 542.105 | 554 | 564.477 | 575.777 | 587.6
Counterfactual | Dem_BB003 | GWh | NGED South Wales | Uskmouth |  | 941.754 | 956.829 | 961.69 | 963.9 | 969.69 | 977.401 | 990.354 | 1003.741 | 1019.87 | 1038.871 | 1062.244 | 1084.862 | 1109.366 | 1135.748 | 1172.541 | 1211.686 | 1253.233 | 1295.664 | 1340.73 | 1383.646 | 1425.394 | 1465.029 | 1505.623 | 1549.017 | 1584.67 | 1624.408 | 1667.04 | 1711.563
Counterfactual | Dem_BB003 | GWh | NGED South West | Abham |  | 1362.112 | 1308.896 | 1247.333 | 1188.031 | 1137.896 | 1093.417 | 1123.092 | 1151.751 | 1177.623 | 1213.751 | 1256.028 | 1298.535 | 1343.04 | 1392.493 | 1462.986 | 1535.969 | 1611.88 | 1687.53 | 1750.948 | 1829.747 | 1906.732 | 1980.658 | 2055.945 | 2104.956 | 2169.333 | 2236.737 | 2308.174 | 2382.155
Counterfactual | Dem_BB003 | GWh | NGED South West | Alverdiscott |  | 1138.881 | 1104.701 | 1065.477 | 1028.38 | 998.725 | 974.231 | 1004.879 | 1035.603 | 1066.247 | 1105.047 | 1150.369 | 1196.74 | 1246.205 | 1300.66 | 1370.835 | 1442.987 | 1517.416 | 1591.185 | 1653.82 | 1724.968 | 1794.172 | 1860.036 | 1927.066 | 1969.843 | 2018.694 | 2066.9 | 2118.534 | 2172.332
Counterfactual | Dem_BB003 | GWh | NGED South West | Axminster |  | 312.04 | 318.498 | 323.232 | 328.962 | 337.684 | 348.395 | 359.608 | 371.011 | 383.299 | 398.91 | 416.476 | 433.802 | 451.191 | 475.872 | 504.666 | 533.247 | 561.742 | 588.812 | 619.939 | 652.338 | 684.56 | 715.459 | 745.874 | 772.587 | 799.712 | 826.213 | 852.424 | 877.914
Counterfactual | Dem_BB003 | GWh | NGED South West | Bridgewater |  | 659.485 | 699.155 | 736.271 | 773.326 | 814.086 | 856.909 | 884.242 | 911.767 | 940.294 | 975.153 | 1015.828 | 1057.546 | 1101.904 | 1152.143 | 1216.419 | 1282.463 | 1350.56 | 1417.97 | 1476.162 | 1542.381 | 1606.868 | 1668.381 | 1730.976 | 1771.961 | 1818.94 | 1865.451 | 1915.061 | 1966.625
Counterfactual | Dem_BB003 | GWh | NGED South West | Exeter |  | 1180.951 | 1238.108 | 1284.246 | 1327.194 | 1373.96 | 1421.828 | 1440.561 | 1461.364 | 1482.367 | 1510.84 | 1545.518 | 1578.896 | 1614.794 | 1650.446 | 1704.06 | 1761.046 | 1821.535 | 1883.336 | 1934.069 | 1994.789 | 2053.835 | 2109.852 | 2167.223 | 2203.219 | 2251.363 | 2305.499 | 2363.802 | 2424.847
Counterfactual | Dem_BB003 | GWh | NGED South West | Indian Queens |  | 1881.796 | 1876.266 | 1856.202 | 1834.617 | 1822.658 | 1815.589 | 1848.591 | 1880.906 | 1911.047 | 1954.026 | 2005.857 | 2057.035 | 2111.391 | 2168.437 | 2254.499 | 2344.954 | 2440.085 | 2536.087 | 2615.498 | 2714.136 | 2810.361 | 2902.341 | 2996.324 | 3056.543 | 3137.467 | 3225.269 | 3318.78 | 3415.936
Counterfactual | Dem_BB003 | GWh | NGED South West | Landulph |  | 1565.418 | 1437.712 | 1297.033 | 1157.574 | 1029.096 | 908.8 | 923.598 | 938.133 | 953.018 | 973.173 | 998.018 | 1022.883 | 1049.846 | 1077.856 | 1118.336 | 1161.069 | 1205.993 | 1251.394 | 1289.139 | 1334.038 | 1377.714 | 1419.212 | 1461.673 | 1488.315 | 1522.152 | 1558.42 | 1597.229 | 1637.642
Counterfactual | Dem_BB003 | GWh | NGED South West | Sandford |  | 467.753 | 457.331 | 442.059 | 425.985 | 411.739 | 398.651 | 399.127 | 400.798 | 401.345 | 402.768 | 405.563 | 407.66 | 410.292 | 413.106 | 418.134 | 424.007 | 430.909 | 439.664 | 448.157 | 454.806 | 460.657 | 466.034 | 473.125 | 480.79 | 487.014 | 495.477 | 505.533 | 516.955
Counterfactual | Dem_BB003 | GWh | NGED South West | Seabank |  | 1195.699 | 1175.962 | 1147.159 | 1118.673 | 1097.213 | 1080.562 | 1097.658 | 1118.283 | 1141.728 | 1169.913 | 1203 | 1234.541 | 1267.426 | 1310.256 | 1360.014 | 1410.908 | 1463.009 | 1514.918 | 1573.842 | 1629.295 | 1683.507 | 1734.281 | 1785.844 | 1834.145 | 1878.799 | 1926.068 | 1974.622 | 2023.809
Counterfactual | Dem_BB003 | GWh | NGED South West | Taunton |  | 684.187 | 668.437 | 648.508 | 629.046 | 613.647 | 600.989 | 616.926 | 632.398 | 648.38 | 668.387 | 692.04 | 716.041 | 741.785 | 770.038 | 806.579 | 844.428 | 883.682 | 922.831 | 956.648 | 994.418 | 1031.146 | 1066.041 | 1101.608 | 1124.964 | 1151.355 | 1178.113 | 1206.823 | 1236.781
Counterfactual | Dem_BB003 | GWh | NGED West Midlands | Bishops Wood |  | 2362.741 | 2325.105 | 2271.65 | 2218.019 | 2177.404 | 2145.185 | 2188.704 | 2238.023 | 2287.522 | 2351.798 | 2428.179 | 2505.102 | 2587.459 | 2685.948 | 2807.521 | 2933.892 | 3065.469 | 3197.095 | 3332.742 | 3465.414 | 3594.606 | 3717.742 | 3843.313 | 3959.234 | 4061.476 | 4167.736 | 4281.165 | 4399.174
Counterfactual | Dem_BB003 | GWh | NGED West Midlands | Bushbury |  | 810.588 | 803.936 | 788.51 | 770.859 | 756.836 | 745.206 | 756.452 | 767.977 | 780.952 | 797.254 | 817.256 | 837.158 | 858.863 | 882.801 | 913.094 | 945.221 | 979.147 | 1013.595 | 1048.068 | 1082.366 | 1115.709 | 1147.329 | 1179.721 | 1208.303 | 1234.644 | 1263.23 | 1293.885 | 1325.855
Counterfactual | Dem_BB003 | GWh | NGED West Midlands | Bustleholme |  | 1211.387 | 1222.82 | 1218.971 | 1209.773 | 1206.035 | 1206.208 | 1222.379 | 1238.724 | 1257.411 | 1281.613 | 1312.247 | 1343.317 | 1377.771 | 1416.607 | 1465.599 | 1517.668 | 1572.528 | 1628.118 | 1685.277 | 1739.997 | 1793.128 | 1843.379 | 1894.891 | 1942.317 | 1982.288 | 2024.77 | 2070.292 | 2117.698
Counterfactual | Dem_BB003 | GWh | NGED West Midlands | Cellarhead |  | 2322.733 | 2381.044 | 2415.421 | 2442.325 | 2478.057 | 2519.156 | 2561.055 | 2603.523 | 2652.353 | 2711.338 | 2783.354 | 2855.166 | 2933.623 | 3022.079 | 3131.894 | 3247.642 | 3369.234 | 3492.257 | 3615.92 | 3734.907 | 3850.399 | 3959.588 | 4071.32 | 4168.986 | 4255.336 | 4347.44 | 4446.715 | 4550.591
Counterfactual | Dem_BB003 | GWh | NGED West Midlands | Feckenham |  | 1998.2 | 1908.396 | 1809.475 | 1713.746 | 1631.517 | 1559.635 | 1592.985 | 1641.307 | 1691.379 | 1753.252 | 1825.858 | 1900.642 | 1981.013 | 2077.349 | 2188.938 | 2303.712 | 2421.991 | 2539.129 | 2658.862 | 2773.006 | 2883.972 | 2989.494 | 3096.899 | 3193.89 | 3272.759 | 3349.74 | 3432.087 | 3517.805
Counterfactual | Dem_BB003 | GWh | NGED West Midlands | Hams Hall |  | 1533.868 | 1556.54 | 1564.277 | 1568.071 | 1578.014 | 1592.056 | 1598.366 | 1621.38 | 1647.671 | 1680.329 | 1720.592 | 1760.22 | 1803.887 | 1850.599 | 1909.498 | 1972.112 | 2038.337 | 2105.889 | 2172.498 | 2236.093 | 2297.68 | 2355.607 | 2415.007 | 2466.662 | 2511.588 | 2560.819 | 2614.301 | 2670.541
Counterfactual | Dem_BB003 | GWh | NGED West Midlands | Iron Acton |  | 2641.519 | 2627.662 | 2595.738 | 2563.199 | 2544.981 | 2536.341 | 2554.193 | 2607.455 | 2662.814 | 2732.858 | 2816.391 | 2899.894 | 2989.464 | 3100.579 | 3233.354 | 3371.771 | 3516.275 | 3661.306 | 3810.781 | 3956.411 | 4098.173 | 4233.166 | 4370.897 | 4496.944 | 4609.71 | 4728.338 | 4855.215 | 4987.385
Counterfactual | Dem_BB003 | GWh | NGED West Midlands | Ironbridge |  | 901.935 | 908.625 | 905.927 | 900.787 | 899.117 | 899.495 | 909.777 | 921.23 | 934.617 | 951.165 | 971.78 | 991.779 | 1013.757 | 1038.156 | 1069.731 | 1103.457 | 1139.305 | 1176.042 | 1213.151 | 1248.759 | 1283.308 | 1315.892 | 1349.319 | 1379.408 | 1406.633 | 1437.104 | 1470.04 | 1504.599
Counterfactual | Dem_BB003 | GWh | NGED West Midlands | Kitwell |  | 1392.658 | 1415.463 | 1419.437 | 1415.717 | 1416.863 | 1421.111 | 1428.506 | 1438.384 | 1451.426 | 1468.988 | 1492.922 | 1516.298 | 1543.033 | 1569.612 | 1607.897 | 1649.959 | 1695.316 | 1742.428 | 1788.248 | 1833.788 | 1877.88 | 1919.252 | 1961.955 | 1998.355 | 2032.48 | 2071.763 | 2114.185 | 2158.592
Counterfactual | Dem_BB003 | GWh | NGED West Midlands | Nechells |  | 1449.818 | 1495.932 | 1530.294 | 1563.306 | 1603.645 | 1647.69 | 1678.549 | 1716.401 | 1752.709 | 1801.515 | 1859.054 | 1916.499 | 1977.186 | 2057.191 | 2151.855 | 2250.331 | 2353.125 | 2456.016 | 2573.407 | 2683.508 | 2791.064 | 2894.246 | 2999.424 | 3112.334 | 3206.921 | 3307.106 | 3413.327 | 3523.358
Counterfactual | Dem_BB003 | GWh | NGED West Midlands | Ocker Hill |  | 508.835 | 495.963 | 477.649 | 458.5 | 441.88 | 426.946 | 433.035 | 439.137 | 445.807 | 454.436 | 465.041 | 475.427 | 486.703 | 499.331 | 515.65 | 533.029 | 551.452 | 570.249 | 589.5 | 608.574 | 627.129 | 644.767 | 662.829 | 679.503 | 695.013 | 712.174 | 730.575 | 749.746
Counterfactual | Dem_BB003 | GWh | NGED West Midlands | Oldbury |  | 416.893 | 417.092 | 413.213 | 408.985 | 407.154 | 406.821 | 417.047 | 426.603 | 435.639 | 447.938 | 462.485 | 477.1 | 492.552 | 512.152 | 536.513 | 561.811 | 588.179 | 614.513 | 643.052 | 670.973 | 698.241 | 724.392 | 751.038 | 777.499 | 800.978 | 825.649 | 851.805 | 878.887
Counterfactual | Dem_BB003 | GWh | NGED West Midlands | Penn |  | 1133.377 | 1137.372 | 1126.548 | 1110.369 | 1098.222 | 1088.649 | 1094.098 | 1100.977 | 1110.735 | 1123.267 | 1140.372 | 1156.699 | 1175.422 | 1195.34 | 1221.961 | 1251.439 | 1283.473 | 1317 | 1351.756 | 1384.251 | 1415.71 | 1445.188 | 1475.636 | 1505.002 | 1530.308 | 1560.186 | 1592.554 | 1626.498
Counterfactual | Dem_BB003 | GWh | NGED West Midlands | Rugeley |  | 807.703 | 835.421 | 852.493 | 865.108 | 879.707 | 895.225 | 901.356 | 908.838 | 919.089 | 931.388 | 947.441 | 962.751 | 979.992 | 996.939 | 1020.388 | 1046.124 | 1073.971 | 1103.02 | 1131.93 | 1159.762 | 1186.715 | 1211.982 | 1238.054 | 1260.405 | 1281.744 | 1306.847 | 1334.111 | 1362.759
Counterfactual | Dem_BB003 | GWh | NGED West Midlands | Shrewsbury |  | 379.476 | 383.665 | 384.826 | 385.617 | 388.36 | 392.23 | 401.186 | 410.242 | 419.757 | 431.571 | 445.561 | 459.628 | 474.59 | 493.714 | 516.598 | 540.379 | 565.165 | 589.939 | 616.941 | 642.781 | 667.99 | 692.111 | 716.705 | 740.972 | 762.095 | 784.223 | 807.742 | 832.136
Counterfactual | Dem_BB003 | GWh | NGED West Midlands | Walham |  | 1654.466 | 1647.967 | 1625.901 | 1600.847 | 1583.055 | 1569.48 | 1577.132 | 1596.623 | 1618.738 | 1646.622 | 1681.222 | 1714.413 | 1750.401 | 1793.705 | 1849.341 | 1908.792 | 1972.11 | 2036.994 | 2103.105 | 2169.132 | 2233.394 | 2294.437 | 2357.007 | 2413.646 | 2469.025 | 2531.511 | 2598.548 | 2668.536
Counterfactual | Dem_BB003 | GWh | NGED West Midlands | Willenhall |  | 639.604 | 619.354 | 592.95 | 566.387 | 543.96 | 524.189 | 538.368 | 551.403 | 563.655 | 580.401 | 600.056 | 619.872 | 640.59 | 667.853 | 701.201 | 735.84 | 771.953 | 807.963 | 848.406 | 888.435 | 927.629 | 965.427 | 1003.935 | 1043.697 | 1079.5 | 1117.3 | 1157.118 | 1198.179
Counterfactual | Dem_BB003 | GWh | NPg Northeast | Blyth 132kV |  | 241.407 | 245.523 | 248.373 | 251.212 | 255.346 | 260.232 | 267.984 | 275.622 | 284.608 | 294.472 | 305.983 | 317.68 | 330.088 | 345.625 | 364.247 | 383.438 | 403.28 | 422.971 | 443.266 | 463.479 | 483.195 | 502.059 | 521.266 | 535.706 | 551.212 | 566.978 | 583.726 | 601.096
Counterfactual | Dem_BB003 | GWh | NPg Northeast | Blyth 66kV |  | 620.938 | 935.798 | 1232.326 | 1511.182 | 1781.705 | 2043.565 | 2046.149 | 2053.121 | 2067.232 | 2083.518 | 2107.316 | 2128.419 | 2153.565 | 2173.235 | 2207.583 | 2247.211 | 2291.516 | 2339.403 | 2382.285 | 2424.808 | 2465.679 | 2503.26 | 2542.436 | 2567.423 | 2598.435 | 2639.445 | 2684.82 | 2733.1
Counterfactual | Dem_BB003 | GWh | NPg Northeast | Fourstones |  | 129.729 | 126.178 | 122.066 | 118.197 | 114.965 | 112.13 | 114.995 | 117.879 | 121.092 | 124.785 | 129.09 | 133.364 | 137.939 | 142.838 | 149.117 | 155.626 | 162.399 | 169.183 | 175.281 | 181.679 | 187.896 | 193.782 | 199.784 | 203.513 | 207.931 | 212.513 | 217.483 | 222.715
Counterfactual | Dem_BB003 | GWh | NPg Northeast | Hart Moor |  | 502.895 | 486.96 | 465.703 | 443.54 | 424.126 | 406.645 | 412.64 | 418.237 | 425.578 | 433.784 | 444 | 454.168 | 465.249 | 479.696 | 496.918 | 515.161 | 534.415 | 553.92 | 576.624 | 596.964 | 616.776 | 635.646 | 654.96 | 672.751 | 689.317 | 707.275 | 726.409 | 746.295
Counterfactual | Dem_BB003 | GWh | NPg Northeast | Hawthorn Pit |  | 377.501 | 386.309 | 390.239 | 392.326 | 396.162 | 401.079 | 407.238 | 413.074 | 420.824 | 429.398 | 440.122 | 450.984 | 462.739 | 479.594 | 499.213 | 519.903 | 541.632 | 563.487 | 590.605 | 614.661 | 638.162 | 660.705 | 683.737 | 706.153 | 726.856 | 748.925 | 772.205 | 796.244
Counterfactual | Dem_BB003 | GWh | NPg Northeast | Knaresborough |  | 676.042 | 688.144 | 694.388 | 699.462 | 707.167 | 716.127 | 727.839 | 740.043 | 753.955 | 770.558 | 790.518 | 809.982 | 830.869 | 853.622 | 884.716 | 917.473 | 952.014 | 987.023 | 1022.567 | 1057.967 | 1092.429 | 1125.218 | 1158.75 | 1183.831 | 1212.142 | 1243.151 | 1276.424 | 1311.151
Counterfactual | Dem_BB003 | GWh | NPg Northeast | Lackenby |  | 683.29 | 704.32 | 716.729 | 725.895 | 737.468 | 750.571 | 761.461 | 771.224 | 782.793 | 797.212 | 815.409 | 833.528 | 853.641 | 875.35 | 903.94 | 934.378 | 966.55 | 999.285 | 1033.681 | 1065.368 | 1096.093 | 1125.059 | 1154.778 | 1179.501 | 1202.262 | 1226.912 | 1253.5 | 1281.332
Counterfactual | Dem_BB003 | GWh | NPg Northeast | Norton |  | 1805.535 | 1845.512 | 1868.929 | 1888.911 | 1915.88 | 1946.654 | 1983.346 | 2018.746 | 2061.959 | 2110.166 | 2168.026 | 2225.013 | 2286.512 | 2362.966 | 2452.576 | 2546.62 | 2645.37 | 2745.187 | 2855.933 | 2955.823 | 3052.976 | 3145.255 | 3239.535 | 3322.734 | 3400.152 | 3483.538 | 3573.121 | 3666.725
Counterfactual | Dem_BB003 | GWh | NPg Northeast | Offerton |  | 198.549 | 203.675 | 206.462 | 208.511 | 211.294 | 214.442 | 217.183 | 219.908 | 223.525 | 227.519 | 232.484 | 237.317 | 242.538 | 249.586 | 257.984 | 266.93 | 276.425 | 286.095 | 297.764 | 308.097 | 318.179 | 327.805 | 337.657 | 347.092 | 356.056 | 365.999 | 376.586 | 387.592
Counterfactual | Dem_BB003 | GWh | NPg Northeast | Osbaldwick |  | 1128.957 | 1176.875 | 1216.591 | 1254.588 | 1297.032 | 1341.477 | 1369.045 | 1398.006 | 1430.3 | 1468.443 | 1513.638 | 1558.574 | 1606.595 | 1663.939 | 1734.857 | 1808.75 | 1885.937 | 1963.461 | 2046.543 | 2124.951 | 2201.302 | 2274.06 | 2348.28 | 2410.33 | 2471.406 | 2536.024 | 2605.19 | 2677.282
Counterfactual | Dem_BB003 | GWh | NPg Northeast | Poppleton |  | 174.826 | 178.846 | 181.236 | 183.367 | 186.133 | 189.087 | 191.928 | 195.074 | 198.342 | 202.552 | 207.528 | 212.263 | 217.206 | 221.909 | 229.855 | 238.245 | 247.16 | 256.233 | 266.259 | 276.212 | 285.958 | 295.317 | 304.871 | 312.47 | 321.662 | 331.986 | 342.967 | 354.376
Counterfactual | Dem_BB003 | GWh | NPg Northeast | Saltholme |  | 917.78 | 942.853 | 956.731 | 966.811 | 978.617 | 990.798 | 992.628 | 996.436 | 1002.691 | 1010.489 | 1021.426 | 1030.372 | 1040.927 | 1047.874 | 1061.292 | 1077.151 | 1095.309 | 1115.427 | 1134.23 | 1151.42 | 1167.887 | 1182.885 | 1198.574 | 1210.236 | 1223.73 | 1243.036 | 1264.653 | 1287.852
Counterfactual | Dem_BB003 | GWh | NPg Northeast | South Shields |  | 284.444 | 289.106 | 290.223 | 290.185 | 291.197 | 292.711 | 294.937 | 297.535 | 301.322 | 305.478 | 310.808 | 315.865 | 321.342 | 329.222 | 338.836 | 349.215 | 360.365 | 371.85 | 386.533 | 399.362 | 411.889 | 423.878 | 436.178 | 448.601 | 460.637 | 474.367 | 488.946 | 504.073
Counterfactual | Dem_BB003 | GWh | NPg Northeast | Spennymoor |  | 1067.676 | 1056.17 | 1035.973 | 1014.919 | 999.994 | 989.49 | 1017.832 | 1043.3 | 1073.407 | 1107.104 | 1147.111 | 1188.064 | 1232.117 | 1286.449 | 1350.441 | 1416.634 | 1485.168 | 1553.333 | 1626.486 | 1694.697 | 1761.088 | 1824.326 | 1888.764 | 1942.296 | 1991.876 | 2041.766 | 2094.981 | 2150.287
Counterfactual | Dem_BB003 | GWh | NPg Northeast | Stella North |  | 898.023 | 901.869 | 898.897 | 895.786 | 896.353 | 898.689 | 915.106 | 931.91 | 951.819 | 974.173 | 1000.596 | 1026.123 | 1053.265 | 1087.719 | 1128.575 | 1171.423 | 1216.564 | 1262.296 | 1314.708 | 1361.942 | 1407.984 | 1451.894 | 1496.729 | 1537.569 | 1577.098 | 1620.542 | 1667.1 | 1715.689
Counterfactual | Dem_BB003 | GWh | NPg Northeast | Stella South |  | 772.478 | 801.286 | 821.558 | 838.957 | 858.948 | 880.359 | 894.001 | 907.735 | 924.618 | 943.977 | 967.675 | 991.069 | 1016.586 | 1046.235 | 1083.03 | 1121.906 | 1162.876 | 1204.436 | 1249.329 | 1290.447 | 1330.395 | 1368.249 | 1406.981 | 1439.847 | 1470.997 | 1504.759 | 1541.094 | 1579.081
Counterfactual | Dem_BB003 | GWh | NPg Northeast | Tynemouth 1 |  | 635.615 | 635.395 | 628.851 | 621.052 | 615.55 | 611.105 | 616.805 | 623.187 | 631.828 | 641.33 | 653.143 | 664.056 | 675.842 | 691.209 | 710.093 | 730.474 | 752.416 | 775.132 | 802.537 | 826.6 | 850.059 | 872.381 | 895.281 | 917.441 | 939.283 | 964.693 | 991.946 | 1020.42
Counterfactual | Dem_BB003 | GWh | NPg Northeast | West Boldon |  | 873.164 | 892.608 | 902.166 | 908.74 | 918.701 | 930.471 | 943.114 | 955.931 | 972.618 | 991.134 | 1013.983 | 1036.374 | 1060.61 | 1092.813 | 1131.04 | 1171.574 | 1214.462 | 1258.033 | 1309.778 | 1355.804 | 1400.664 | 1443.464 | 1487.262 | 1528.546 | 1567.482 | 1610.285 | 1655.91 | 1703.339
Counterfactual | Dem_BB003 | GWh | NPg Yorkshire | Bradford West |  | 1619.541 | 1649.229 | 1664.815 | 1678.067 | 1698.591 | 1723.39 | 1750.575 | 1784.596 | 1825.331 | 1871.036 | 1925.615 | 1979.779 | 2037.849 | 2114.814 | 2202.359 | 2293.825 | 2389.547 | 2485.854 | 2595.999 | 2694.999 | 2791.451 | 2883.427 | 2977.295 | 3063.148 | 3142.354 | 3226.714 | 3316.826 | 3410.642
Counterfactual | Dem_BB003 | GWh | NPg Yorkshire | Camblesforth |  | 160.871 | 160.072 | 157.848 | 155.408 | 153.719 | 152.529 | 156.003 | 159.316 | 162.845 | 167.263 | 172.525 | 177.806 | 183.505 | 188.456 | 196.275 | 204.434 | 212.95 | 221.504 | 229.343 | 237.594 | 245.607 | 253.204 | 260.966 | 265.748 | 271.537 | 277.562 | 284.05 | 290.834
Counterfactual | Dem_BB003 | GWh | NPg Yorkshire | Creyke Beck |  | 2096.088 | 2103.942 | 2092.432 | 2077.718 | 2071.997 | 2071.351 | 2107.123 | 2141.508 | 2183.545 | 2230.863 | 2288.057 | 2344.028 | 2404.315 | 2476.659 | 2566.829 | 2661.836 | 2761.956 | 2863.438 | 2968.292 | 3070.576 | 3170.121 | 3264.767 | 3361.538 | 3438.342 | 3519.46 | 3608.031 | 3703.038 | 3802.243
Counterfactual | Dem_BB003 | GWh | NPg Yorkshire | Drax |  | 460.741 | 479.106 | 491.82 | 502.434 | 513.993 | 525.708 | 528.288 | 531.785 | 536.371 | 542.275 | 550.057 | 557 | 564.794 | 569.658 | 580.658 | 592.973 | 606.55 | 620.986 | 633.747 | 647.442 | 660.688 | 673.075 | 685.889 | 693.424 | 704.609 | 718.689 | 734.078 | 750.339
Counterfactual | Dem_BB003 | GWh | NPg Yorkshire | Elland |  | 1334.244 | 1345.327 | 1344.345 | 1341.242 | 1344.471 | 1351.751 | 1380.513 | 1408.536 | 1442.014 | 1479.705 | 1524.782 | 1569.995 | 1618.648 | 1682.168 | 1754.498 | 1829.912 | 1908.619 | 1987.571 | 2076.352 | 2156.605 | 2234.747 | 2309.192 | 2385.148 | 2453.228 | 2515.312 | 2580.424 | 2649.985 | 2722.393
Counterfactual | Dem_BB003 | GWh | NPg Yorkshire | Ferrybridge A |  | 384.602 | 390.005 | 391.607 | 392.146 | 394.837 | 399.318 | 405.149 | 414.613 | 425.891 | 438.727 | 454.211 | 470.25 | 487.752 | 508.134 | 532.554 | 557.885 | 584.083 | 610.148 | 636.921 | 662.094 | 686.543 | 709.722 | 733.354 | 751.821 | 768.497 | 784.817 | 802.306 | 820.51
Counterfactual | Dem_BB003 | GWh | NPg Yorkshire | Ferrybridge B (_M) |  | 1109.456 | 981.349 | 849.394 | 723.139 | 608.535 | 503.957 | 507.807 | 535.185 | 566.065 | 600.152 | 639.284 | 680.661 | 724.448 | 783.81 | 848.483 | 914.009 | 980.698 | 1045.68 | 1117.359 | 1184.213 | 1249.439 | 1312.05 | 1375.54 | 1429.331 | 1477.441 | 1522.201 | 1569.344 | 1617.912
Counterfactual | Dem_BB003 | GWh | NPg Yorkshire | Grimsby West |  | 1002.617 | 997.166 | 980.461 | 961.042 | 945.61 | 932.66 | 942.659 | 952.757 | 965.657 | 980.945 | 1000.242 | 1018.749 | 1039.205 | 1061.106 | 1090.673 | 1122.532 | 1156.619 | 1191.754 | 1230.317 | 1264.998 | 1298.641 | 1330.393 | 1363.003 | 1391.644 | 1418.978 | 1450.185 | 1483.891 | 1519.23
Counterfactual | Dem_BB003 | GWh | NPg Yorkshire | Jordanthorpe |  | 184.424 | 187.994 | 189.165 | 189.438 | 190.475 | 192.016 | 194.187 | 197.019 | 200.637 | 204.81 | 209.976 | 215.183 | 220.857 | 227.459 | 235.894 | 244.819 | 254.23 | 263.737 | 275.058 | 285.161 | 295.017 | 304.428 | 314.057 | 323.575 | 331.92 | 340.876 | 350.389 | 360.233
Counterfactual | Dem_BB003 | GWh | NPg Yorkshire | Keadby |  | 1242.732 | 1256.57 | 1258.197 | 1257.014 | 1260.769 | 1267.503 | 1291.064 | 1313.42 | 1340.188 | 1371.018 | 1408.247 | 1445.127 | 1485.145 | 1528.03 | 1584.007 | 1642.919 | 1704.831 | 1767.478 | 1830.136 | 1891.193 | 1950.509 | 2006.673 | 2064.114 | 2107.592 | 2152.459 | 2200.688 | 2252.669 | 2307.079
Counterfactual | Dem_BB003 | GWh | NPg Yorkshire | Kirkstall B |  | 899.985 | 920.067 | 932.365 | 943.492 | 958.184 | 974.606 | 974.886 | 988.479 | 1005.436 | 1024.398 | 1047.351 | 1069.139 | 1092.46 | 1123.759 | 1160.394 | 1199.312 | 1240.691 | 1283.006 | 1333.43 | 1377.993 | 1421.47 | 1462.914 | 1505.33 | 1546.033 | 1585.143 | 1629.233 | 1676.448 | 1725.697
Counterfactual | Dem_BB003 | GWh | NPg Yorkshire | Neepsend |  | 306.268 | 311.959 | 314.81 | 317.075 | 320.747 | 325.327 | 330.644 | 337.428 | 345.618 | 354.781 | 365.708 | 376.68 | 388.492 | 403.373 | 420.569 | 438.518 | 457.256 | 476.054 | 497.366 | 516.526 | 535.182 | 552.96 | 571.1 | 588.35 | 603.266 | 618.926 | 635.649 | 653.042
Counterfactual | Dem_BB003 | GWh | NPg Yorkshire | Norton Lees |  | 216.279 | 220.662 | 222.878 | 224.517 | 227.094 | 230.103 | 232.989 | 236.599 | 241.276 | 246.356 | 252.534 | 258.599 | 265.025 | 274.598 | 285.441 | 296.874 | 308.932 | 321.113 | 336.954 | 350.739 | 364.242 | 377.226 | 390.482 | 405.03 | 417.828 | 431.787 | 446.536 | 461.785
Counterfactual | Dem_BB003 | GWh | NPg Yorkshire | Pitsmoor |  | 181.156 | 185.857 | 188.737 | 191.398 | 194.607 | 197.944 | 200.12 | 202.717 | 206.022 | 209.593 | 213.853 | 217.705 | 221.745 | 227.336 | 233.856 | 240.846 | 248.36 | 256.14 | 266.02 | 274.534 | 282.852 | 290.807 | 298.951 | 307.892 | 316.177 | 325.844 | 336.197 | 347
Counterfactual | Dem_BB003 | GWh | NPg Yorkshire | Saltend North |  | 301.434 | 304.214 | 304.084 | 303.498 | 304.107 | 305.392 | 311.187 | 316.663 | 323.178 | 330.605 | 339.487 | 348.166 | 357.512 | 367.941 | 381.312 | 395.373 | 410.18 | 425.191 | 440.459 | 455.32 | 469.769 | 483.483 | 497.504 | 508.395 | 519.873 | 532.391 | 545.872 | 559.98
Counterfactual | Dem_BB003 | GWh | NPg Yorkshire | Sheffield City |  | 294.741 | 299.387 | 302.234 | 305.449 | 309.396 | 313.252 | 316.733 | 320.776 | 325.801 | 331.193 | 337.457 | 342.808 | 348.348 | 355.691 | 364.296 | 373.598 | 383.73 | 394.38 | 407.677 | 419.027 | 430.103 | 440.661 | 451.482 | 463.391 | 474.88 | 488.863 | 503.968 | 519.851
Counterfactual | Dem_BB003 | GWh | NPg Yorkshire | Skelton Grange |  | 2180.704 | 2218.354 | 2232.16 | 2239.291 | 2254.773 | 2274.825 | 2279.626 | 2303.779 | 2336.28 | 2372.714 | 2418.614 | 2462.36 | 2510.089 | 2573.72 | 2649.714 | 2731.341 | 2818.626 | 2908.37 | 3013.838 | 3107.769 | 3199.245 | 3286.236 | 3375.456 | 3459.722 | 3540.834 | 3633.008 | 3731.698 | 3834.615
Counterfactual | Dem_BB003 | GWh | NPg Yorkshire | Templeborough |  | 38.136 | 39.496 | 40.356 | 41.19 | 42.225 | 43.298 | 44.625 | 45.895 | 47.374 | 48.976 | 50.767 | 52.504 | 54.195 | 57.155 | 60.504 | 63.975 | 67.619 | 71.245 | 77.099 | 81.984 | 86.818 | 91.558 | 96.378 | 102.534 | 107.993 | 113.94 | 120.143 | 126.497
Counterfactual | Dem_BB003 | GWh | NPg Yorkshire | Thorpe Marsh |  | 517.368 | 527.567 | 535.102 | 543.328 | 555.271 | 569.962 | 591.197 | 614.464 | 639.114 | 668.17 | 701.654 | 736.315 | 772.976 | 818.47 | 872.181 | 926.984 | 983.176 | 1038.429 | 1098.054 | 1154.451 | 1209.458 | 1262.133 | 1315.637 | 1360.304 | 1401.946 | 1442.472 | 1485.412 | 1529.868
Counterfactual | Dem_BB003 | GWh | NPg Yorkshire | Thurcroft |  | 917.12 | 932.087 | 936.375 | 937.064 | 941.484 | 948.561 | 963.439 | 978.824 | 998.142 | 1020.158 | 1047.286 | 1074.644 | 1104.715 | 1139.146 | 1181.174 | 1225.488 | 1271.986 | 1318.947 | 1369.102 | 1414.947 | 1459.443 | 1501.531 | 1544.611 | 1582.516 | 1615.353 | 1649.964 | 1687.174 | 1726.038
Counterfactual | Dem_BB003 | GWh | NPg Yorkshire | West Melton |  | 2398.695 | 2405.218 | 2386.734 | 2362.159 | 2346.445 | 2336.207 | 2361.952 | 2390.304 | 2427.523 | 2469.287 | 2521.432 | 2571.655 | 2627.243 | 2690.414 | 2767.78 | 2850.678 | 2938.991 | 3029.806 | 3124.451 | 3210.593 | 3294.011 | 3372.389 | 3452.856 | 3522.986 | 3586.446 | 3658.278 | 3736.415 | 3818.714
Counterfactual | Dem_BB003 | GWh | NPg Yorkshire | Wincobank |  | 82.019 | 98.973 | 114.564 | 129.413 | 144.083 | 158.423 | 159.704 | 161.25 | 163.272 | 165.569 | 168.427 | 170.982 | 173.809 | 176.434 | 180.094 | 184.116 | 188.521 | 193.181 | 197.93 | 202.203 | 206.33 | 210.174 | 214.146 | 217.554 | 220.939 | 225.182 | 229.861 | 234.832
Counterfactual | Dem_BB003 | GWh | SHETL | Direct(SHETL) |  | 6.506 | 7.233 | 8.036 | 8.859 | 9.717 | 10.597 | 11.153 | 11.751 | 12.439 | 13.188 | 14.045 | 14.937 | 15.884 | 17.316 | 18.604 | 19.912 | 21.242 | 22.547 | 23.859 | 25.13 | 26.366 | 27.548 | 28.743 | 29.71 | 30.53 | 31.28 | 32.082 | 32.914
Counterfactual | Dem_BB003 | GWh | SPEN | Ayr |  | 140.377 | 150.315 | 158.933 | 167.388 | 176.227 | 184.951 | 187.723 | 190.62 | 195.429 | 199.374 | 203.928 | 208.09 | 212.252 | 219.537 | 227.742 | 236.402 | 245.631 | 255.031 | 264.563 | 275.528 | 286.306 | 296.754 | 307.407 | 314.065 | 325.198 | 337.898 | 351.357 | 365.294
Counterfactual | Dem_BB003 | GWh | SPEN | Bainsford |  | 90.562 | 87.085 | 83.15 | 79.471 | 76.408 | 73.714 | 76.346 | 78.797 | 82.295 | 85.429 | 89.008 | 92.613 | 96.304 | 102.234 | 108.607 | 115.153 | 121.92 | 128.632 | 135.358 | 142.832 | 150.168 | 157.264 | 164.477 | 169.104 | 175.671 | 182.525 | 189.742 | 197.182
Counterfactual | Dem_BB003 | GWh | SPEN | Bathgate |  | 135.072 | 138.536 | 141.896 | 145.62 | 150.123 | 155.065 | 161.783 | 167.973 | 175.936 | 183.743 | 192.663 | 201.787 | 211.349 | 224.639 | 239.126 | 253.905 | 269.105 | 284.073 | 298.435 | 313.779 | 328.77 | 343.15 | 357.759 | 367.05 | 378.659 | 390.226 | 402.488 | 415.197
Counterfactual | Dem_BB003 | GWh | SPEN | Berwick |  | 92.654 | 105.841 | 118.311 | 130.663 | 143.094 | 155.328 | 158.105 | 161.018 | 164.903 | 168.702 | 173.091 | 177.168 | 181.444 | 186.792 | 193.039 | 199.601 | 206.578 | 213.695 | 220.273 | 227.269 | 234.087 | 240.556 | 247.171 | 251.227 | 257 | 263.631 | 270.821 | 278.396
Counterfactual | Dem_BB003 | GWh | SPEN | Bonnybridge |  | 199.445 | 211.061 | 221.41 | 231.628 | 242.809 | 254.42 | 262.342 | 269.75 | 280.054 | 289.718 | 300.916 | 312.235 | 324.059 | 341.421 | 360.502 | 380.155 | 400.519 | 420.724 | 440.437 | 461.935 | 482.966 | 503.196 | 523.78 | 536.833 | 554.435 | 572.654 | 591.928 | 611.856
Counterfactual | Dem_BB003 | GWh | SPEN | Braehead Park |  | 97.476 | 103.503 | 108.689 | 113.841 | 119.372 | 124.949 | 125.999 | 128.247 | 131.868 | 134.883 | 138.367 | 141.631 | 144.906 | 150.572 | 156.883 | 163.503 | 170.5 | 177.582 | 184.753 | 192.975 | 201.051 | 208.877 | 216.857 | 221.859 | 229.985 | 239.087 | 248.72 | 258.685
Counterfactual | Dem_BB003 | GWh | SPEN | Carntyne |  | 48.922 | 56.781 | 64.195 | 71.448 | 78.842 | 86.2 | 88.326 | 90.456 | 93.563 | 96.37 | 99.634 | 102.859 | 106.194 | 111.323 | 117.014 | 122.916 | 129.066 | 135.199 | 141.251 | 147.985 | 154.584 | 160.947 | 167.431 | 171.491 | 177.399 | 183.704 | 190.365 | 197.248
Counterfactual | Dem_BB003 | GWh | SPEN | Carsfad |  | 0 | 0 | 0 | 0 | 0 | 0 | 0 | 0 | 0 | 0 | 0 | 0 | 0 | 0 | 0 | 0 | 0 | 0 | 0 | 0 | 0 | 0 | 0 | 0 | 0 | 0 | 0 | 0
Counterfactual | Dem_BB003 | GWh | SPEN | Chapelcross |  | 78.661 | 84.888 | 90.542 | 96.257 | 102.318 | 108.485 | 111.863 | 114.957 | 119.176 | 123.143 | 127.676 | 132.161 | 136.799 | 143.53 | 150.981 | 158.659 | 166.647 | 174.611 | 182.321 | 190.772 | 199.031 | 206.983 | 215.068 | 220.144 | 227.248 | 234.771 | 242.768 | 251.067
Counterfactual | Dem_BB003 | GWh | SPEN | Charlotte Street |  | 228.521 | 231.301 | 232.936 | 235.056 | 237.693 | 240.321 | 243.962 | 247.889 | 253.078 | 258.179 | 264.024 | 269.194 | 274.583 | 280.962 | 288.582 | 296.683 | 305.405 | 314.479 | 322.706 | 331.395 | 339.83 | 347.807 | 355.973 | 360.93 | 368.406 | 377.482 | 387.423 | 397.96
Counterfactual | Dem_BB003 | GWh | SPEN | Clyde’s Mill |  | 281.366 | 280.355 | 277.271 | 274.42 | 272.848 | 271.717 | 276.618 | 281.631 | 289.695 | 296.433 | 304.204 | 311.52 | 318.875 | 331.605 | 345.778 | 360.613 | 376.296 | 392.136 | 408.194 | 426.602 | 444.684 | 462.212 | 480.074 | 491.278 | 509.403 | 529.651 | 551.037 | 573.16 | GSP also referred to as Westburn Road
Counterfactual | Dem_BB003 | GWh | SPEN | Coatbridge |  | 231.449 | 233.339 | 233.492 | 233.752 | 235.039 | 236.665 | 241.494 | 246.147 | 253.418 | 259.629 | 266.813 | 273.666 | 280.609 | 292.179 | 305.069 | 318.53 | 332.719 | 347.01 | 361.368 | 377.692 | 393.716 | 409.222 | 425.031 | 434.938 | 450.545 | 467.837 | 486.114 | 505.02
Counterfactual | Dem_BB003 | GWh | SPEN | Cockenzie |  | 130.939 | 144.221 | 156.937 | 169.54 | 182.633 | 195.763 | 200.69 | 206.058 | 213.684 | 220.661 | 228.706 | 236.726 | 245.012 | 257.572 | 271.446 | 285.764 | 300.661 | 315.472 | 330.019 | 346.139 | 361.925 | 377.157 | 392.645 | 402.373 | 416.259 | 430.932 | 446.438 | 462.473
Counterfactual | Dem_BB003 | GWh | SPEN | Coylton |  | 134.229 | 148.306 | 161.865 | 175.461 | 189.707 | 204.284 | 212.675 | 220.17 | 229.737 | 239.272 | 250.245 | 261.471 | 273.309 | 289.16 | 306.711 | 324.657 | 343.129 | 361.361 | 378.566 | 396.895 | 414.773 | 431.876 | 449.261 | 460.147 | 473.548 | 486.84 | 500.996 | 515.688
Counterfactual | Dem_BB003 | GWh | SPEN | Crookston A |  | 98.884 | 103.333 | 106.799 | 109.852 | 113.436 | 117.338 | 119.197 | 121.865 | 126.187 | 129.89 | 134.32 | 138.877 | 143.671 | 151.284 | 159.601 | 168.23 | 177.187 | 186.081 | 195.017 | 204.833 | 214.439 | 223.712 | 233.152 | 239.131 | 247.428 | 256.033 | 265.05 | 274.342
Counterfactual | Dem_BB003 | GWh | SPEN | Crookston B |  | 72.182 | 77.666 | 82.502 | 86.965 | 91.77 | 96.787 | 98.399 | 100.787 | 104.437 | 107.723 | 111.653 | 115.733 | 120.06 | 126.485 | 133.561 | 140.881 | 148.459 | 155.965 | 163.347 | 171.339 | 179.156 | 186.669 | 194.315 | 199.137 | 205.465 | 211.892 | 218.662 | 225.637
Counterfactual | Dem_BB003 | GWh | SPEN | Cumbernauld |  | 172.425 | 171.564 | 170.073 | 169.032 | 168.823 | 169.044 | 174.735 | 179.847 | 186.59 | 193.11 | 200.565 | 207.976 | 215.705 | 226.439 | 238.259 | 250.424 | 263.042 | 275.602 | 287.638 | 300.543 | 313.155 | 325.237 | 337.53 | 345.312 | 355.591 | 366.322 | 377.779 | 389.696
Counterfactual | Dem_BB003 | GWh | SPEN | Cupar |  | 165.529 | 176.42 | 187.139 | 198.199 | 210.149 | 222.635 | 232.063 | 240.98 | 252.091 | 263.338 | 276.235 | 289.468 | 303.45 | 321.823 | 342.014 | 362.609 | 383.758 | 404.596 | 424.165 | 444.73 | 464.766 | 483.905 | 503.35 | 515.641 | 530.083 | 544.151 | 559.172 | 574.786
Counterfactual | Dem_BB003 | GWh | SPEN | Currie |  | 32.737 | 35.539 | 38.429 | 41.353 | 44.489 | 47.72 | 49.324 | 51.3 | 53.994 | 56.512 | 59.392 | 62.378 | 65.474 | 70.171 | 75.264 | 80.471 | 85.815 | 91.059 | 96.22 | 101.924 | 107.505 | 112.896 | 118.368 | 121.836 | 126.501 | 131.169 | 136.073 | 141.119
Counterfactual | Dem_BB003 | GWh | SPEN | Dalmarnock |  | 97.906 | 107.051 | 115.173 | 123.037 | 131.134 | 139.133 | 141.189 | 143.365 | 146.941 | 149.938 | 153.459 | 156.731 | 160.059 | 165.587 | 171.871 | 178.495 | 185.531 | 192.684 | 199.848 | 208.019 | 216.037 | 223.79 | 231.698 | 236.617 | 244.593 | 253.617 | 263.175 | 273.085
Counterfactual | Dem_BB003 | GWh | SPEN | Devol Moor |  | 95.176 | 97.764 | 99.693 | 101.709 | 104.027 | 106.377 | 108.273 | 110.185 | 112.997 | 115.519 | 118.418 | 121.091 | 123.827 | 127.896 | 132.523 | 137.394 | 142.564 | 147.84 | 152.965 | 158.675 | 164.263 | 169.635 | 175.117 | 178.515 | 183.858 | 189.956 | 196.467 | 203.255
Counterfactual | Dem_BB003 | GWh | SPEN | Devonside |  | 195.003 | 201.065 | 205.512 | 209.825 | 215.015 | 220.5 | 225.271 | 229.932 | 237.167 | 243.422 | 250.688 | 257.785 | 265.045 | 277.02 | 290.179 | 303.879 | 318.255 | 332.657 | 347.167 | 363.46 | 379.445 | 394.909 | 410.665 | 420.679 | 435.759 | 452.167 | 469.486 | 487.366
Counterfactual | Dem_BB003 | GWh | SPEN | Dewar Place |  | 248.191 | 243.421 | 237.286 | 231.658 | 226.837 | 222.208 | 225.096 | 228.36 | 233.29 | 237.653 | 242.658 | 247.046 | 251.496 | 258.071 | 265.716 | 273.85 | 282.616 | 291.688 | 300.489 | 310.311 | 319.917 | 329.138 | 338.571 | 344.389 | 354.064 | 365.543 | 377.874 | 390.768
Counterfactual | Dem_BB003 | GWh | SPEN | Drumchapel |  | 245.717 | 249.671 | 250.969 | 251.714 | 253.92 | 256.802 | 261.531 | 266.53 | 275.355 | 282.354 | 290.634 | 298.883 | 307.221 | 323.059 | 340.248 | 358.154 | 376.912 | 395.613 | 415.148 | 437.662 | 459.814 | 481.372 | 503.343 | 517.389 | 539.3 | 562.954 | 587.692 | 613.078
Counterfactual | Dem_BB003 | GWh | SPEN | Drumcross |  | 56.181 | 61.42 | 66.059 | 70.522 | 75.113 | 79.643 | 80.784 | 81.97 | 83.973 | 85.636 | 87.595 | 89.412 | 91.27 | 94.431 | 97.969 | 101.707 | 105.691 | 109.731 | 113.824 | 118.473 | 123.03 | 127.443 | 131.939 | 134.789 | 139.338 | 144.495 | 149.947 | 155.606
Counterfactual | Dem_BB003 | GWh | SPEN | Dumfries 11 |  | 0 | 0 | 0 | 0 | 0 | 0 | 0 | 0 | 0 | 0 | 0 | 0 | 0 | 0 | 0 | 0 | 0 | 0 | 0 | 0 | 0 | 0 | 0 | 0 | 0 | 0 | 0 | 0
Counterfactual | Dem_BB003 | GWh | SPEN | Dumfries 33 |  | 220.422 | 206.125 | 190.723 | 175.819 | 162.229 | 149.368 | 152.452 | 155.409 | 159.474 | 163.399 | 167.971 | 172.402 | 176.906 | 183.847 | 192.195 | 200.926 | 210.103 | 219.329 | 227.738 | 238.194 | 248.456 | 258.39 | 268.517 | 274.041 | 283.846 | 294.627 | 306.003 | 317.753
Counterfactual | Dem_BB003 | GWh | SPEN | Dumfries ICI |  | 8.3 | 29.422 | 50.09 | 69.988 | 89.365 | 108.189 | 109.703 | 111.175 | 113.119 | 115.242 | 117.841 | 120.349 | 123.106 | 126.05 | 129.825 | 133.846 | 138.12 | 142.499 | 146.234 | 150.24 | 154.119 | 157.76 | 161.49 | 163.559 | 166.307 | 169.397 | 172.794 | 176.383
Counterfactual | Dem_BB003 | GWh | SPEN | Dunbar A |  | 56.341 | 57.87 | 59.362 | 60.984 | 62.907 | 64.977 | 67.061 | 69.343 | 72.371 | 75.273 | 78.592 | 81.947 | 85.448 | 90.454 | 95.95 | 101.577 | 107.387 | 113.132 | 118.676 | 124.704 | 130.597 | 136.262 | 142.022 | 145.644 | 150.461 | 155.373 | 160.58 | 165.968
Counterfactual | Dem_BB003 | GWh | SPEN | Dunbar B |  | 42.259 | 38.926 | 35.52 | 32.281 | 29.317 | 26.54 | 27.391 | 28.323 | 29.56 | 30.745 | 32.101 | 33.471 | 34.901 | 36.946 | 39.191 | 41.489 | 43.862 | 46.209 | 48.473 | 50.935 | 53.343 | 55.656 | 58.009 | 59.488 | 61.456 | 63.462 | 65.589 | 67.79
Counterfactual | Dem_BB003 | GWh | SPEN | Dunfermline |  | 102.224 | 110.425 | 117.676 | 124.664 | 132.098 | 139.64 | 142.991 | 146.277 | 151.372 | 155.783 | 160.922 | 166.058 | 171.325 | 180.079 | 189.641 | 199.56 | 209.901 | 220.203 | 230.618 | 242.325 | 253.809 | 264.933 | 276.253 | 283.472 | 294.115 | 305.472 | 317.418 | 329.726
Counterfactual | Dem_BB003 | GWh | SPEN | Earlstoun |  | 0 | 0 | 0 | 0 | 0 | 0 | 0 | 0 | 0 | 0 | 0 | 0 | 0 | 0 | 0 | 0 | 0 | 0 | 0 | 0 | 0 | 0 | 0 | 0 | 0 | 0 | 0 | 0
Counterfactual | Dem_BB003 | GWh | SPEN | East Kilbride |  | 145.438 | 155.88 | 164.826 | 173.432 | 182.537 | 191.602 | 194.693 | 197.89 | 203.428 | 207.842 | 213 | 217.877 | 222.738 | 231.793 | 241.869 | 252.436 | 263.626 | 274.914 | 286.539 | 300.048 | 313.34 | 326.262 | 339.44 | 347.697 | 361.334 | 376.549 | 392.56 | 409.082
Counterfactual | Dem_BB003 | GWh | SPEN | East Kilbride South |  | 69.482 | 80.218 | 90.017 | 99.517 | 109.273 | 118.859 | 121.121 | 123.383 | 127.709 | 130.803 | 134.35 | 137.748 | 140.978 | 148.478 | 156.531 | 164.923 | 173.773 | 182.619 | 192.198 | 203.663 | 214.988 | 226.094 | 237.399 | 244.582 | 256.924 | 270.56 | 284.782 | 299.373
Counterfactual | Dem_BB003 | GWh | SPEN | Easterhouse |  | 290.123 | 294.933 | 297.983 | 301.239 | 306.069 | 311.626 | 320.466 | 329.056 | 341.504 | 352.708 | 365.62 | 378.52 | 391.798 | 412.555 | 435.394 | 458.968 | 483.475 | 507.834 | 531.971 | 558.91 | 585.32 | 610.843 | 636.814 | 653.143 | 676.808 | 701.818 | 728.198 | 755.424
Counterfactual | Dem_BB003 | GWh | SPEN | Eccles |  | 77.906 | 81.806 | 85.443 | 89.186 | 93.365 | 97.731 | 101.061 | 104.385 | 108.965 | 113.221 | 118.085 | 123.014 | 128.098 | 135.771 | 144.159 | 152.753 | 161.647 | 170.427 | 179.049 | 188.558 | 197.875 | 206.867 | 215.996 | 221.753 | 229.729 | 237.956 | 246.64 | 255.603
Counterfactual | Dem_BB003 | GWh | SPEN | Elderslie |  | 91.372 | 100.007 | 107.631 | 115.038 | 122.941 | 130.935 | 131.764 | 134.437 | 139.194 | 142.833 | 147.048 | 151.153 | 155.196 | 163.458 | 172.413 | 181.723 | 191.494 | 201.248 | 211.546 | 223.665 | 235.619 | 247.292 | 259.173 | 266.69 | 279.092 | 292.608 | 306.744 | 321.259
Counterfactual | Dem_BB003 | GWh | SPEN | Erskine |  | 59.966 | 65.485 | 70.577 | 75.721 | 81.319 | 87.173 | 86.143 | 88.53 | 92.134 | 95.249 | 98.821 | 102.403 | 106.028 | 112.17 | 118.838 | 125.718 | 132.872 | 139.964 | 147.144 | 155.3 | 163.306 | 171.07 | 178.977 | 183.972 | 191.474 | 199.418 | 207.76 | 216.344
Counterfactual | Dem_BB003 | GWh | SPEN | Finnieston |  | 70.714 | 76.958 | 82.586 | 88.168 | 93.853 | 99.417 | 100.732 | 102.166 | 104.324 | 106.253 | 108.465 | 110.417 | 112.402 | 115.292 | 118.646 | 122.208 | 126.061 | 130.04 | 133.909 | 138.171 | 142.345 | 146.341 | 150.434 | 152.993 | 157.139 | 162.073 | 167.386 | 172.947
Counterfactual | Dem_BB003 | GWh | SPEN | Galashiels |  | 113.985 | 119.181 | 123.82 | 128.593 | 133.846 | 139.245 | 142.974 | 146.712 | 151.878 | 156.704 | 162.221 | 167.646 | 173.261 | 181.464 | 190.567 | 199.963 | 209.767 | 219.546 | 229.048 | 239.485 | 249.682 | 259.503 | 269.501 | 275.761 | 284.655 | 294.146 | 304.232 | 314.688
Counterfactual | Dem_BB003 | GWh | SPEN | Giffnock |  | 220.901 | 227.482 | 232.394 | 237.019 | 242.932 | 249.362 | 255.089 | 261.282 | 271.237 | 279.547 | 289.209 | 298.933 | 308.793 | 326.276 | 345.375 | 365.131 | 385.703 | 406.13 | 427.046 | 451.069 | 474.68 | 497.629 | 520.985 | 535.72 | 558.313 | 582.353 | 607.514 | 633.361
Counterfactual | Dem_BB003 | GWh | SPEN | Glenlee |  | 0 | 0 | 0 | 0 | 0 | 0 | 0 | 0 | 0 | 0 | 0 | 0 | 0 | 0 | 0 | 0 | 0 | 0 | 0 | 0 | 0 | 0 | 0 | 0 | 0 | 0 | 0 | 0
Counterfactual | Dem_BB003 | GWh | SPEN | Glenluce |  | 59.374 | 64.28 | 68.825 | 73.394 | 78.19 | 83.05 | 85.633 | 87.979 | 91.098 | 94.117 | 97.582 | 101.007 | 104.591 | 109.531 | 115.056 | 120.736 | 126.64 | 132.536 | 138.151 | 144.216 | 150.138 | 155.817 | 161.592 | 165.2 | 170.056 | 175.158 | 180.607 | 186.278
Counterfactual | Dem_BB003 | GWh | SPEN | Glenniston |  | 87.359 | 86.456 | 84.846 | 83.245 | 82.128 | 81.248 | 82.954 | 84.655 | 87.378 | 89.67 | 92.337 | 94.954 | 97.618 | 102.218 | 107.254 | 112.494 | 117.988 | 123.486 | 129.101 | 135.465 | 141.706 | 147.772 | 153.943 | 157.878 | 163.899 | 170.435 | 177.316 | 184.416
Counterfactual | Dem_BB003 | GWh | SPEN | Glenrothes |  | 86.71 | 94.132 | 100.682 | 107.018 | 113.673 | 120.328 | 122.714 | 125.105 | 129.03 | 132.272 | 136.047 | 139.706 | 143.402 | 149.99 | 157.165 | 164.659 | 172.526 | 180.42 | 188.529 | 197.77 | 206.85 | 215.655 | 224.636 | 230.364 | 239.299 | 249.075 | 259.368 | 269.974
Counterfactual | Dem_BB003 | GWh | SPEN | Gorgie |  | 85.635 | 90.567 | 94.652 | 98.608 | 102.905 | 107.2 | 108.903 | 110.728 | 113.99 | 116.496 | 119.396 | 122.115 | 124.774 | 130.149 | 136.058 | 142.238 | 148.789 | 155.393 | 162.313 | 170.453 | 178.484 | 186.309 | 194.282 | 199.303 | 207.792 | 217.277 | 227.241 | 237.494
Counterfactual | Dem_BB003 | GWh | SPEN | Govan |  | 117.01 | 121.407 | 124.921 | 128.466 | 132.461 | 136.538 | 139.201 | 141.946 | 146.117 | 149.742 | 153.914 | 157.88 | 161.906 | 168.42 | 175.691 | 183.279 | 191.285 | 199.357 | 207.398 | 216.492 | 225.412 | 234.035 | 242.825 | 248.321 | 256.942 | 266.501 | 276.633 | 287.125
Counterfactual | Dem_BB003 | GWh | SPEN | Grangemouth A |  | 104.235 | 117.548 | 129.656 | 141.181 | 152.861 | 164.448 | 167.253 | 170.061 | 174.364 | 178.279 | 182.959 | 187.523 | 192.351 | 199.229 | 207.089 | 215.345 | 224.033 | 232.812 | 241.295 | 250.532 | 259.555 | 268.197 | 277.022 | 282.506 | 290.299 | 298.83 | 307.916 | 317.373
Counterfactual | Dem_BB003 | GWh | SPEN | Grangemouth C |  | 69.614 | 80.05 | 89.757 | 99.072 | 108.495 | 117.867 | 120.399 | 122.868 | 126.429 | 129.776 | 133.734 | 137.669 | 141.843 | 147.628 | 154.17 | 160.984 | 168.102 | 175.25 | 182.089 | 189.463 | 196.657 | 203.541 | 210.567 | 214.937 | 220.838 | 227.11 | 233.803 | 240.756
Counterfactual | Dem_BB003 | GWh | SPEN | Haggs Road |  | 109.791 | 116.827 | 122.835 | 128.665 | 135.005 | 141.45 | 144.555 | 147.679 | 152.722 | 156.924 | 161.788 | 166.559 | 171.383 | 179.91 | 189.271 | 198.996 | 209.177 | 219.343 | 229.733 | 241.665 | 253.398 | 264.788 | 276.39 | 283.693 | 295.141 | 307.545 | 320.574 | 333.987
Counterfactual | Dem_BB003 | GWh | SPEN | Hawick |  | 64.818 | 71.064 | 76.871 | 82.619 | 88.633 | 94.684 | 97.206 | 99.729 | 103.385 | 106.672 | 110.46 | 114.215 | 118.073 | 124.106 | 130.761 | 137.624 | 144.774 | 151.895 | 158.95 | 166.84 | 174.559 | 182.023 | 189.618 | 194.388 | 201.366 | 208.784 | 216.612 | 224.711
Counterfactual | Dem_BB003 | GWh | SPEN | Helensburgh |  | 48.589 | 55.872 | 62.468 | 68.765 | 75.152 | 81.429 | 82.594 | 83.798 | 86.039 | 87.768 | 89.806 | 91.748 | 93.678 | 97.476 | 101.651 | 106.049 | 110.707 | 115.408 | 120.336 | 126.047 | 131.675 | 137.144 | 142.732 | 146.289 | 152.121 | 158.621 | 165.447 | 172.482
Counterfactual | Dem_BB003 | GWh | SPEN | Hunterston Farm |  | 12.29 | 13.261 | 14.083 | 14.865 | 15.691 | 16.509 | 16.745 | 16.986 | 17.456 | 17.803 | 18.202 | 18.582 | 18.946 | 19.737 | 20.604 | 21.513 | 22.481 | 23.454 | 24.5 | 25.724 | 26.926 | 28.113 | 29.316 | 30.077 | 31.384 | 32.843 | 34.369 | 35.945
Counterfactual | Dem_BB003 | GWh | SPEN | Inverkeithing |  | 144.436 | 146.499 | 147.076 | 147.504 | 148.746 | 150.268 | 153.058 | 155.85 | 160.998 | 164.86 | 169.353 | 173.689 | 177.944 | 186.913 | 196.508 | 206.525 | 217.074 | 227.638 | 238.913 | 252.099 | 265.103 | 277.808 | 290.74 | 299.063 | 312.705 | 327.702 | 343.39 | 359.496
Counterfactual | Dem_BB003 | GWh | SPEN | Johnstone |  | 127.581 | 138.043 | 148.566 | 159.847 | 172.619 | 186.64 | 181.547 | 189.649 | 200.198 | 210.378 | 221.976 | 233.962 | 246.464 | 264.481 | 284.019 | 303.903 | 324.271 | 344.231 | 363.575 | 384.563 | 405.084 | 424.846 | 444.907 | 457.601 | 473.876 | 489.899 | 506.795 | 524.225
Counterfactual | Dem_BB003 | GWh | SPEN | Kaimes |  | 191.179 | 231.229 | 269.528 | 306.838 | 344.515 | 381.664 | 389.81 | 398.613 | 412.338 | 424.074 | 437.678 | 451.089 | 464.751 | 487.815 | 513.226 | 539.587 | 567.148 | 594.649 | 622.43 | 654.056 | 685.108 | 715.211 | 745.862 | 765.141 | 794.655 | 826.471 | 859.929 | 894.417
Counterfactual | Dem_BB003 | GWh | SPEN | Kendoon |  | 0 | 0 | 0 | 0 | 0 | 0 | 0 | 0 | 0 | 0 | 0 | 0 | 0 | 0 | 0 | 0 | 0 | 0 | 0 | 0 | 0 | 0 | 0 | 0 | 0 | 0 | 0 | 0
Counterfactual | Dem_BB003 | GWh | SPEN | Kilbowie 11 |  | 24.653 | 24.673 | 24.491 | 24.319 | 24.312 | 24.387 | 25.037 | 25.676 | 26.701 | 27.544 | 28.526 | 29.501 | 30.489 | 32.304 | 34.21 | 36.186 | 38.244 | 40.291 | 42.407 | 44.819 | 47.195 | 49.499 | 51.848 | 53.359 | 55.641 | 58.073 | 60.626 | 63.241
Counterfactual | Dem_BB003 | GWh | SPEN | Kilbowie 33 |  | 62.29 | 67.748 | 72.398 | 76.744 | 81.266 | 85.765 | 86.788 | 87.891 | 90.007 | 91.637 | 93.622 | 95.505 | 97.427 | 101.051 | 105.03 | 109.249 | 113.726 | 118.263 | 122.96 | 128.356 | 133.665 | 138.802 | 144.056 | 147.395 | 152.762 | 158.768 | 165.091 | 171.61
Counterfactual | Dem_BB003 | GWh | SPEN | Killermont |  | 312.303 | 296.893 | 279.183 | 261.764 | 246.577 | 232.79 | 238.304 | 244.032 | 253.136 | 260.825 | 269.794 | 278.81 | 288.011 | 304.019 | 321.354 | 339.296 | 357.989 | 376.545 | 395.559 | 417.096 | 438.255 | 458.796 | 479.695 | 493.068 | 513.012 | 534.197 | 556.396 | 579.228
Counterfactual | Dem_BB003 | GWh | SPEN | Kilwinning |  | 99.677 | 111.553 | 122.261 | 132.748 | 143.665 | 154.428 | 157.563 | 160.664 | 166.429 | 170.608 | 175.361 | 179.869 | 184.149 | 193.968 | 204.475 | 215.416 | 226.948 | 238.48 | 250.934 | 265.822 | 280.524 | 294.937 | 309.606 | 318.943 | 334.982 | 352.726 | 371.258 | 390.29
Counterfactual | Dem_BB003 | GWh | SPEN | Lesmahagow |  | 0 | 6.804 | 13.8 | 20.678 | 27.518 | 34.304 | 36.183 | 37.884 | 40.019 | 42.155 | 44.6 | 47.149 | 49.835 | 53.49 | 57.481 | 61.534 | 65.675 | 69.726 | 73.574 | 77.672 | 81.672 | 85.508 | 89.4 | 91.854 | 94.78 | 97.565 | 100.513 | 103.559
Counterfactual | Dem_BB003 | GWh | SPEN | Leven |  | 140.113 | 142.792 | 144.5 | 146.21 | 148.665 | 151.473 | 155.52 | 159.465 | 165.244 | 170.435 | 176.451 | 182.462 | 188.675 | 198.431 | 209.108 | 220.145 | 231.631 | 243.05 | 254.436 | 267.047 | 279.416 | 291.359 | 303.513 | 311.245 | 322.293 | 333.979 | 346.307 | 359.037
Counterfactual | Dem_BB003 | GWh | SPEN | Livingston East |  | 221.41 | 214.789 | 208.788 | 203.866 | 200.399 | 197.876 | 206.737 | 216.027 | 227.713 | 239.3 | 252.463 | 266.018 | 280.207 | 299.718 | 320.972 | 342.573 | 364.692 | 386.404 | 407.095 | 429.219 | 450.809 | 471.532 | 492.566 | 505.847 | 522.21 | 538.166 | 555.092 | 572.619
Counterfactual | Dem_BB003 | GWh | SPEN | Maybole |  | 58.794 | 64.576 | 70.61 | 76.915 | 83.569 | 90.464 | 95.376 | 99.89 | 105.205 | 110.801 | 117.173 | 123.753 | 130.743 | 139.435 | 149.012 | 158.71 | 168.618 | 178.332 | 187.246 | 196.435 | 205.366 | 213.862 | 222.477 | 227.888 | 233.68 | 239.014 | 244.759 | 250.756
Counterfactual | Dem_BB003 | GWh | SPEN | Moffat |  | 56.962 | 61.471 | 65.565 | 69.703 | 74.092 | 78.558 | 81.004 | 83.245 | 86.3 | 89.172 | 92.455 | 95.703 | 99.061 | 103.936 | 109.331 | 114.891 | 120.675 | 126.442 | 132.026 | 138.145 | 144.126 | 149.884 | 155.739 | 159.414 | 164.559 | 170.007 | 175.798 | 181.807
Counterfactual | Dem_BB003 | GWh | SPEN | Newarthill |  | 316.454 | 322.536 | 326.85 | 331.374 | 337.894 | 345.517 | 358.879 | 370.595 | 386.922 | 402.045 | 419.481 | 437.294 | 455.788 | 483.788 | 514.447 | 545.896 | 578.37 | 610.415 | 641.905 | 676.694 | 710.768 | 743.658 | 777.092 | 798.144 | 827.075 | 856.672 | 887.839 | 919.966
Counterfactual | Dem_BB003 | GWh | SPEN | Newton Stewart |  | 34.704 | 38.836 | 42.928 | 47.129 | 51.51 | 56.007 | 58.857 | 61.298 | 64.188 | 67.23 | 70.698 | 74.252 | 78.024 | 82.675 | 87.823 | 93.058 | 98.422 | 103.706 | 108.542 | 113.513 | 118.351 | 122.936 | 127.598 | 130.514 | 133.687 | 136.693 | 139.934 | 143.32
Counterfactual | Dem_BB003 | GWh | SPEN | Paisley |  | 97.603 | 101.78 | 105.216 | 108.689 | 112.505 | 116.394 | 116.757 | 118.643 | 121.529 | 124.058 | 126.993 | 129.676 | 132.416 | 136.634 | 141.452 | 146.543 | 151.951 | 157.488 | 162.91 | 169.006 | 174.973 | 180.731 | 186.598 | 190.241 | 196.073 | 202.763 | 209.896 | 217.315
Counterfactual | Dem_BB003 | GWh | SPEN | Partick |  | 54.296 | 76.784 | 98.315 | 119.241 | 140.02 | 160.327 | 163.091 | 165.962 | 170.621 | 174.528 | 179.074 | 183.386 | 187.759 | 195.268 | 203.551 | 212.239 | 221.413 | 230.675 | 240.089 | 250.76 | 261.243 | 271.388 | 281.734 | 288.305 | 298.647 | 310.157 | 322.311 | 334.878
Counterfactual | Dem_BB003 | GWh | SPEN | Port Dundas |  | 104.689 | 112.6 | 119.647 | 126.575 | 133.847 | 141.15 | 144.04 | 147.007 | 151.371 | 155.308 | 159.877 | 164.291 | 168.85 | 175.79 | 183.503 | 191.545 | 199.991 | 208.489 | 216.854 | 226.091 | 235.136 | 243.843 | 252.725 | 258.334 | 266.578 | 275.596 | 285.176 | 295.102
Counterfactual | Dem_BB003 | GWh | SPEN | Portobello |  | 329.548 | 338.376 | 344.711 | 350.963 | 358.59 | 366.541 | 372.834 | 379.784 | 390.92 | 400.28 | 411.126 | 421.478 | 431.937 | 449.837 | 469.765 | 490.589 | 512.553 | 534.672 | 557.041 | 582.618 | 607.735 | 632.073 | 656.888 | 672.431 | 697.204 | 724.645 | 753.62 | 783.553
Counterfactual | Dem_BB003 | GWh | SPEN | Ravenscraig |  | 5.733 | 10.207 | 14.721 | 19.192 | 23.667 | 28.12 | 29.562 | 30.808 | 32.361 | 33.93 | 35.726 | 37.59 | 39.553 | 42.148 | 45.011 | 47.923 | 50.906 | 53.836 | 56.584 | 59.493 | 62.327 | 65.039 | 67.8 | 69.531 | 71.568 | 73.527 | 75.616 | 77.783
Counterfactual | Dem_BB003 | GWh | SPEN | Redhouse |  | 97.97 | 112.895 | 126.572 | 139.728 | 152.957 | 165.919 | 168.018 | 170.269 | 174.087 | 177.284 | 181.074 | 184.578 | 188.17 | 194.072 | 200.791 | 207.931 | 215.554 | 223.331 | 231.127 | 239.944 | 248.579 | 256.915 | 265.435 | 270.788 | 279.369 | 289.175 | 299.587 | 310.388
Counterfactual | Dem_BB003 | GWh | SPEN | Saltcoats A |  | 102.981 | 110.924 | 117.456 | 123.312 | 129.314 | 135.318 | 136.166 | 137.314 | 139.33 | 141.235 | 143.677 | 145.986 | 148.551 | 151.686 | 155.584 | 159.829 | 164.399 | 169.144 | 173.561 | 178.219 | 182.741 | 187.005 | 191.392 | 194.084 | 197.776 | 202.086 | 206.753 | 211.643
Counterfactual | Dem_BB003 | GWh | SPEN | Saltcoats B |  | 86.532 | 97.279 | 106.724 | 115.502 | 124.365 | 133.139 | 134.404 | 135.912 | 138.622 | 140.943 | 143.81 | 146.555 | 149.497 | 153.904 | 158.956 | 164.346 | 170.093 | 175.964 | 181.791 | 188.106 | 194.27 | 200.17 | 206.213 | 210.085 | 215.672 | 221.976 | 228.681 | 235.659
Counterfactual | Dem_BB003 | GWh | SPEN | Shrubhill |  | 237.19 | 233.034 | 227.332 | 221.989 | 217.673 | 213.692 | 216.979 | 220.591 | 226.491 | 231.337 | 236.901 | 242.013 | 247.091 | 256.077 | 266.109 | 276.662 | 287.885 | 299.283 | 310.872 | 324.232 | 337.36 | 350.086 | 363.07 | 371.205 | 384.76 | 400.153 | 416.451 | 433.332
Counterfactual | Dem_BB003 | GWh | SPEN | Sighthill |  | 347.569 | 353.359 | 356.961 | 360.797 | 366.121 | 371.851 | 378.455 | 386.035 | 397.779 | 407.84 | 419.427 | 430.493 | 441.692 | 460.324 | 481.014 | 502.588 | 525.313 | 548.175 | 571.148 | 597.248 | 622.861 | 647.664 | 672.935 | 688.782 | 713.71 | 741.267 | 770.398 | 800.534
Counterfactual | Dem_BB003 | GWh | SPEN | Spango Valley |  | 91.977 | 99.311 | 105.892 | 112.418 | 119.207 | 125.951 | 128.456 | 130.926 | 134.602 | 137.866 | 141.621 | 145.162 | 148.778 | 154.392 | 160.705 | 167.305 | 174.281 | 181.333 | 188.285 | 196.073 | 203.71 | 211.072 | 218.584 | 223.265 | 230.537 | 238.669 | 247.311 | 256.277
Counterfactual | Dem_BB003 | GWh | SPEN | St Andrews Cross |  | 126.131 | 126.681 | 126.224 | 125.823 | 125.969 | 126.274 | 128.345 | 130.503 | 134.083 | 137.005 | 140.395 | 143.539 | 146.689 | 152.316 | 158.587 | 165.176 | 172.154 | 179.232 | 186.44 | 194.765 | 202.943 | 210.893 | 218.988 | 224.059 | 232.426 | 241.852 | 251.799 | 262.081
Counterfactual | Dem_BB003 | GWh | SPEN | Stirling |  | 178.543 | 189.064 | 198.034 | 206.845 | 216.092 | 225.258 | 227.375 | 230.54 | 235.548 | 239.899 | 244.974 | 249.535 | 254.19 | 261.388 | 269.636 | 278.408 | 287.827 | 297.508 | 307.061 | 317.708 | 328.141 | 338.173 | 348.43 | 354.851 | 365.216 | 377.305 | 390.226 | 403.692
Counterfactual | Dem_BB003 | GWh | SPEN | Strathaven |  | 213.807 | 213.444 | 211.104 | 208.643 | 207.122 | 205.91 | 208.533 | 211.329 | 216.426 | 220.411 | 225.088 | 229.401 | 233.695 | 241.825 | 250.999 | 260.714 | 271.079 | 281.623 | 292.489 | 305.169 | 317.657 | 329.78 | 342.159 | 349.88 | 363.004 | 377.913 | 393.631 | 409.874
Counterfactual | Dem_BB003 | GWh | SPEN | Strathleven |  | 143.714 | 147.64 | 151.085 | 154.869 | 159.507 | 164.683 | 168.249 | 173.772 | 180.978 | 188.006 | 196.081 | 204.251 | 212.816 | 224.645 | 237.63 | 250.945 | 264.684 | 278.289 | 291.298 | 305.218 | 318.79 | 331.815 | 345.052 | 353.44 | 364.121 | 374.969 | 386.507 | 398.488
Counterfactual | Dem_BB003 | GWh | SPEN | Telford Road |  | 71.622 | 77.741 | 83.134 | 88.315 | 93.853 | 99.425 | 101.401 | 103.594 | 107.408 | 110.387 | 113.84 | 117.256 | 120.645 | 127.368 | 134.659 | 142.215 | 150.133 | 158.01 | 166.277 | 175.974 | 185.519 | 194.845 | 204.331 | 210.329 | 220.044 | 230.544 | 241.519 | 252.772
Counterfactual | Dem_BB003 | GWh | SPEN | Tongland |  | 21.599 | 41.753 | 61.406 | 80.522 | 99.288 | 117.512 | 119.088 | 120.736 | 123.277 | 125.535 | 128.176 | 130.562 | 133.004 | 136.571 | 140.758 | 145.222 | 150.009 | 154.939 | 159.701 | 165.009 | 170.204 | 175.186 | 180.285 | 183.41 | 188.469 | 194.391 | 200.733 | 207.355
Counterfactual | Dem_BB003 | GWh | SPEN | West George Street |  | 229.343 | 219.499 | 208.768 | 198.8 | 189.436 | 180.207 | 182.352 | 184.749 | 188.045 | 191.176 | 194.748 | 197.679 | 200.695 | 204.267 | 208.614 | 213.333 | 218.519 | 224.047 | 229.1 | 234.451 | 239.66 | 244.576 | 249.619 | 252.706 | 257.865 | 264.491 | 271.767 | 279.505
Counterfactual | Dem_BB003 | GWh | SPEN | Westfield |  | 71.281 | 79.974 | 87.971 | 95.73 | 103.786 | 111.848 | 114.696 | 117.474 | 121.866 | 125.57 | 129.861 | 134.148 | 138.504 | 146.127 | 154.359 | 162.885 | 171.765 | 180.599 | 189.66 | 199.935 | 210.032 | 219.826 | 229.805 | 236.193 | 245.796 | 256.044 | 266.799 | 277.857
Counterfactual | Dem_BB003 | GWh | SPEN | Whitehouse |  | 229.497 | 220.229 | 209.427 | 199.05 | 190.134 | 181.915 | 185.688 | 189.727 | 196.615 | 201.986 | 208.121 | 214.052 | 219.854 | 231.469 | 244.02 | 257.046 | 270.726 | 284.386 | 298.753 | 315.6 | 332.208 | 348.419 | 364.919 | 375.386 | 392.622 | 411.514 | 431.298 | 451.627
Counterfactual | Dem_BB003 | GWh | SPEN | Wishaw |  | 232.684 | 241.909 | 248.797 | 255.314 | 262.825 | 270.514 | 275.112 | 279.695 | 287.749 | 294.108 | 301.515 | 308.576 | 315.597 | 328.955 | 343.753 | 359.263 | 375.661 | 392.175 | 409.273 | 429.207 | 448.83 | 467.921 | 487.389 | 499.599 | 519.795 | 542.24 | 565.827 | 590.128
Counterfactual | Dem_BB003 | GWh | SPEN Manweb | Birkenhead |  | 883.904 | 901.761 | 910.097 | 915.948 | 925.615 | 937.456 | 954.305 | 970.462 | 990.644 | 1012.965 | 1039.997 | 1066.808 | 1095.567 | 1133.801 | 1178.92 | 1226.309 | 1276.07 | 1326.25 | 1382.74 | 1435.396 | 1486.743 | 1535.811 | 1585.926 | 1630.135 | 1673.678 | 1720.52 | 1770.391 | 1822.186
Counterfactual | Dem_BB003 | GWh | SPEN Manweb | Capenhurst |  | 1296.02 | 1315.394 | 1321.532 | 1324.427 | 1331.324 | 1340.026 | 1352.517 | 1366.838 | 1385.848 | 1407.088 | 1433.596 | 1458.272 | 1485.39 | 1515.72 | 1554.741 | 1596.926 | 1642.332 | 1689.502 | 1738.328 | 1783.91 | 1828.1 | 1869.694 | 1912.433 | 1947.409 | 1983.787 | 2026.601 | 2073.161 | 2122.21
Counterfactual | Dem_BB003 | GWh | SPEN Manweb | Carrington |  | 1504.132 | 1476.128 | 1433.302 | 1387.75 | 1349.044 | 1314.904 | 1329.957 | 1347.214 | 1368.139 | 1393.148 | 1424.22 | 1454.5 | 1487.756 | 1525.722 | 1573.752 | 1624.948 | 1679.243 | 1734.75 | 1794.008 | 1848.568 | 1901.542 | 1951.606 | 2002.935 | 2046.233 | 2087.978 | 2134.339 | 2184.356 | 2236.743
Counterfactual | Dem_BB003 | GWh | SPEN Manweb | Connah's Quay |  | 968.099 | 980.108 | 981.132 | 979.184 | 980.578 | 983.535 | 992.635 | 1002.315 | 1012.908 | 1027.367 | 1045.681 | 1062.755 | 1081.419 | 1096.429 | 1124.482 | 1154.969 | 1187.855 | 1222.038 | 1254.505 | 1288.505 | 1321.53 | 1352.741 | 1384.83 | 1413.388 | 1442.169 | 1475.988 | 1512.483 | 1550.746
Counterfactual | Dem_BB003 | GWh | SPEN Manweb | Fiddlers Ferry |  | 1410.017 | 1436.476 | 1452.131 | 1465.995 | 1485.445 | 1508.236 | 1536.075 | 1566.415 | 1603.32 | 1644.079 | 1692.694 | 1740.898 | 1793.093 | 1856.182 | 1929.013 | 2005.118 | 2084.712 | 2164.954 | 2248.865 | 2325.996 | 2400.858 | 2471.673 | 2543.989 | 2603.424 | 2658.536 | 2716.809 | 2779.823 | 2845.947
Counterfactual | Dem_BB003 | GWh | SPEN Manweb | Frodsham |  | 1385.751 | 1314.605 | 1236.74 | 1161.177 | 1094.965 | 1035.697 | 1066.636 | 1099.496 | 1137.296 | 1179.579 | 1229.001 | 1279.802 | 1334.01 | 1403.232 | 1482.123 | 1563.168 | 1646.703 | 1729.342 | 1818.081 | 1901.43 | 1982.63 | 2060.168 | 2139.055 | 2205.004 | 2265.983 | 2326.382 | 2390.652 | 2457.349
Counterfactual | Dem_BB003 | GWh | SPEN Manweb | Kirkby (_D) |  | 860.968 | 878.329 | 886.773 | 892.955 | 902.274 | 913.331 | 927.306 | 940.817 | 958.289 | 977.427 | 1000.835 | 1023.666 | 1048.535 | 1079.27 | 1115.481 | 1153.842 | 1194.391 | 1235.682 | 1280.53 | 1321.358 | 1361.022 | 1398.575 | 1437.021 | 1470.036 | 1501.532 | 1536.195 | 1573.566 | 1612.703
Counterfactual | Dem_BB003 | GWh | SPEN Manweb | Legacy |  | 1226.18 | 1254.286 | 1271.218 | 1286.052 | 1305.714 | 1327.809 | 1353.013 | 1377.114 | 1402.416 | 1434.597 | 1473.201 | 1511.045 | 1551.743 | 1588.072 | 1645.597 | 1706.119 | 1769.812 | 1834.379 | 1887.851 | 1949.593 | 2009.55 | 2066.305 | 2124.348 | 2161.939 | 2207.395 | 2256.872 | 2310.332 | 2366.421
Counterfactual | Dem_BB003 | GWh | SPEN Manweb | Lister Drive |  | 1334.718 | 1350.608 | 1354.632 | 1357.022 | 1365.952 | 1378.223 | 1406.973 | 1434.438 | 1469.769 | 1506.694 | 1550.574 | 1594.024 | 1639.803 | 1710.986 | 1787.76 | 1867.85 | 1951.698 | 2035.81 | 2140.318 | 2233.423 | 2324.494 | 2412.085 | 2501.396 | 2588.438 | 2671.308 | 2760.203 | 2854.24 | 2951.543
Counterfactual | Dem_BB003 | GWh | SPEN Manweb | Pentir |  | 452.584 | 471.554 | 485.885 | 499.04 | 513.795 | 529.087 | 537.988 | 546.47 | 553.932 | 565.246 | 578.901 | 592.079 | 606.141 | 616.538 | 637.536 | 659.784 | 683.358 | 707.368 | 726.07 | 749.847 | 772.987 | 794.988 | 817.503 | 832.208 | 851.373 | 872.789 | 895.795 | 919.848
Counterfactual | Dem_BB003 | GWh | SPEN Manweb | Rainhill |  | 1422.308 | 1456.885 | 1475.132 | 1487.845 | 1504.727 | 1524.047 | 1539.587 | 1555.698 | 1577.541 | 1602.238 | 1633.682 | 1663.925 | 1697.924 | 1732.831 | 1777.884 | 1826.566 | 1878.647 | 1932.56 | 1984.461 | 2032.858 | 2079.543 | 2123 | 2167.744 | 2200.901 | 2232.927 | 2269.903 | 2310.645 | 2353.88
Counterfactual | Dem_BB003 | GWh | SPEN Manweb | St. Asaph |  | 96.814 | 115.208 | 132.823 | 150.001 | 167.496 | 185.152 | 192.271 | 198.353 | 204.41 | 212.122 | 221.152 | 230.46 | 240.48 | 250.286 | 263.744 | 277.562 | 291.775 | 305.85 | 317.543 | 330.502 | 343.069 | 354.967 | 367.062 | 374.816 | 382.722 | 390.198 | 398.288 | 406.762
Counterfactual | Dem_BB003 | GWh | SPEN Manweb | Trawsfynydd |  | 390.208 | 417.033 | 441.307 | 465.354 | 491.52 | 518.836 | 538.388 | 555.389 | 568.924 | 589.952 | 614.446 | 639.505 | 666.145 | 688.365 | 725.602 | 763.886 | 803.373 | 842.508 | 873.047 | 910.471 | 946.869 | 981.495 | 1016.741 | 1038.237 | 1063.701 | 1088.789 | 1115.677 | 1143.708
Counterfactual | Dem_BB003 | GWh | SPEN Manweb | Wylfa |  | 200.834 | 204.843 | 207.084 | 209.076 | 211.84 | 214.943 | 219.034 | 222.862 | 226.427 | 231.476 | 237.504 | 243.35 | 249.599 | 254.049 | 262.847 | 272.115 | 281.917 | 291.882 | 299.056 | 308.515 | 317.698 | 326.386 | 335.28 | 339.934 | 346.969 | 354.767 | 363.214 | 372.082
Counterfactual | Dem_BB003 | GWh | SPTL | Direct(SPTL) |  | 668.703 | 702.992 | 734.61 | 766.867 | 802.408 | 839.153 | 865.588 | 891.434 | 927.229 | 960.459 | 998.562 | 1036.797 | 1076.358 | 1135.563 | 1200.627 | 1267.549 | 1336.917 | 1405.706 | 1473.029 | 1547.264 | 1619.944 | 1690.037 | 1761.29 | 1806.117 | 1868.775 | 1934.145 | 2003.257 | 2074.702
Counterfactual | Dem_BB003 | GWh | SSEN (SHEPD) | Abernethy |  | 141.763 | 149.384 | 155.62 | 161.237 | 167.187 | 173.215 | 175.11 | 177.344 | 180.558 | 183.848 | 187.915 | 191.873 | 196.169 | 201.573 | 208.097 | 215.044 | 222.428 | 229.954 | 236.742 | 244.227 | 251.503 | 258.407 | 265.486 | 269.671 | 275.506 | 282.013 | 289.013 | 296.332
Counterfactual | Dem_BB003 | GWh | SSEN (SHEPD) | Alness |  | 102.414 | 106.982 | 110.968 | 114.83 | 118.866 | 122.785 | 123.915 | 125.197 | 126.137 | 127.918 | 130.11 | 132.065 | 134.164 | 135.804 | 138.862 | 142.2 | 145.855 | 149.694 | 151.764 | 155.355 | 158.839 | 162.114 | 165.496 | 166.243 | 169.178 | 172.845 | 176.858 | 181.091
Counterfactual | Dem_BB003 | GWh | SSEN (SHEPD) | Arbroath |  | 178.33 | 170.089 | 160.738 | 151.712 | 143.595 | 135.917 | 137.996 | 140.181 | 143.405 | 146.348 | 149.787 | 152.982 | 156.198 | 161.456 | 167.608 | 174.1 | 181.006 | 188.022 | 194.667 | 202.71 | 210.609 | 218.246 | 226.051 | 230.578 | 238.494 | 247.461 | 256.963 | 266.807
Counterfactual | Dem_BB003 | GWh | SSEN (SHEPD) | Ardkinglas |  | 0 | 0 | 0 | 0 | 0 | 0 | 0 | 0 | 0 | 0 | 0 | 0 | 0 | 0 | 0 | 0 | 0 | 0 | 0 | 0 | 0 | 0 | 0 | 0 | 0 | 0 | 0 | 0
Counterfactual | Dem_BB003 | GWh | SSEN (SHEPD) | Ardmore |  | 133.553 | 133.662 | 132.902 | 132.092 | 131.854 | 131.838 | 134.058 | 136.183 | 138.567 | 141.466 | 144.948 | 148.333 | 151.91 | 156.151 | 161.972 | 168.102 | 174.593 | 181.171 | 186.239 | 193.045 | 199.693 | 206.053 | 212.56 | 215.391 | 221.071 | 227.369 | 234.082 | 241.07
Counterfactual | Dem_BB003 | GWh | SSEN (SHEPD) | Beauly |  | 75.8 | 84.55 | 92.752 | 100.7 | 108.677 | 116.419 | 117.648 | 118.988 | 120.53 | 122.401 | 124.686 | 126.739 | 128.887 | 131.317 | 134.924 | 138.823 | 143.028 | 147.392 | 150.635 | 155.171 | 159.599 | 163.826 | 168.162 | 169.929 | 174.073 | 178.986 | 184.275 | 189.799
Counterfactual | Dem_BB003 | GWh | SSEN (SHEPD) | Berryburn |  | 0 | 0 | 0 | 0 | 0 | 0 | 0 | 0 | 0 | 0 | 0 | 0 | 0 | 0 | 0 | 0 | 0 | 0 | 0 | 0 | 0 | 0 | 0 | 0 | 0 | 0 | 0 | 0
Counterfactual | Dem_BB003 | GWh | SSEN (SHEPD) | Boat of Garten |  | 96.064 | 96.04 | 95.815 | 95.811 | 96.226 | 96.877 | 99.959 | 102.804 | 105.905 | 109.514 | 113.697 | 117.897 | 122.391 | 127.395 | 133.451 | 139.693 | 146.163 | 152.603 | 157.902 | 163.829 | 169.58 | 175.02 | 180.558 | 183.478 | 187.256 | 191.053 | 195.199 | 199.553
Counterfactual | Dem_BB003 | GWh | SSEN (SHEPD) | Braco West |  | 162.214 | 152.645 | 143.116 | 134.343 | 126.716 | 119.889 | 121.317 | 125.723 | 131.14 | 136.691 | 143.029 | 149.491 | 156.245 | 165.515 | 175.806 | 186.331 | 197.167 | 207.863 | 217.772 | 228.759 | 239.486 | 249.787 | 260.251 | 266.6 | 275.016 | 283.475 | 292.452 | 301.751
Counterfactual | Dem_BB003 | GWh | SSEN (SHEPD) | Bridge of Dun |  | 97.117 | 101.249 | 105.101 | 109.084 | 113.482 | 118.002 | 121.164 | 124.279 | 128.289 | 132.332 | 137.007 | 141.661 | 146.532 | 153.288 | 160.925 | 168.818 | 177.03 | 185.223 | 192.816 | 201.34 | 209.668 | 217.662 | 225.802 | 230.704 | 237.603 | 244.878 | 252.608 | 260.641
Counterfactual | Dem_BB003 | GWh | SSEN (SHEPD) | Broadford-Skye |  | 44.989 | 48.756 | 52.239 | 55.648 | 59.136 | 62.596 | 63.733 | 64.846 | 66.109 | 67.595 | 69.356 | 71.046 | 72.858 | 74.795 | 77.318 | 79.978 | 82.791 | 85.659 | 87.936 | 90.612 | 93.204 | 95.659 | 98.164 | 99.389 | 101.325 | 103.486 | 105.844 | 108.326
Counterfactual | Dem_BB003 | GWh | SSEN (SHEPD) | Brora |  | 28.87 | 29.277 | 29.603 | 29.968 | 30.429 | 30.924 | 31.635 | 32.32 | 32.964 | 33.841 | 34.866 | 35.871 | 36.953 | 38.016 | 39.441 | 40.922 | 42.48 | 44.055 | 45.167 | 46.568 | 47.917 | 49.184 | 50.485 | 51.026 | 51.904 | 52.843 | 53.886 | 54.997
Counterfactual | Dem_BB003 | GWh | SSEN (SHEPD) | Burghmuir |  | 160.297 | 163.051 | 165.069 | 167.355 | 170.321 | 173.363 | 176.68 | 180.127 | 185.084 | 189.598 | 194.778 | 199.668 | 204.548 | 212.63 | 222.082 | 231.955 | 242.381 | 252.884 | 262.849 | 275.044 | 287.04 | 298.675 | 310.528 | 317.305 | 329.31 | 342.693 | 356.815 | 371.423
Counterfactual | Dem_BB003 | GWh | SSEN (SHEPD) | Carradale |  | 50.896 | 56.558 | 62.398 | 68.341 | 74.428 | 80.527 | 83.594 | 86.251 | 88.681 | 92 | 95.85 | 99.775 | 104.01 | 108.195 | 113.617 | 119.175 | 124.911 | 130.598 | 134.682 | 139.645 | 144.434 | 148.938 | 153.524 | 155.48 | 158.151 | 160.647 | 163.416 | 166.343
Counterfactual | Dem_BB003 | GWh | SSEN (SHEPD) | Cassley |  | 5.215 | 5.495 | 5.899 | 6.381 | 6.934 | 7.564 | 8.528 | 9.361 | 10.222 | 11.224 | 12.365 | 13.586 | 14.902 | 16.39 | 18.041 | 19.692 | 21.346 | 22.944 | 24.325 | 25.704 | 27.042 | 28.302 | 29.584 | 30.353 | 30.949 | 31.329 | 31.744 | 32.187
Counterfactual | Dem_BB003 | GWh | SSEN (SHEPD) | Ceannacroc |  | 12.411 | 11.073 | 9.716 | 8.416 | 7.205 | 6.062 | 6.34 | 6.594 | 6.86 | 7.176 | 7.544 | 7.913 | 8.311 | 8.779 | 9.328 | 9.886 | 10.461 | 11.022 | 11.493 | 12.021 | 12.526 | 13.024 | 13.511 | 13.78 | 14.103 | 14.411 | 14.735 | 15.083
Counterfactual | Dem_BB003 | GWh | SSEN (SHEPD) | Charleston |  | 97.667 | 95.633 | 92.682 | 89.58 | 86.976 | 84.671 | 85.656 | 86.86 | 88.662 | 90.403 | 92.528 | 94.616 | 96.817 | 100.145 | 103.933 | 107.927 | 112.169 | 116.45 | 120.508 | 125.149 | 129.694 | 134.046 | 138.51 | 141.242 | 145.304 | 149.775 | 154.521 | 159.433
Counterfactual | Dem_BB003 | GWh | SSEN (SHEPD) | Clachan |  | 13.78 | 13.979 | 14.176 | 14.386 | 14.628 | 14.868 | 15.098 | 15.343 | 15.54 | 15.857 | 16.248 | 16.62 | 17.02 | 17.346 | 17.871 | 18.427 | 19.014 | 19.623 | 19.981 | 20.506 | 21.021 | 21.5 | 21.985 | 22.125 | 22.471 | 22.852 | 23.283 | 23.743
Counterfactual | Dem_BB003 | GWh | SSEN (SHEPD) | Clayhills |  | 102.572 | 104.177 | 105.238 | 106.575 | 108.183 | 109.771 | 110.745 | 111.699 | 113.44 | 114.811 | 116.447 | 117.773 | 119.08 | 121.679 | 124.522 | 127.585 | 131.017 | 135.022 | 138.167 | 141.605 | 144.759 | 147.785 | 151.232 | 153.503 | 156.91 | 161.121 | 165.861 | 170.99
Counterfactual | Dem_BB003 | GWh | SSEN (SHEPD) | Coupar Angus |  | 104.318 | 101.835 | 99.688 | 98.013 | 97.008 | 96.451 | 100.875 | 105.345 | 110.609 | 116.193 | 122.578 | 129.183 | 136.178 | 145.301 | 155.288 | 165.442 | 175.825 | 186.015 | 195.364 | 205.353 | 215.09 | 224.384 | 233.819 | 239.683 | 246.466 | 252.9 | 259.769 | 266.891
Counterfactual | Dem_BB003 | GWh | SSEN (SHEPD) | Craigiebuckler |  | 82.802 | 84.836 | 86.55 | 88.612 | 91.498 | 94.878 | 97.743 | 100.622 | 104.362 | 108.255 | 112.668 | 117.014 | 121.361 | 128.627 | 136.288 | 143.916 | 151.591 | 158.933 | 166.776 | 175.648 | 184.421 | 192.818 | 201.065 | 207.323 | 215.122 | 223.026 | 230.963 | 238.766
Counterfactual | Dem_BB003 | GWh | SSEN (SHEPD) | Dallas |  | 0 | 0 | 0 | 0 | 0 | 0 | 0 | 0 | 0 | 0 | 0 | 0 | 0 | 0 | 0 | 0 | 0 | 0 | 0 | 0 | 0 | 0 | 0 | 0 | 0 | 0 | 0 | 0
Counterfactual | Dem_BB003 | GWh | SSEN (SHEPD) | Dounreay |  | 31.041 | 34.868 | 38.368 | 41.688 | 44.974 | 48.149 | 48.321 | 48.58 | 48.82 | 49.257 | 49.836 | 50.309 | 50.841 | 51.135 | 51.858 | 52.699 | 53.659 | 54.712 | 55.286 | 56.202 | 57.082 | 57.903 | 58.749 | 58.934 | 59.689 | 60.766 | 61.959 | 63.233
Counterfactual | Dem_BB003 | GWh | SSEN (SHEPD) | Dudhope |  | 155.142 | 157.165 | 158.655 | 160.607 | 163.131 | 165.622 | 168.592 | 171.725 | 176.186 | 180.217 | 184.771 | 188.938 | 193.029 | 199.89 | 207.889 | 216.27 | 225.186 | 234.239 | 242.831 | 253.372 | 263.738 | 273.798 | 284.057 | 289.937 | 300.681 | 312.917 | 325.884 | 339.319
Counterfactual | Dem_BB003 | GWh | SSEN (SHEPD) | Dunbeath |  | 0 | 0.049 | 0.096 | 0.142 | 0.186 | 0.228 | 0.225 | 0.229 | 0.228 | 0.232 | 0.232 | 0.231 | 0.236 | 0.235 | 0.24 | 0.248 | 0.249 | 0.251 | 0.256 | 0.256 | 0.256 | 0.263 | 0.263 | 0.267 | 0.27 | 0.271 | 0.276 | 0.277
Counterfactual | Dem_BB003 | GWh | SSEN (SHEPD) | Dunoon |  | 77.371 | 70.724 | 63.747 | 57.032 | 50.767 | 44.802 | 45.93 | 47.026 | 48.574 | 50.002 | 51.641 | 53.252 | 54.909 | 57.366 | 60.077 | 62.883 | 65.818 | 68.759 | 71.636 | 74.776 | 77.85 | 80.802 | 83.813 | 85.72 | 88.42 | 91.337 | 94.436 | 97.648
Counterfactual | Dem_BB003 | GWh | SSEN (SHEPD) | Dunvegan |  | 26.455 | 25.718 | 24.928 | 24.207 | 23.643 | 23.186 | 24.077 | 24.883 | 25.754 | 26.769 | 27.957 | 29.176 | 30.477 | 31.978 | 33.774 | 35.629 | 37.523 | 39.402 | 40.95 | 42.722 | 44.438 | 46.074 | 47.735 | 48.603 | 49.734 | 50.812 | 51.982 | 53.202
Counterfactual | Dem_BB003 | GWh | SSEN (SHEPD) | Dyce |  | 126.519 | 129.1 | 131.168 | 133.694 | 137.063 | 140.884 | 143.937 | 147.136 | 151.416 | 155.569 | 160.335 | 164.866 | 169.439 | 176.804 | 184.582 | 192.457 | 200.632 | 208.927 | 216.909 | 225.767 | 234.316 | 242.359 | 250.627 | 256.641 | 264.402 | 272.798 | 281.595 | 290.602
Counterfactual | Dem_BB003 | GWh | SSEN (SHEPD) | Elgin |  | 175.728 | 178.196 | 179.549 | 180.843 | 182.652 | 184.498 | 186.55 | 188.75 | 191.278 | 194.344 | 198.039 | 201.389 | 204.902 | 208.828 | 214.613 | 220.838 | 227.56 | 234.518 | 239.712 | 246.879 | 253.877 | 260.543 | 267.386 | 270.212 | 276.665 | 284.329 | 292.568 | 301.193
Counterfactual | Dem_BB003 | GWh | SSEN (SHEPD) | Fasnakyle |  | 5.975 | 6.229 | 6.473 | 6.721 | 6.999 | 7.301 | 7.61 | 7.892 | 8.2 | 8.555 | 8.967 | 9.397 | 9.864 | 10.377 | 10.972 | 11.582 | 12.204 | 12.818 | 13.345 | 13.888 | 14.407 | 14.9 | 15.403 | 15.689 | 15.975 | 16.218 | 16.49 | 16.765
Counterfactual | Dem_BB003 | GWh | SSEN (SHEPD) | Fetteresso |  | 0 | 0 | 0 | 0 | 0 | 0 | 0 | 0 | 0 | 0 | 0 | 0 | 0 | 0 | 0 | 0 | 0 | 0 | 0 | 0 | 0 | 0 | 0 | 0 | 0 | 0 | 0 | 0
Counterfactual | Dem_BB003 | GWh | SSEN (SHEPD) | Fiddes |  | 67.884 | 70.232 | 72.931 | 76.269 | 80.381 | 85.161 | 89.245 | 94.021 | 99.388 | 104.721 | 110.614 | 116.303 | 122.22 | 129.279 | 136.308 | 143.308 | 150.432 | 157.605 | 164.041 | 170.671 | 176.84 | 182.032 | 187.512 | 191.305 | 195.824 | 200.887 | 206.352 | 212.214
Counterfactual | Dem_BB003 | GWh | SSEN (SHEPD) | Finstown |  | 0 | 0 | 0 | 0 | 0 | 0 | 0 | 0 | 0 | 0 | 0 | 0 | 0 | 0 | 0 | 0 | 0 | 0 | 0 | 0 | 0 | 0 | 0 | 0 | 0 | 0 | 0 | 0
Counterfactual | Dem_BB003 | GWh | SSEN (SHEPD) | Fort Augustus |  | 17.399 | 18.748 | 20.047 | 21.357 | 22.718 | 24.095 | 24.82 | 25.487 | 26.227 | 27.078 | 28.066 | 29.054 | 30.117 | 31.277 | 32.683 | 34.132 | 35.639 | 37.147 | 38.384 | 39.745 | 41.07 | 42.309 | 43.581 | 44.259 | 45.111 | 45.971 | 46.914 | 47.906
Counterfactual | Dem_BB003 | GWh | SSEN (SHEPD) | Fort William |  | 117.624 | 118.669 | 119.264 | 120.028 | 121.205 | 122.539 | 125.313 | 127.978 | 130.934 | 134.378 | 138.402 | 142.315 | 146.484 | 151.048 | 156.837 | 162.884 | 169.228 | 175.631 | 180.765 | 186.777 | 192.619 | 198.14 | 203.784 | 206.584 | 210.866 | 215.521 | 220.59 | 225.93
Counterfactual | Dem_BB003 | GWh | SSEN (SHEPD) | Fraserburgh |  | 68.225 | 69.354 | 70.021 | 70.828 | 71.984 | 73.234 | 74.14 | 74.903 | 76.275 | 77.569 | 79.121 | 80.551 | 81.931 | 85.019 | 88.399 | 91.873 | 95.49 | 99.172 | 102.905 | 107.214 | 111.457 | 115.675 | 119.931 | 123.102 | 127.33 | 131.825 | 136.465 | 141.112
Counterfactual | Dem_BB003 | GWh | SSEN (SHEPD) | Glenfarclas |  | 0 | 0 | 0 | 0 | 0 | 0 | 0 | 0 | 0 | 0 | 0 | 0 | 0 | 0 | 0 | 0 | 0 | 0 | 0 | 0 | 0 | 0 | 0 | 0 | 0 | 0 | 0 | 0
Counterfactual | Dem_BB003 | GWh | SSEN (SHEPD) | Grudie Bridge |  | 71.972 | 74.34 | 76.455 | 78.623 | 81.058 | 83.696 | 86.507 | 89.076 | 91.939 | 95.234 | 99.065 | 102.959 | 107.205 | 111.65 | 116.855 | 122.205 | 127.713 | 133.204 | 137.855 | 142.453 | 146.887 | 151.027 | 155.225 | 157.727 | 159.926 | 161.929 | 164.192 | 166.624
Counterfactual | Dem_BB003 | GWh | SSEN (SHEPD) | Inverness |  | 247.835 | 249.914 | 250.123 | 249.956 | 250.678 | 251.549 | 253.585 | 255.938 | 258.681 | 262.191 | 266.586 | 270.599 | 274.775 | 279.969 | 288.1 | 296.891 | 306.4 | 316.217 | 323.341 | 334.267 | 344.978 | 355.282 | 365.855 | 369.85 | 380.413 | 392.76 | 405.879 | 419.484
Counterfactual | Dem_BB003 | GWh | SSEN (SHEPD) | Keith |  | 133.681 | 141.825 | 149.338 | 156.721 | 164.268 | 171.583 | 173.694 | 175.977 | 178.571 | 181.654 | 185.313 | 188.601 | 192.06 | 195.768 | 201.079 | 206.772 | 212.925 | 219.305 | 224.125 | 230.45 | 236.614 | 242.475 | 248.474 | 251.065 | 256.584 | 263.205 | 270.381 | 277.924
Counterfactual | Dem_BB003 | GWh | SSEN (SHEPD) | Killin |  | 18.328 | 18.311 | 19.194 | 20.528 | 22.212 | 24.28 | 24.213 | 27.164 | 30.344 | 33.92 | 37.956 | 42.295 | 46.933 | 52.672 | 58.579 | 64.48 | 70.399 | 76.098 | 81.307 | 86.387 | 91.315 | 95.974 | 100.68 | 103.887 | 106.288 | 107.918 | 109.684 | 111.529
Counterfactual | Dem_BB003 | GWh | SSEN (SHEPD) | Kinlochleven |  | 9.951 | 13.133 | 16.184 | 19.153 | 22.078 | 24.927 | 25.203 | 25.506 | 25.861 | 26.271 | 26.759 | 27.195 | 27.659 | 28.078 | 28.678 | 29.325 | 30.032 | 30.783 | 31.36 | 32.003 | 32.626 | 33.207 | 33.794 | 34.082 | 34.569 | 35.186 | 35.88 | 36.626
Counterfactual | Dem_BB003 | GWh | SSEN (SHEPD) | Kintore |  | 213.586 | 217.52 | 220.206 | 223.467 | 227.986 | 232.973 | 236.782 | 240.296 | 245.779 | 251.085 | 257.282 | 263.13 | 268.846 | 280.089 | 292.22 | 304.558 | 317.341 | 330.188 | 343.208 | 358.09 | 372.697 | 386.98 | 401.379 | 412.099 | 426.156 | 441.029 | 456.37 | 471.755
Counterfactual | Dem_BB003 | GWh | SSEN (SHEPD) | Lairg |  | 5.931 | 8.035 | 10.165 | 12.29 | 14.428 | 16.576 | 17.37 | 18.075 | 18.833 | 19.713 | 20.733 | 21.785 | 22.924 | 24.143 | 25.553 | 26.989 | 28.449 | 29.892 | 31.096 | 32.316 | 33.504 | 34.611 | 35.73 | 36.387 | 36.958 | 37.436 | 37.963 | 38.535
Counterfactual | Dem_BB003 | GWh | SSEN (SHEPD) | Lunanhead |  | 145.148 | 142.828 | 140.107 | 137.746 | 136.148 | 135.012 | 139.213 | 143.399 | 148.52 | 153.862 | 160.023 | 166.244 | 172.81 | 181.343 | 190.937 | 200.804 | 211.01 | 221.155 | 230.402 | 240.453 | 250.248 | 259.601 | 269.11 | 274.889 | 282.254 | 289.734 | 297.749 | 306.099
Counterfactual | Dem_BB003 | GWh | SSEN (SHEPD) | Lyndhurst |  | 95.695 | 97.73 | 98.924 | 100.029 | 101.598 | 103.349 | 105.043 | 106.954 | 109.754 | 112.35 | 115.405 | 118.382 | 121.433 | 126.403 | 132.063 | 137.99 | 144.224 | 150.5 | 156.483 | 163.621 | 170.624 | 177.405 | 184.314 | 188.427 | 195.1 | 202.416 | 210.137 | 218.107
Counterfactual | Dem_BB003 | GWh | SSEN (SHEPD) | Macduff |  | 75.906 | 83.729 | 90.964 | 98 | 105.069 | 111.963 | 113.152 | 114.501 | 116.074 | 117.94 | 120.182 | 122.188 | 124.335 | 126.472 | 129.566 | 132.911 | 136.536 | 140.327 | 143.207 | 146.793 | 150.275 | 153.55 | 156.924 | 158.424 | 161.379 | 165.001 | 168.964 | 173.16
Counterfactual | Dem_BB003 | GWh | SSEN (SHEPD) | Milton of Craigie |  | 182.627 | 189.02 | 193.93 | 198.662 | 204.193 | 209.989 | 213.821 | 218.079 | 224.058 | 229.743 | 236.387 | 242.87 | 249.542 | 259.596 | 271.413 | 283.739 | 296.688 | 309.685 | 321.819 | 336.241 | 350.37 | 364.02 | 377.928 | 385.926 | 398.994 | 413.253 | 428.326 | 443.925
Counterfactual | Dem_BB003 | GWh | SSEN (SHEPD) | Mybster |  | 29.256 | 33.051 | 36.895 | 40.768 | 44.736 | 48.744 | 50.694 | 52.452 | 54.199 | 56.409 | 58.968 | 61.585 | 64.42 | 67.415 | 71.057 | 74.787 | 78.62 | 82.408 | 85.35 | 88.684 | 91.912 | 94.952 | 98.041 | 99.578 | 101.379 | 103.029 | 104.836 | 106.751
Counterfactual | Dem_BB003 | GWh | SSEN (SHEPD) | Nairn |  | 123.13 | 124.145 | 124.657 | 125.307 | 126.4 | 127.65 | 130.397 | 133.035 | 135.969 | 139.411 | 143.44 | 147.357 | 151.522 | 156.153 | 162.11 | 168.348 | 174.902 | 181.528 | 186.796 | 193.149 | 199.321 | 205.191 | 211.173 | 214.063 | 218.778 | 223.933 | 229.519 | 235.381
Counterfactual | Dem_BB003 | GWh | SSEN (SHEPD) | Orrin |  | 0 | 0 | 0 | 0 | 0 | 0 | 0 | 0 | 0 | 0 | 0 | 0 | 0 | 0 | 0 | 0 | 0 | 0 | 0 | 0 | 0 | 0 | 0 | 0 | 0 | 0 | 0 | 0
Counterfactual | Dem_BB003 | GWh | SSEN (SHEPD) | Persley |  | 149.302 | 152.494 | 155.035 | 158.128 | 162.299 | 167.014 | 170.797 | 174.587 | 179.785 | 184.944 | 190.847 | 196.512 | 202.157 | 211.829 | 222.083 | 232.41 | 243.012 | 253.519 | 264.148 | 276.113 | 287.809 | 299.009 | 310.268 | 318.631 | 329.358 | 340.649 | 352.254 | 363.917
Counterfactual | Dem_BB003 | GWh | SSEN (SHEPD) | Peterhead Grange |  | 95.455 | 96.3 | 96.401 | 96.513 | 96.842 | 97.204 | 97.279 | 97.467 | 98.096 | 98.329 | 98.845 | 99.141 | 99.506 | 100.374 | 101.5 | 102.912 | 104.726 | 107.243 | 108.697 | 110.272 | 111.555 | 112.738 | 114.466 | 115.424 | 117.073 | 119.511 | 122.503 | 125.946
Counterfactual | Dem_BB003 | GWh | SSEN (SHEPD) | Peterhead Shell |  | 28.013 | 28.843 | 29.711 | 30.772 | 32.153 | 33.791 | 35.205 | 36.819 | 38.677 | 40.553 | 42.653 | 44.698 | 46.823 | 49.579 | 52.388 | 55.179 | 58.01 | 60.812 | 63.477 | 66.331 | 69.054 | 71.458 | 73.924 | 75.704 | 77.844 | 80.134 | 82.521 | 84.997
Counterfactual | Dem_BB003 | GWh | SSEN (SHEPD) | Port Ann |  | 76.437 | 81.879 | 87.119 | 92.346 | 97.712 | 103.054 | 105.112 | 107.201 | 109.204 | 111.921 | 115.14 | 118.277 | 121.684 | 124.79 | 129.075 | 133.559 | 138.268 | 143.054 | 146.413 | 150.462 | 154.377 | 158.013 | 161.737 | 163.264 | 165.57 | 168.055 | 170.851 | 173.836
Counterfactual | Dem_BB003 | GWh | SSEN (SHEPD) | Quoich |  | 1.488 | 1.462 | 1.458 | 1.47 | 1.501 | 1.554 | 1.767 | 1.944 | 2.129 | 2.352 | 2.605 | 2.865 | 3.158 | 3.494 | 3.849 | 4.214 | 4.58 | 4.925 | 5.238 | 5.543 | 5.837 | 6.116 | 6.388 | 6.567 | 6.688 | 6.767 | 6.848 | 6.938
Counterfactual | Dem_BB003 | GWh | SSEN (SHEPD) | Rannoch |  | 11.937 | 11.688 | 11.894 | 12.331 | 12.953 | 13.786 | 14.954 | 16.792 | 18.739 | 20.957 | 23.473 | 26.176 | 29.089 | 32.483 | 36.119 | 39.745 | 43.373 | 46.869 | 49.976 | 53 | 55.924 | 58.68 | 61.47 | 63.266 | 64.535 | 65.284 | 66.11 | 66.985
Counterfactual | Dem_BB003 | GWh | SSEN (SHEPD) | Redmoss |  | 155.356 | 158.119 | 159.975 | 162.244 | 165.31 | 168.619 | 171.054 | 173.283 | 176.907 | 180.304 | 184.304 | 187.997 | 191.591 | 198.828 | 206.673 | 214.694 | 223.098 | 231.706 | 240.179 | 249.836 | 259.262 | 268.494 | 277.905 | 284.829 | 294.068 | 304.023 | 314.392 | 324.895
Counterfactual | Dem_BB003 | GWh | SSEN (SHEPD) | Rothienorman |  | 83.805 | 85.633 | 87.119 | 88.932 | 91.301 | 93.951 | 96.026 | 98.153 | 100.825 | 103.433 | 106.451 | 109.304 | 112.181 | 116.622 | 121.285 | 125.995 | 130.879 | 135.883 | 140.455 | 145.507 | 150.294 | 154.71 | 159.285 | 162.62 | 167.005 | 171.84 | 176.962 | 182.267
Counterfactual | Dem_BB003 | GWh | SSEN (SHEPD) | Shin |  | 6.222 | 6.623 | 7.13 | 7.703 | 8.344 | 9.055 | 9.977 | 10.771 | 11.589 | 12.556 | 13.653 | 14.823 | 16.086 | 17.505 | 19.096 | 20.691 | 22.297 | 23.846 | 25.172 | 26.52 | 27.823 | 29.059 | 30.306 | 31.037 | 31.637 | 32.054 | 32.504 | 32.982
Counterfactual | Dem_BB003 | GWh | SSEN (SHEPD) | Sloy |  | 10.173 | 9.821 | 9.7 | 9.724 | 9.891 | 10.201 | 9.891 | 10.731 | 11.558 | 12.582 | 13.742 | 14.984 | 16.317 | 17.785 | 19.483 | 21.177 | 22.881 | 24.533 | 25.879 | 27.318 | 28.718 | 30.035 | 31.371 | 32.095 | 32.749 | 33.201 | 33.69 | 34.207
Counterfactual | Dem_BB003 | GWh | SSEN (SHEPD) | St Fergus Gas Terminal |  | 23.588 | 24.011 | 24.319 | 24.701 | 25.183 | 25.69 | 26.051 | 26.402 | 26.953 | 27.452 | 28.029 | 28.546 | 29.049 | 30.001 | 31.011 | 32.059 | 33.176 | 34.369 | 35.452 | 36.653 | 37.807 | 38.91 | 40.078 | 40.905 | 42.04 | 43.327 | 44.707 | 46.145
Counterfactual | Dem_BB003 | GWh | SSEN (SHEPD) | Strichen |  | 56.475 | 57.83 | 59.045 | 60.535 | 62.468 | 64.661 | 66.452 | 68.34 | 70.767 | 73.169 | 75.881 | 78.481 | 81.109 | 85.165 | 89.405 | 93.649 | 97.996 | 102.336 | 106.591 | 111.289 | 115.845 | 120.092 | 124.412 | 127.574 | 131.581 | 135.855 | 140.284 | 144.796
Counterfactual | Dem_BB003 | GWh | SSEN (SHEPD) | Tarland |  | 65.245 | 68.326 | 72.222 | 77.035 | 82.947 | 89.925 | 96.024 | 103.281 | 111.139 | 119.063 | 127.762 | 136.242 | 145.12 | 155.112 | 164.937 | 174.618 | 184.344 | 193.995 | 202.69 | 211.516 | 219.691 | 226.328 | 233.309 | 238.128 | 243.56 | 249.594 | 256.058 | 263.065
Counterfactual | Dem_BB003 | GWh | SSEN (SHEPD) | Taynuilt |  | 123.938 | 126.035 | 127.898 | 129.928 | 132.317 | 134.784 | 137.352 | 139.983 | 142.309 | 145.705 | 149.732 | 153.644 | 157.879 | 161.6 | 166.998 | 172.68 | 178.669 | 184.761 | 188.743 | 193.983 | 199.035 | 203.758 | 208.591 | 210.283 | 213.423 | 216.896 | 220.757 | 224.878
Counterfactual | Dem_BB003 | GWh | SSEN (SHEPD) | Thurso |  | 120.097 | 122.02 | 123.742 | 125.607 | 127.861 | 130.163 | 131.907 | 134.264 | 136.13 | 139.164 | 142.776 | 146.245 | 149.944 | 153.435 | 158.682 | 164.214 | 170.078 | 176.034 | 179.667 | 185.261 | 190.703 | 195.854 | 201.118 | 202.701 | 206.792 | 211.398 | 216.389 | 221.637
Counterfactual | Dem_BB003 | GWh | SSEN (SHEPD) | Tummel Bridge |  | 45.989 | 47.212 | 49.211 | 51.599 | 54.352 | 57.427 | 61.298 | 65.403 | 69.949 | 74.992 | 80.743 | 86.814 | 93.318 | 101.308 | 109.8 | 118.348 | 126.994 | 135.393 | 143.03 | 150.666 | 158.076 | 165.1 | 172.218 | 176.864 | 180.939 | 184.204 | 187.738 | 191.433
Counterfactual | Dem_BB003 | GWh | SSEN (SHEPD) | Willowdale |  | 103.042 | 104.935 | 106.239 | 107.851 | 109.917 | 112.039 | 113.524 | 114.742 | 116.982 | 119.036 | 121.43 | 123.579 | 125.623 | 130.18 | 135.117 | 140.185 | 145.506 | 150.985 | 156.41 | 162.619 | 168.698 | 174.735 | 180.876 | 185.392 | 191.528 | 198.152 | 205.065 | 212.044
Counterfactual | Dem_BB003 | GWh | SSEN (SHEPD) | Woodhill |  | 127.255 | 129.604 | 131.138 | 132.97 | 135.686 | 138.796 | 141.269 | 143.554 | 147.011 | 150.486 | 154.557 | 158.501 | 162.361 | 169.97 | 178.193 | 186.499 | 195.02 | 203.374 | 212.193 | 222.337 | 232.389 | 242.246 | 252.031 | 259.438 | 268.963 | 278.809 | 288.813 | 298.701
Counterfactual | Dem_BB003 | GWh | SSEN South | Acton Lane 66kV |  | 98.04 | 100.885 | 102.935 | 104.96 | 107.433 | 110.072 | 110.683 | 112.007 | 113.17 | 114.923 | 117.025 | 118.85 | 120.661 | 123.972 | 127.578 | 131.22 | 134.969 | 138.814 | 144.047 | 148.854 | 153.607 | 158.142 | 162.862 | 168.446 | 173.346 | 178.768 | 184.336 | 189.978
Counterfactual | Dem_BB003 | GWh | SSEN South | Axminster_H |  | 344.508 | 346.507 | 345.505 | 344.215 | 344.778 | 346.984 | 350.701 | 356.398 | 359.286 | 363.892 | 370.221 | 376.087 | 382.938 | 388.939 | 397.757 | 407.142 | 417.445 | 429.837 | 440.134 | 448.829 | 456.119 | 461.772 | 469.781 | 477.549 | 483.297 | 491.256 | 501.169 | 513.128
Counterfactual | Dem_BB003 | GWh | SSEN South | Botley Wood |  | 559.931 | 584.338 | 602.736 | 618.907 | 636.767 | 655.3 | 663.372 | 672.978 | 683.07 | 696.533 | 713.043 | 729.19 | 746.754 | 766.791 | 792.016 | 818.837 | 847.263 | 876.227 | 906.402 | 935.588 | 963.992 | 990.946 | 1018.559 | 1044.962 | 1068.464 | 1094.427 | 1122.286 | 1151.352
Counterfactual | Dem_BB003 | GWh | SSEN South | Bramley |  | 2287.764 | 2341.587 | 2383.346 | 2421.846 | 2469.615 | 2523.934 | 2560.265 | 2617.636 | 2681.092 | 2757.428 | 2848.763 | 2941.348 | 3042.853 | 3143.856 | 3272.651 | 3406.665 | 3545.868 | 3685.458 | 3803.423 | 3925.532 | 4043.419 | 4153.746 | 4266.435 | 4335.642 | 4403.088 | 4469.343 | 4542.542 | 4620.26
Counterfactual | Dem_BB003 | GWh | SSEN South | Chickerell |  | 350.112 | 355.447 | 358.218 | 361.646 | 367.381 | 374.475 | 382.164 | 390.119 | 398.006 | 408.427 | 420.45 | 431.949 | 443.532 | 461.568 | 483.33 | 505.08 | 527.08 | 548.931 | 572.694 | 596.88 | 620.551 | 643.275 | 666.469 | 686.973 | 707.583 | 728.638 | 750.177 | 771.889
Counterfactual | Dem_BB003 | GWh | SSEN South | Cowley |  | 2261.763 | 2253.606 | 2230.906 | 2205.513 | 2188.753 | 2175.729 | 2194.44 | 2225.363 | 2256.799 | 2299.281 | 2350.894 | 2400.197 | 2453.14 | 2511.942 | 2591.514 | 2676.236 | 2766.402 | 2858.716 | 2952.173 | 3046.257 | 3137.877 | 3224.993 | 3314.237 | 3396.016 | 3475.857 | 3566.049 | 3662.869 | 3764.009
Counterfactual | Dem_BB003 | GWh | SSEN South | Ealing |  | 816.144 | 839.909 | 857.431 | 874.857 | 896.381 | 919.691 | 926.278 | 939.113 | 950.779 | 967.6 | 987.653 | 1005.339 | 1023.106 | 1053.707 | 1086.792 | 1120.022 | 1153.852 | 1188.204 | 1234.684 | 1277.501 | 1319.853 | 1359.995 | 1401.47 | 1450.265 | 1492.955 | 1539.692 | 1587.61 | 1636.037
Counterfactual | Dem_BB003 | GWh | SSEN South | Fawley |  | 851.68 | 847.51 | 835.362 | 821.944 | 811.922 | 803.694 | 813.195 | 824.037 | 835.537 | 850.788 | 869.417 | 887.206 | 906.496 | 927.862 | 955.19 | 984.463 | 1015.712 | 1047.831 | 1081.222 | 1113.488 | 1144.858 | 1174.594 | 1205.097 | 1234.458 | 1261.245 | 1291.729 | 1324.572 | 1358.936
Counterfactual | Dem_BB003 | GWh | SSEN South | Fleet |  | 2978.137 | 3002.661 | 3009.113 | 3013.151 | 3032.709 | 3061.456 | 3112.668 | 3184.239 | 3256.747 | 3349.999 | 3460.627 | 3572.326 | 3691.469 | 3844.75 | 4025.388 | 4212.991 | 4408.208 | 4603.191 | 4816.391 | 5018.3 | 5215.191 | 5403.43 | 5595.32 | 5788.493 | 5950.738 | 6119.494 | 6298.855 | 6484.914
Counterfactual | Dem_BB003 | GWh | SSEN South | Iver 132kV |  | 1339.223 | 1332.241 | 1313.883 | 1293.925 | 1279.705 | 1269.065 | 1264.305 | 1280.39 | 1298.818 | 1321.775 | 1349.989 | 1376.877 | 1406.235 | 1439.788 | 1480.991 | 1525.174 | 1572.389 | 1621.008 | 1673.23 | 1721.296 | 1767.979 | 1812.096 | 1857.373 | 1903.15 | 1942.216 | 1986.82 | 2035.031 | 2085.59
Counterfactual | Dem_BB003 | GWh | SSEN South | Iver 66kV |  | 661.878 | 660.606 | 654.265 | 646.868 | 643.128 | 642.286 | 634.188 | 645.762 | 658.994 | 675.075 | 694.628 | 714.469 | 736.183 | 761.006 | 790.389 | 821.268 | 853.574 | 886.104 | 919.661 | 951.255 | 981.924 | 1010.949 | 1040.643 | 1068.039 | 1090.425 | 1113.687 | 1138.698 | 1164.799
Counterfactual | Dem_BB003 | GWh | SSEN South | Laleham |  | 1042.903 | 1045.137 | 1037.506 | 1027.089 | 1020.313 | 1015.584 | 1018.46 | 1028.738 | 1041.448 | 1057.138 | 1077.021 | 1095.887 | 1116.891 | 1138.822 | 1167.104 | 1197.871 | 1231.01 | 1265.457 | 1300.692 | 1333.522 | 1365.324 | 1395.149 | 1425.861 | 1454.751 | 1480.02 | 1509.578 | 1541.753 | 1575.623
Counterfactual | Dem_BB003 | GWh | SSEN South | Lovedean |  | 2075.668 | 2123.977 | 2153.777 | 2179.827 | 2214.692 | 2254.359 | 2276.073 | 2315.002 | 2353.867 | 2406.219 | 2469.326 | 2531.305 | 2597.985 | 2678.366 | 2777.166 | 2881.206 | 2990.771 | 3101.726 | 3218.957 | 3331.537 | 3441.145 | 3545.432 | 3652.051 | 3756.197 | 3847.468 | 3946.706 | 4052.991 | 4163.807
Counterfactual | Dem_BB003 | GWh | SSEN South | Mannington |  | 2637.569 | 2669.7 | 2683.981 | 2701.422 | 2736.768 | 2783.985 | 2840.685 | 2902.796 | 2960.125 | 3037.087 | 3127.574 | 3214.977 | 3304.968 | 3424.012 | 3571.612 | 3720.88 | 3873.614 | 4028.288 | 4194.502 | 4361.672 | 4523.916 | 4677.181 | 4836.201 | 4978.509 | 5118.574 | 5264.169 | 5415.491 | 5570.122
Counterfactual | Dem_BB003 | GWh | SSEN South | Melksham |  | 2596.072 | 2476.413 | 2339.775 | 2204.937 | 2084.9 | 1974.679 | 2007.655 | 2045.704 | 2083.386 | 2133.76 | 2194.171 | 2254.051 | 2318.354 | 2388.725 | 2483.384 | 2582.55 | 2686.486 | 2791.279 | 2888.076 | 2991.67 | 3092.463 | 3188.256 | 3286.116 | 3361.85 | 3441.109 | 3525.852 | 3616.764 | 3711.663
Counterfactual | Dem_BB003 | GWh | SSEN South | Minety |  | 1508.218 | 1537.375 | 1554.075 | 1568.61 | 1590.773 | 1618.653 | 1606.775 | 1636.696 | 1669.388 | 1709.949 | 1758.931 | 1807.941 | 1861.31 | 1917.494 | 1989.977 | 2066.05 | 2145.747 | 2226.164 | 2298.541 | 2374.309 | 2447.792 | 2517.165 | 2588.104 | 2638.888 | 2690.752 | 2745.343 | 2804.447 | 2866.44
Counterfactual | Dem_BB003 | GWh | SSEN South | North Hyde |  | 602.864 | 607.259 | 606.849 | 605.719 | 606.768 | 608.878 | 612.128 | 620.573 | 630.123 | 641.888 | 656.143 | 669.649 | 684.271 | 700.948 | 721.204 | 742.875 | 766.028 | 789.868 | 815.548 | 839.161 | 862.12 | 883.826 | 906.09 | 928.724 | 948.191 | 970.497 | 994.625 | 1019.929
Counterfactual | Dem_BB003 | GWh | SSEN South | Nursling |  | 1388.599 | 1371.128 | 1345.484 | 1320.834 | 1303.158 | 1289.488 | 1315.358 | 1344.693 | 1373.735 | 1411.641 | 1456.209 | 1500.392 | 1547.468 | 1604.455 | 1672.367 | 1743.12 | 1817.072 | 1891.367 | 1969.554 | 2044.742 | 2117.996 | 2187.822 | 2259.045 | 2327.813 | 2387.648 | 2451.196 | 2519.213 | 2590.087
Counterfactual | Dem_BB003 | GWh | UKPN Eastern | Amersham Main |  | 445.601 | 422.784 | 397.497 | 373.029 | 351.744 | 332.368 | 340.505 | 350.944 | 360.735 | 373.763 | 388.696 | 403.783 | 419.261 | 443.685 | 469.809 | 496.746 | 524.739 | 552.476 | 589.199 | 622.12 | 654.458 | 685.854 | 717.788 | 758.018 | 789.935 | 823.536 | 858.736 | 894.892
Counterfactual | Dem_BB003 | GWh | UKPN Eastern | Braintree |  | 795.139 | 827.361 | 852.725 | 876.397 | 903.115 | 930.657 | 947.085 | 964.445 | 979.941 | 1002.667 | 1029.651 | 1056.002 | 1083.684 | 1112.324 | 1155.743 | 1201.413 | 1249.579 | 1298.273 | 1343.783 | 1395.615 | 1446.268 | 1494.862 | 1544.499 | 1584.236 | 1629.734 | 1679.679 | 1732.749 | 1787.818
Counterfactual | Dem_BB003 | GWh | UKPN Eastern | Bramford |  | 2937.126 | 3007.222 | 3047.5 | 3079.295 | 3120.822 | 3166.171 | 3200.208 | 3237.96 | 3275.861 | 3329.759 | 3396.771 | 3460.407 | 3529.594 | 3596.758 | 3699.366 | 3809.688 | 3927.764 | 4049.461 | 4158.764 | 4279.042 | 4395.951 | 4506.606 | 4620.194 | 4706.797 | 4804.924 | 4917.774 | 5039.474 | 5166.958
Counterfactual | Dem_BB003 | GWh | UKPN Eastern | Brimsdown |  | 1291.382 | 1315.757 | 1328.996 | 1337.912 | 1351.206 | 1367.178 | 1374.429 | 1392.897 | 1414.475 | 1441.297 | 1474.752 | 1507.795 | 1544.541 | 1582.81 | 1631.151 | 1682.728 | 1737.353 | 1793.174 | 1847.073 | 1898.497 | 1948.217 | 1994.803 | 2042.627 | 2082.605 | 2117.078 | 2154.833 | 2196.048 | 2239.493
Counterfactual | Dem_BB003 | GWh | UKPN Eastern | Burwell Main |  | 1219.843 | 1233.053 | 1238.355 | 1243.306 | 1253.683 | 1266.385 | 1288.23 | 1313.802 | 1339.447 | 1372.757 | 1412.025 | 1450.428 | 1490.94 | 1535.606 | 1597.182 | 1661.668 | 1729.454 | 1797.851 | 1862.653 | 1933.552 | 2002.758 | 2068.948 | 2136.525 | 2191.307 | 2251.064 | 2316.126 | 2385.531 | 2457.74
Counterfactual | Dem_BB003 | GWh | UKPN Eastern | Clacton |  | 252.775 | 265.728 | 279.865 | 294.889 | 312.203 | 331.877 | 355.224 | 376.891 | 399.977 | 426.853 | 457.87 | 490.954 | 526.782 | 566.979 | 612.412 | 658.235 | 704.524 | 749.491 | 789.161 | 828.551 | 866.636 | 902.533 | 938.902 | 962.448 | 980.638 | 993.733 | 1008.084 | 1023.187
Counterfactual | Dem_BB003 | GWh | UKPN Eastern | Eaton Socon |  | 814.813 | 836.88 | 855.02 | 873.23 | 895.962 | 920.936 | 944.647 | 971.566 | 997.162 | 1031.091 | 1070.514 | 1110.43 | 1152.353 | 1206.781 | 1271.415 | 1338.102 | 1407.257 | 1475.951 | 1554.126 | 1627.998 | 1700.217 | 1769.647 | 1840.309 | 1915.092 | 1977.76 | 2042.641 | 2111.228 | 2182.114
Counterfactual | Dem_BB003 | GWh | UKPN Eastern | Elstree |  | 1734.809 | 1809.761 | 1866.54 | 1915.379 | 1968.642 | 2024.001 | 2029.314 | 2050.445 | 2076.648 | 2108.975 | 2150.168 | 2189.905 | 2234.439 | 2280.872 | 2340.714 | 2405.469 | 2474.813 | 2546.527 | 2617.719 | 2684.351 | 2748.765 | 2809.021 | 2871.039 | 2926.259 | 2973.84 | 3028.448 | 3088.065 | 3150.966
Counterfactual | Dem_BB003 | GWh | UKPN Eastern | Loudwater |  | 204.185 | 210.733 | 215.097 | 218.515 | 222.569 | 226.973 | 227.518 | 230.861 | 234.874 | 239.714 | 245.645 | 251.538 | 257.966 | 265.047 | 273.568 | 282.667 | 292.315 | 302.145 | 312.744 | 322.764 | 332.516 | 341.78 | 351.286 | 360.686 | 368.691 | 377.469 | 386.871 | 396.655
Counterfactual | Dem_BB003 | GWh | UKPN Eastern | Mill Hill |  | 712.083 | 707.518 | 699.983 | 693.142 | 690.6 | 690.052 | 698.195 | 715.682 | 731.816 | 753.848 | 779.348 | 804.684 | 830.694 | 872.842 | 918.417 | 965.682 | 1015.034 | 1064.242 | 1129.762 | 1188.036 | 1245.261 | 1300.735 | 1357.219 | 1429.367 | 1486.703 | 1548.052 | 1612.449 | 1678.734
Counterfactual | Dem_BB003 | GWh | UKPN Eastern | Norwich Main |  | 1588.587 | 1620.836 | 1640.015 | 1658.023 | 1683.411 | 1711.02 | 1742.546 | 1773.958 | 1800.886 | 1841.338 | 1889.06 | 1935.006 | 1982.287 | 2030.79 | 2112.354 | 2198.115 | 2288.75 | 2380.399 | 2458.975 | 2559.966 | 2658.918 | 2754.314 | 2851.708 | 2921.07 | 3015.353 | 3119.963 | 3230.724 | 3345.416
Counterfactual | Dem_BB003 | GWh | UKPN Eastern | Pelham |  | 1221.938 | 1218.003 | 1207.294 | 1195.912 | 1190.857 | 1190.5 | 1221.339 | 1254.386 | 1290.405 | 1333.567 | 1384.649 | 1437.136 | 1494.098 | 1556.61 | 1631.894 | 1709.657 | 1789.96 | 1869.808 | 1944.541 | 2018.572 | 2090.32 | 2158.083 | 2227.146 | 2279.807 | 2325.714 | 2370.037 | 2418.02 | 2468.323
Counterfactual | Dem_BB003 | GWh | UKPN Eastern | Rayleigh |  | 2286.038 | 2245.72 | 2187.455 | 2127.635 | 2079.129 | 2037.963 | 2074.584 | 2113.444 | 2154.989 | 2207.214 | 2270.001 | 2332.47 | 2400.007 | 2481.063 | 2577.728 | 2679.063 | 2785.264 | 2892.361 | 3005.215 | 3111.384 | 3214.612 | 3312.605 | 3412.737 | 3509.2 | 3590.262 | 3676.493 | 3769.057 | 3865.684
Counterfactual | Dem_BB003 | GWh | UKPN Eastern | Rye House |  | 1601.434 | 1609.406 | 1603.718 | 1594.433 | 1591.364 | 1592.307 | 1604.435 | 1627.84 | 1654.55 | 1687.704 | 1728.545 | 1768.756 | 1813.177 | 1859.206 | 1917.812 | 1980.103 | 2045.949 | 2113.157 | 2178.606 | 2240.649 | 2300.664 | 2356.953 | 2414.686 | 2463.565 | 2505.662 | 2551.719 | 2601.979 | 2654.981
Counterfactual | Dem_BB003 | GWh | UKPN Eastern | Sheringham Shoal |  | 773.842 | 772.647 | 765.464 | 757.716 | 753.567 | 751.647 | 767.56 | 782.923 | 799.076 | 819.45 | 843.811 | 868.088 | 894.321 | 920.819 | 957.187 | 995.22 | 1034.997 | 1075.067 | 1109.124 | 1146.888 | 1183.52 | 1218.157 | 1253.549 | 1276.709 | 1302.833 | 1330.344 | 1360.119 | 1391.355
Counterfactual | Dem_BB003 | GWh | UKPN Eastern | Sundon |  | 2532.596 | 2534.157 | 2516.952 | 2498.245 | 2494.194 | 2501.449 | 2516.911 | 2560.761 | 2607.591 | 2665.507 | 2736.295 | 2805.616 | 2880.616 | 2967.249 | 3069.935 | 3175.646 | 3284.793 | 3396.669 | 3517.36 | 3625.716 | 3729.983 | 3826.324 | 3927.673 | 4022.093 | 4101.724 | 4186.886 | 4277.745 | 4372.748
Counterfactual | Dem_BB003 | GWh | UKPN Eastern | Tilbury |  | 954.504 | 967.136 | 968.62 | 965.534 | 965.641 | 967.956 | 975.168 | 984.286 | 996.431 | 1011.295 | 1030.792 | 1050.099 | 1072.166 | 1093.32 | 1121.66 | 1152.423 | 1185.287 | 1219.223 | 1250.275 | 1280.383 | 1309.398 | 1336.325 | 1364.105 | 1385.022 | 1403.443 | 1424.153 | 1446.957 | 1471.114
Counterfactual | Dem_BB003 | GWh | UKPN Eastern | Tottenham |  | 1340.793 | 1355.148 | 1357.4 | 1356.668 | 1361.023 | 1367.842 | 1377.721 | 1395.363 | 1414.044 | 1439.062 | 1469.892 | 1499.453 | 1531.502 | 1571.692 | 1619.571 | 1670.785 | 1725.4 | 1781.421 | 1843.67 | 1901.481 | 1957.775 | 2011.279 | 2066.128 | 2125.66 | 2175.376 | 2231.496 | 2291.656 | 2354.425
Counterfactual | Dem_BB003 | GWh | UKPN Eastern | Walpole (_A) |  | 2080.524 | 2095.799 | 2095.149 | 2091.846 | 2099.017 | 2114.108 | 2124.773 | 2167.876 | 2215.188 | 2273.329 | 2343.454 | 2414.408 | 2492.027 | 2568.181 | 2670.573 | 2777.579 | 2889.109 | 3001.197 | 3095.658 | 3197.428 | 3295.922 | 3388.53 | 3483.199 | 3541.992 | 3604.461 | 3667.889 | 3737.049 | 3809.899
Counterfactual | Dem_BB003 | GWh | UKPN Eastern | Warley |  | 1095.131 | 1099.983 | 1095.439 | 1088.873 | 1087.13 | 1088.042 | 1104.902 | 1124.271 | 1145.022 | 1171.278 | 1202.885 | 1234.134 | 1267.65 | 1311.61 | 1362.318 | 1415.637 | 1471.711 | 1528.338 | 1593.894 | 1653.412 | 1711.454 | 1766.891 | 1823.533 | 1885.671 | 1936.056 | 1990.486 | 2048.458 | 2108.682
Counterfactual | Dem_BB003 | GWh | UKPN Eastern | Watford South |  | 1038.152 | 1053.533 | 1059.682 | 1063.005 | 1070.88 | 1081.371 | 1089.772 | 1107.199 | 1125.966 | 1150.174 | 1179.743 | 1209.157 | 1240.929 | 1282.115 | 1330.259 | 1381.052 | 1434.547 | 1488.623 | 1550.654 | 1607.396 | 1662.701 | 1715.485 | 1769.459 | 1828.108 | 1875.633 | 1926.921 | 1981.516 | 2038.184
Counterfactual | Dem_BB003 | GWh | UKPN Eastern | West Thurrock |  | 248.371 | 240.119 | 229.574 | 218.918 | 209.429 | 200.551 | 202.401 | 204.525 | 206.558 | 209.593 | 213.327 | 216.733 | 220.331 | 225.55 | 231.667 | 238.299 | 245.475 | 252.918 | 262.179 | 270.625 | 278.892 | 286.82 | 294.947 | 305.176 | 313.765 | 323.774 | 334.424 | 345.494
Counterfactual | Dem_BB003 | GWh | UKPN Eastern | Wymondley |  | 972.25 | 1006.402 | 1035.497 | 1063.021 | 1095.024 | 1130.037 | 1144.325 | 1172.964 | 1203.675 | 1241.21 | 1285.713 | 1331.131 | 1380.217 | 1435.119 | 1502.186 | 1571.678 | 1643.697 | 1715.491 | 1784.72 | 1853.564 | 1920.417 | 1983.8 | 2048.426 | 2100.916 | 2147.765 | 2194.634 | 2245.021 | 2297.64
Counterfactual | Dem_BB003 | GWh | UKPN London | Acton Lane 22kV |  | 154.133 | 158.218 | 160.966 | 163.56 | 166.866 | 170.415 | 171.005 | 172.571 | 174.007 | 176.398 | 179.37 | 181.95 | 184.491 | 189.698 | 195.489 | 201.348 | 207.331 | 213.372 | 221.809 | 229.794 | 237.78 | 245.549 | 253.477 | 262.681 | 270.945 | 279.86 | 288.92 | 297.955
Counterfactual | Dem_BB003 | GWh | UKPN London | Barking |  | 401.302 | 414.223 | 424.191 | 433.526 | 444.381 | 455.848 | 461.479 | 469.777 | 478.178 | 489.212 | 502.384 | 515.244 | 528.985 | 546.878 | 567.331 | 588.842 | 611.501 | 634.449 | 660.194 | 684.104 | 707.413 | 729.658 | 752.393 | 777.185 | 797.528 | 819.744 | 843.464 | 868.154
Counterfactual | Dem_BB003 | GWh | UKPN London | Barking West |  | 907.684 | 916.159 | 916.096 | 914.114 | 915.21 | 917.622 | 923.903 | 933.89 | 944.752 | 959.249 | 977.281 | 994.032 | 1012.289 | 1034.202 | 1061.108 | 1090.239 | 1121.646 | 1154.256 | 1190.032 | 1223.178 | 1255.405 | 1285.925 | 1317.277 | 1351.162 | 1380.177 | 1414.112 | 1450.695 | 1489.016
Counterfactual | Dem_BB003 | GWh | UKPN London | Beddington (_C) |  | 486.409 | 494.657 | 498.662 | 502.455 | 509.152 | 517.058 | 526.982 | 539.029 | 550.616 | 565.916 | 583.674 | 601.173 | 618.943 | 651.564 | 685.299 | 720.367 | 757.083 | 793.754 | 845.13 | 890.213 | 934.552 | 977.669 | 1021.575 | 1080.582 | 1127.114 | 1177.366 | 1229.998 | 1284.102
Counterfactual | Dem_BB003 | GWh | UKPN London | Canal Bank |  | 137.32 | 140.948 | 143.243 | 145.339 | 148.02 | 150.921 | 151.079 | 152.22 | 152.995 | 154.546 | 156.612 | 158.326 | 160.061 | 163.637 | 167.692 | 171.879 | 176.245 | 180.862 | 187.209 | 193.031 | 198.794 | 204.358 | 210.208 | 217.259 | 223.413 | 230.272 | 237.366 | 244.585
Counterfactual | Dem_BB003 | GWh | UKPN London | City Road |  | 2427.835 | 2506.719 | 2567.107 | 2629.764 | 2698.208 | 2765.514 | 2773.997 | 2801.284 | 2820.826 | 2848.206 | 2881.242 | 2903.772 | 2925.823 | 2969.339 | 3016.724 | 3066.773 | 3121.976 | 3188.546 | 3274.543 | 3343.481 | 3408.811 | 3470.205 | 3541.317 | 3636.158 | 3716.227 | 3815.83 | 3924.8 | 4041.414
Counterfactual | Dem_BB003 | GWh | UKPN London | Greenford |  | 132.965 | 136.736 | 139.24 | 141.611 | 144.617 | 147.849 | 148.389 | 149.742 | 151.022 | 153.153 | 155.776 | 158.069 | 160.304 | 164.966 | 170.148 | 175.378 | 180.706 | 186.041 | 193.543 | 200.68 | 207.839 | 214.816 | 221.904 | 230.082 | 237.466 | 245.403 | 253.433 | 261.401
Counterfactual | Dem_BB003 | GWh | UKPN London | Hackney 132kV |  | 558.815 | 566.467 | 569.501 | 571.874 | 576.065 | 580.9 | 585.053 | 592.404 | 600.196 | 610.385 | 622.738 | 634.149 | 646.422 | 661.244 | 679.083 | 698.287 | 718.933 | 740.335 | 763.821 | 785.498 | 806.595 | 826.575 | 847.086 | 869.307 | 888.435 | 910.819 | 934.991 | 960.34
Counterfactual | Dem_BB003 | GWh | UKPN London | Hackney 66kV |  | 653.184 | 661.071 | 662.758 | 663.044 | 665.543 | 668.939 | 672.713 | 679.904 | 687.588 | 698.019 | 710.971 | 722.956 | 735.955 | 752.009 | 771.594 | 792.806 | 815.703 | 839.476 | 866.128 | 890.74 | 914.698 | 937.437 | 960.795 | 986.769 | 1008.951 | 1034.908 | 1062.819 | 1092.013
Counterfactual | Dem_BB003 | GWh | UKPN London | Hurst |  | 1065.283 | 1085.368 | 1094.244 | 1099.09 | 1107.169 | 1116.839 | 1122.366 | 1132.862 | 1146.294 | 1162.71 | 1183.757 | 1203.736 | 1226.042 | 1250.955 | 1282.178 | 1316.167 | 1352.808 | 1390.875 | 1430.888 | 1467.84 | 1503.654 | 1537.311 | 1571.974 | 1606.143 | 1635.36 | 1669.427 | 1706.354 | 1745.149
Counterfactual | Dem_BB003 | GWh | UKPN London | Islington |  | 525.429 | 543.672 | 558.064 | 573.1 | 591.403 | 610.695 | 618.61 | 628.655 | 642.56 | 660.712 | 680.799 | 699.365 | 716.856 | 752.387 | 790.341 | 827.567 | 864.159 | 897.955 | 946.106 | 994.221 | 1043.294 | 1091.647 | 1138.259 | 1187.116 | 1233.384 | 1280.201 | 1325.678 | 1368.944
Counterfactual | Dem_BB003 | GWh | UKPN London | Littlebrook (_C) |  | 620.394 | 626.361 | 626.706 | 626.058 | 627.095 | 628.89 | 634.008 | 640.997 | 649.888 | 660.104 | 672.683 | 684.228 | 697.069 | 708.752 | 723.964 | 740.605 | 758.674 | 777.706 | 794.897 | 811.173 | 826.833 | 841.283 | 856.21 | 867.675 | 878.691 | 892.497 | 907.968 | 924.57
Counterfactual | Dem_BB003 | GWh | UKPN London | Lodge Road |  | 1203.022 | 1234.646 | 1256.972 | 1278.678 | 1304.523 | 1331.024 | 1333.625 | 1344.617 | 1352.738 | 1366.7 | 1384.425 | 1398.358 | 1412.172 | 1441.176 | 1473.71 | 1507.278 | 1542.686 | 1581.135 | 1633.474 | 1680.204 | 1726.144 | 1770.425 | 1817.766 | 1875.755 | 1926.483 | 1984.274 | 2044.856 | 2107.142
Counterfactual | Dem_BB003 | GWh | UKPN London | New Cross |  | 1523.001 | 1520.948 | 1508.195 | 1495.506 | 1488.254 | 1482.871 | 1494.201 | 1514.051 | 1533.574 | 1560.209 | 1592.022 | 1620.976 | 1651.601 | 1691.462 | 1738.98 | 1789.906 | 1844.673 | 1901.377 | 1966.424 | 2026.051 | 2084.201 | 2139.595 | 2196.356 | 2261.72 | 2317.89 | 2383.573 | 2454.187 | 2528.074
Counterfactual | Dem_BB003 | GWh | UKPN London | Perivale |  | 98.059 | 101.033 | 103.155 | 105.251 | 107.885 | 110.722 | 111.549 | 112.932 | 114.454 | 116.697 | 119.31 | 121.684 | 123.975 | 128.494 | 133.413 | 138.311 | 143.212 | 147.94 | 154.625 | 161.101 | 167.64 | 174.013 | 180.344 | 187.454 | 193.981 | 200.822 | 207.635 | 214.3
Counterfactual | Dem_BB003 | GWh | UKPN London | Redbridge |  | 497.283 | 501.678 | 501.902 | 501.105 | 502.174 | 504.116 | 507.996 | 514.664 | 521.714 | 531.116 | 542.663 | 553.741 | 565.745 | 580.757 | 598.613 | 617.691 | 638.019 | 658.859 | 681.963 | 703.413 | 724.305 | 744.163 | 764.505 | 786.518 | 804.902 | 825.627 | 847.85 | 871.037
Counterfactual | Dem_BB003 | GWh | UKPN London | St John's Wood |  | 2275.112 | 2345.238 | 2401.512 | 2460.573 | 2525.309 | 2589.147 | 2600.901 | 2630.865 | 2653.793 | 2684.44 | 2720.698 | 2747.041 | 2773.106 | 2819.563 | 2869.287 | 2921.161 | 2977.535 | 3044.008 | 3129.32 | 3198.148 | 3263.407 | 3324.032 | 3393.654 | 3485.687 | 3562.965 | 3658.484 | 3762.656 | 3874.033
Counterfactual | Dem_BB003 | GWh | UKPN London | Wesley Avenue (Willesden) |  | 44.262 | 47.109 | 50.62 | 54.836 | 59.951 | 65.416 | 70.07 | 74.417 | 80.884 | 88.488 | 96.412 | 104.2 | 111.51 | 124.455 | 137.776 | 150.474 | 162.472 | 172.566 | 187.217 | 202.542 | 218.351 | 233.833 | 247.96 | 262.157 | 276.217 | 289.487 | 301.725 | 312.722
Counterfactual | Dem_BB003 | GWh | UKPN London | West Ham |  | 1677.809 | 1565.74 | 1441.213 | 1317.719 | 1202.809 | 1093.237 | 1097.715 | 1107.196 | 1117.144 | 1131.403 | 1149.347 | 1165.331 | 1182.589 | 1204.884 | 1232.463 | 1262.781 | 1295.92 | 1330.741 | 1371.7 | 1409.187 | 1445.75 | 1480.539 | 1516.327 | 1559.018 | 1595.799 | 1639.889 | 1687.205 | 1736.635
Counterfactual | Dem_BB003 | GWh | UKPN London | Willesden 132kV |  | 921.328 | 947.449 | 965.518 | 983.056 | 1004.37 | 1026.641 | 1029.89 | 1039.07 | 1047.199 | 1060.492 | 1076.863 | 1090.53 | 1103.876 | 1131.96 | 1163.195 | 1194.926 | 1227.652 | 1261.468 | 1308.439 | 1352.024 | 1395.425 | 1437.643 | 1481.274 | 1532.736 | 1578.854 | 1629.521 | 1681.533 | 1733.926
Counterfactual | Dem_BB003 | GWh | UKPN London | Willesden 66kV |  | 247.289 | 254.269 | 259.406 | 264.514 | 270.755 | 277.347 | 279.008 | 282.299 | 285.489 | 290.179 | 295.77 | 300.623 | 305.393 | 314.502 | 324.426 | 334.402 | 344.555 | 354.783 | 368.914 | 382.14 | 395.319 | 408.035 | 421.015 | 436.117 | 449.655 | 464.325 | 479.268 | 494.233
Counterfactual | Dem_BB003 | GWh | UKPN London | Wimbledon North |  | 523.585 | 521.554 | 517.618 | 513.567 | 511.912 | 511.588 | 514.507 | 524.692 | 535.074 | 548.524 | 564.574 | 580.498 | 597.6 | 619.186 | 644.147 | 670.241 | 697.568 | 725.084 | 754.705 | 782.419 | 809.389 | 835.057 | 861.249 | 888.039 | 909.914 | 933.2 | 958.158 | 984.168
Counterfactual | Dem_BB003 | GWh | UKPN London | Wimbledon South |  | 2010.102 | 2032.541 | 2037.133 | 2038.061 | 2045.955 | 2056.089 | 2068.338 | 2090.482 | 2111.91 | 2143.351 | 2182.175 | 2217.659 | 2255.487 | 2307.579 | 2370.493 | 2438.481 | 2511.87 | 2587.948 | 2678.572 | 2761.637 | 2842.756 | 2920.265 | 2999.769 | 3095.091 | 3175.906 | 3270.082 | 3370.714 | 3475.55
Counterfactual | Dem_BB003 | GWh | UKPN South East | Beddington (_J) |  | 1866.899 | 1880.828 | 1878.709 | 1872.238 | 1873.984 | 1879.845 | 1901.35 | 1930.553 | 1962.241 | 2002.645 | 2051.889 | 2100.311 | 2152.039 | 2227.514 | 2312.113 | 2401.411 | 2495.639 | 2590.975 | 2707.28 | 2811.684 | 2913.706 | 3011.514 | 3111.477 | 3229.044 | 3323.363 | 3426.301 | 3535.397 | 3648.401
Counterfactual | Dem_BB003 | GWh | UKPN South East | Bolney |  | 3410.216 | 3458.967 | 3480.764 | 3496.611 | 3526.364 | 3563.212 | 3611.44 | 3672.344 | 3734.487 | 3816.716 | 3916.061 | 4013.663 | 4118.816 | 4243.239 | 4398.865 | 4562.803 | 4735.449 | 4910.334 | 5090.635 | 5266.666 | 5437.972 | 5600.838 | 5767.356 | 5923.736 | 6064.559 | 6217.677 | 6381.821 | 6553.076
Counterfactual | Dem_BB003 | GWh | UKPN South East | Canterbury |  | 931.904 | 925.182 | 909.603 | 892.343 | 878.553 | 866.649 | 875.451 | 885.838 | 898.125 | 913.225 | 931.88 | 949.56 | 968.933 | 989.688 | 1016.265 | 1044.94 | 1075.692 | 1107.511 | 1140.545 | 1171.689 | 1201.924 | 1230.441 | 1259.74 | 1287.552 | 1312.681 | 1341.763 | 1373.275 | 1406.36
Counterfactual | Dem_BB003 | GWh | UKPN South East | Chessington |  | 953.973 | 958.833 | 957.584 | 955.056 | 957.287 | 961.927 | 973.8 | 993.571 | 1014.295 | 1040.444 | 1071.513 | 1102.508 | 1135.163 | 1184.585 | 1238.173 | 1294.123 | 1352.688 | 1411.401 | 1484.579 | 1550.232 | 1614.491 | 1676.363 | 1739.455 | 1815.051 | 1875.03 | 1939.144 | 2006.816 | 2076.701
Counterfactual | Dem_BB003 | GWh | UKPN South East | Kemsley |  | 491.236 | 514.838 | 533.825 | 551.21 | 570.42 | 590.606 | 602.085 | 614.387 | 627.733 | 644.298 | 664.13 | 684.126 | 705.745 | 729.558 | 759.351 | 790.512 | 823.094 | 855.821 | 889.396 | 921.851 | 953.426 | 983.414 | 1014.055 | 1041.768 | 1065.944 | 1091.214 | 1118.28 | 1146.485
Counterfactual | Dem_BB003 | GWh | UKPN South East | Kingsnorth |  | 842.308 | 849.994 | 849.183 | 846.666 | 848.227 | 852.005 | 866.86 | 882.588 | 898.623 | 919.738 | 945.052 | 970.151 | 996.778 | 1032.948 | 1075.198 | 1119.558 | 1166.188 | 1213.159 | 1269.931 | 1321.466 | 1371.857 | 1420.231 | 1469.624 | 1526.439 | 1572.676 | 1622.6 | 1675.451 | 1730.139
Counterfactual | Dem_BB003 | GWh | UKPN South East | Littlebrook (_J) |  | 80.008 | 81.887 | 82.919 | 84.174 | 86.205 | 88.474 | 93.18 | 97.761 | 102.099 | 107.602 | 113.623 | 119.709 | 125.611 | 137.683 | 149.043 | 160.685 | 172.759 | 184.623 | 203.06 | 219.296 | 235.36 | 251.16 | 267.222 | 290.387 | 308.56 | 327.863 | 347.892 | 368.336
Counterfactual | Dem_BB003 | GWh | UKPN South East | Ninfield |  | 1790.824 | 1807.76 | 1811.249 | 1812.396 | 1822.022 | 1836.754 | 1873.401 | 1912.716 | 1953.168 | 2005.213 | 2067.428 | 2130.019 | 2197.458 | 2277.196 | 2374.129 | 2475.248 | 2580.752 | 2686.585 | 2794.086 | 2899.193 | 3001.44 | 3098.654 | 3197.888 | 3287.838 | 3366.856 | 3449.312 | 3537.595 | 3629.581
Counterfactual | Dem_BB003 | GWh | UKPN South East | Northfleet East |  | 1869.708 | 1866.084 | 1848.705 | 1828.711 | 1816.646 | 1809.757 | 1836.679 | 1869.839 | 1907.331 | 1952.599 | 2007.342 | 2061.895 | 2121.598 | 2187.724 | 2267.605 | 2351.531 | 2439.526 | 2528.49 | 2617.195 | 2700.448 | 2781.097 | 2857.044 | 2934.738 | 3002.919 | 3059.59 | 3119.439 | 3184.466 | 3252.841
Counterfactual | Dem_BB003 | GWh | UKPN South East | Richborough |  | 43.877 | 48.295 | 55.481 | 64.533 | 75.505 | 87.862 | 105.4 | 122.152 | 138.198 | 157.946 | 179.899 | 203.404 | 227.7 | 262.566 | 299.353 | 336.193 | 373.395 | 409.181 | 451.191 | 490.669 | 529.369 | 566.878 | 604.833 | 645.232 | 677.055 | 706.578 | 737.283 | 768.63
Counterfactual | Dem_BB003 | GWh | UKPN South East | Sellindge |  | 505.724 | 511.005 | 516.235 | 522.771 | 533.12 | 546.289 | 572.605 | 599.009 | 625.2 | 657.907 | 695.525 | 734.905 | 776.836 | 825.041 | 882.472 | 940.88 | 1000.514 | 1058.919 | 1115.974 | 1173.104 | 1228.715 | 1281.783 | 1335.664 | 1379.956 | 1418.253 | 1453.692 | 1491.403 | 1530.477
Counterfactual | Dem_BB003 | GWh | UKPN South East | West Weybridge |  | 1512.3 | 1549.897 | 1576.836 | 1599.853 | 1628.314 | 1659.772 | 1676.47 | 1704.83 | 1737.503 | 1776.735 | 1824.455 | 1871.966 | 1923.866 | 1985.571 | 2057.611 | 2133.485 | 2213.196 | 2293.839 | 2377.948 | 2455.997 | 2531.75 | 2603.348 | 2676.61 | 2746.383 | 2803.317 | 2864.064 | 2929.585 | 2998.181
Counterfactual | Dem_BB004 | GWh | Electricity North West | Bredbury |  | 5.806 | 7.64 | 9.622 | 11.475 | 13.717 | 15.931 | 17.836 | 19.723 | 21.134 | 22.614 | 24.057 | 25.488 | 26.95 | 31.15 | 36.676 | 43.408 | 52.429 | 63.128 | 76.099 | 87.107 | 98.186 | 109.612 | 121.704 | 135.647 | 149.089 | 163.365 | 178.335 | 193.74
Counterfactual | Dem_BB004 | GWh | Electricity North West | Harker |  | 10.838 | 11.769 | 13.338 | 14.873 | 16.971 | 19.046 | 21.324 | 23.579 | 25.33 | 27.104 | 28.834 | 30.548 | 32.301 | 34.418 | 40.524 | 47.963 | 57.93 | 69.752 | 79.446 | 90.938 | 102.505 | 114.433 | 127.056 | 135.625 | 149.064 | 163.338 | 178.306 | 193.708
Counterfactual | Dem_BB004 | GWh | Electricity North West | Heysham (NGET) |  | 7.242 | 7.62 | 8.459 | 9.296 | 10.493 | 11.678 | 13.075 | 14.458 | 15.373 | 16.45 | 17.501 | 18.54 | 19.604 | 21.682 | 25.528 | 30.214 | 36.494 | 43.942 | 51.679 | 59.154 | 66.678 | 74.438 | 82.649 | 90.462 | 99.427 | 108.947 | 118.929 | 129.204
Counterfactual | Dem_BB004 | GWh | Electricity North West | Hutton |  | 6.682 | 6.763 | 7.309 | 7.875 | 8.755 | 9.628 | 10.78 | 11.92 | 12.406 | 13.273 | 14.121 | 14.961 | 15.819 | 16.28 | 19.167 | 22.685 | 27.401 | 32.993 | 36.88 | 42.215 | 47.585 | 53.122 | 58.981 | 62.192 | 68.356 | 74.9 | 81.764 | 88.826
Counterfactual | Dem_BB004 | GWh | Electricity North West | Kearsley 132kV |  | 10.742 | 13.406 | 16.45 | 19.315 | 22.853 | 26.347 | 29.497 | 32.617 | 35.519 | 38.006 | 40.432 | 42.836 | 45.293 | 53.181 | 62.615 | 74.109 | 89.511 | 107.778 | 131.683 | 150.732 | 169.906 | 189.676 | 210.6 | 236.731 | 260.19 | 285.104 | 311.23 | 338.114
Counterfactual | Dem_BB004 | GWh | Electricity North West | Kearsley 33kV |  | 1.683 | 2.1 | 2.577 | 3.026 | 3.581 | 4.128 | 4.621 | 5.11 | 5.565 | 5.954 | 6.334 | 6.711 | 7.096 | 8.332 | 9.81 | 11.611 | 14.024 | 16.885 | 20.631 | 23.616 | 26.62 | 29.717 | 32.995 | 37.089 | 40.764 | 44.667 | 48.76 | 52.973
Counterfactual | Dem_BB004 | GWh | Electricity North West | Kirkby (_G) |  | 3.064 | 4.243 | 5.47 | 6.611 | 7.971 | 9.314 | 10.428 | 11.531 | 12.816 | 13.714 | 14.589 | 15.456 | 16.343 | 19.165 | 22.565 | 26.707 | 32.257 | 38.84 | 47.046 | 53.851 | 60.701 | 67.764 | 75.239 | 83.953 | 92.273 | 101.108 | 110.373 | 119.906
Counterfactual | Dem_BB004 | GWh | Electricity North West | Macclesfield |  | 2.782 | 3.292 | 3.927 | 4.531 | 5.297 | 6.054 | 6.779 | 7.495 | 7.956 | 8.512 | 9.056 | 9.595 | 10.145 | 11.494 | 13.534 | 16.018 | 19.347 | 23.296 | 27.98 | 32.027 | 36.102 | 40.302 | 44.747 | 50.093 | 55.058 | 60.328 | 65.858 | 71.547
Counterfactual | Dem_BB004 | GWh | Electricity North West | Ormonde |  | 0.995 | 1.048 | 1.163 | 1.278 | 1.443 | 1.606 | 1.798 | 1.988 | 2.115 | 2.263 | 2.408 | 2.55 | 2.696 | 2.983 | 3.512 | 4.156 | 5.02 | 6.044 | 7.108 | 8.137 | 9.172 | 10.239 | 11.368 | 12.443 | 13.677 | 14.985 | 16.359 | 17.772
Counterfactual | Dem_BB004 | GWh | Electricity North West | Padiham |  | 7.607 | 10.004 | 12.597 | 15.021 | 17.955 | 20.851 | 23.344 | 25.813 | 28.434 | 30.425 | 32.367 | 34.291 | 36.258 | 42.302 | 49.806 | 58.948 | 71.199 | 85.729 | 104.643 | 119.78 | 135.015 | 150.726 | 167.354 | 187.898 | 206.517 | 226.291 | 247.028 | 268.367
Counterfactual | Dem_BB004 | GWh | Electricity North West | Penwortham East |  | 5.42 | 6.399 | 7.623 | 8.787 | 10.266 | 11.728 | 13.13 | 14.518 | 15.757 | 16.861 | 17.937 | 19.004 | 20.094 | 23.215 | 27.334 | 32.351 | 39.074 | 47.049 | 56.703 | 64.905 | 73.162 | 81.674 | 90.684 | 100.94 | 110.942 | 121.565 | 132.705 | 144.168
Counterfactual | Dem_BB004 | GWh | Electricity North West | Penwortham West |  | 6.894 | 8.139 | 9.695 | 11.175 | 13.057 | 14.915 | 16.699 | 18.465 | 20.041 | 21.444 | 22.813 | 24.17 | 25.556 | 29.526 | 34.764 | 41.145 | 49.697 | 59.839 | 72.118 | 82.55 | 93.051 | 103.877 | 115.338 | 128.381 | 141.102 | 154.613 | 168.781 | 183.36
Counterfactual | Dem_BB004 | GWh | Electricity North West | Robin Rigg |  | 0.432 | 0.469 | 0.531 | 0.593 | 0.676 | 0.759 | 0.85 | 0.939 | 1.009 | 1.08 | 1.149 | 1.217 | 1.286 | 1.371 | 1.615 | 1.911 | 2.308 | 2.778 | 3.165 | 3.623 | 4.084 | 4.558 | 5.061 | 5.402 | 5.938 | 6.506 | 7.102 | 7.715
Counterfactual | Dem_BB004 | GWh | Electricity North West | Rochdale |  | 3.552 | 4.433 | 5.44 | 6.387 | 7.557 | 8.713 | 9.755 | 10.786 | 11.747 | 12.569 | 13.372 | 14.166 | 14.979 | 17.588 | 20.708 | 24.509 | 29.602 | 35.644 | 43.549 | 49.85 | 56.19 | 62.728 | 69.648 | 78.289 | 86.049 | 94.287 | 102.928 | 111.818
Counterfactual | Dem_BB004 | GWh | Electricity North West | South Manchester |  | 22.158 | 22.017 | 23.475 | 25.035 | 27.611 | 30.167 | 33.775 | 37.346 | 40.019 | 42.821 | 45.555 | 48.263 | 51.032 | 58.985 | 69.449 | 82.197 | 99.279 | 119.54 | 144.099 | 164.943 | 185.925 | 207.56 | 230.456 | 256.861 | 282.313 | 309.345 | 337.694 | 366.863
Counterfactual | Dem_BB004 | GWh | Electricity North West | Stalybridge |  | 3.474 | 4.997 | 6.547 | 7.984 | 9.683 | 11.358 | 12.717 | 14.062 | 15.485 | 16.57 | 17.627 | 18.675 | 19.746 | 23.36 | 27.504 | 32.553 | 39.318 | 47.342 | 58.103 | 66.508 | 74.968 | 83.691 | 92.924 | 105.187 | 115.611 | 126.681 | 138.289 | 150.234
Counterfactual | Dem_BB004 | GWh | Electricity North West | Stanah |  | 3.935 | 4.645 | 5.533 | 6.378 | 7.452 | 8.513 | 9.53 | 10.538 | 11.438 | 12.239 | 13.02 | 13.794 | 14.585 | 16.852 | 19.841 | 23.483 | 28.364 | 34.152 | 41.16 | 47.114 | 53.106 | 59.287 | 65.827 | 73.271 | 80.532 | 88.242 | 96.329 | 104.649
Counterfactual | Dem_BB004 | GWh | Electricity North West | Walney 2 |  | 0.776 | 0.916 | 1.091 | 1.258 | 1.469 | 1.679 | 1.879 | 2.078 | 2.255 | 2.413 | 2.567 | 2.72 | 2.876 | 3.323 | 3.912 | 4.63 | 5.593 | 6.733 | 8.115 | 9.289 | 10.47 | 11.689 | 12.979 | 14.446 | 15.878 | 17.398 | 18.992 | 20.633
Counterfactual | Dem_BB004 | GWh | Electricity North West | Washway Farm |  | 2.136 | 2.387 | 2.754 | 3.108 | 3.578 | 4.043 | 4.525 | 5.005 | 5.562 | 5.951 | 6.332 | 6.708 | 7.092 | 8.317 | 9.793 | 11.59 | 13.999 | 16.856 | 20.418 | 23.371 | 26.344 | 29.41 | 32.654 | 36.435 | 40.046 | 43.88 | 47.901 | 52.039
Counterfactual | Dem_BB004 | GWh | Electricity North West | Whitegate |  | 5.208 | 6.499 | 7.975 | 9.364 | 11.08 | 12.774 | 14.301 | 15.813 | 17.222 | 18.427 | 19.604 | 20.769 | 21.96 | 25.784 | 30.359 | 35.931 | 43.398 | 52.255 | 63.845 | 73.081 | 82.377 | 91.962 | 102.108 | 114.777 | 126.151 | 138.23 | 150.897 | 163.931
Counterfactual | Dem_BB004 | GWh | IDNO - Refer to Comment Field | Tynemouth 2 |  | 1.345 | 1.67 | 2.044 | 2.395 | 2.831 | 3.261 | 3.652 | 4.038 | 4.452 | 4.764 | 5.068 | 5.369 | 5.678 | 6.644 | 7.822 | 9.258 | 11.182 | 13.464 | 16.363 | 18.73 | 21.113 | 23.57 | 26.17 | 29.284 | 32.186 | 35.269 | 38.499 | 41.826 | Note: TYNE2 is operated by an IDNO allocated to GSP Group/licence area F
Counterfactual | Dem_BB004 | GWh | NGED East Midlands | Berkswell |  | 11.714 | 12.321 | 13.674 | 15.025 | 16.958 | 18.871 | 21.128 | 23.362 | 23.766 | 25.43 | 27.054 | 28.662 | 30.307 | 33.921 | 39.94 | 47.271 | 57.094 | 68.746 | 82.282 | 94.185 | 106.164 | 118.518 | 131.593 | 149.721 | 164.557 | 180.313 | 196.837 | 213.84
Counterfactual | Dem_BB004 | GWh | NGED East Midlands | Bicker Fen |  | 8.949 | 9.224 | 10.098 | 10.984 | 12.303 | 13.61 | 15.238 | 16.849 | 17.163 | 18.365 | 19.537 | 20.699 | 21.887 | 22.284 | 26.237 | 31.053 | 37.506 | 45.161 | 49.903 | 57.122 | 64.389 | 71.88 | 79.81 | 85.091 | 93.523 | 102.477 | 111.868 | 121.531
Counterfactual | Dem_BB004 | GWh | NGED East Midlands | Chesterfield |  | 6.731 | 10.23 | 13.703 | 16.911 | 20.661 | 24.361 | 27.273 | 30.158 | 33.224 | 35.55 | 37.819 | 40.068 | 42.366 | 49.863 | 58.708 | 69.484 | 83.925 | 101.053 | 123.211 | 141.033 | 158.974 | 177.472 | 197.05 | 222.925 | 245.014 | 268.475 | 293.078 | 318.394
Counterfactual | Dem_BB004 | GWh | NGED East Midlands | Coventry |  | 11.375 | 13.92 | 16.908 | 19.73 | 23.246 | 26.718 | 29.912 | 33.076 | 33.648 | 36.005 | 38.303 | 40.58 | 42.908 | 48.027 | 56.546 | 66.927 | 80.835 | 97.331 | 116.496 | 133.348 | 150.309 | 167.799 | 186.311 | 211.976 | 232.982 | 255.29 | 278.685 | 302.757
Counterfactual | Dem_BB004 | GWh | NGED East Midlands | Drakelow |  | 3.784 | 4.563 | 5.5 | 6.386 | 7.499 | 8.598 | 9.627 | 10.645 | 10.836 | 11.595 | 12.335 | 13.068 | 13.818 | 15.15 | 17.838 | 21.112 | 25.499 | 30.703 | 36.27 | 41.516 | 46.797 | 52.242 | 58.006 | 65.293 | 71.763 | 78.634 | 85.84 | 93.254
Counterfactual | Dem_BB004 | GWh | NGED East Midlands | East Claydon (_B) |  | 9.411 | 11.75 | 14.422 | 16.937 | 20.041 | 23.107 | 25.685 | 27.578 | 31.96 | 36.669 | 41.135 | 45.56 | 49.942 | 56.719 | 67.628 | 80.483 | 96.853 | 114.433 | 131.755 | 150.124 | 169.877 | 191.124 | 211.116 | 227.458 | 245.055 | 260.446 | 274.336 | 286.017
Counterfactual | Dem_BB004 | GWh | NGED East Midlands | Enderby |  | 10.013 | 12.075 | 14.553 | 16.898 | 19.844 | 22.753 | 25.474 | 28.167 | 29.215 | 31.261 | 33.257 | 35.234 | 37.256 | 43.022 | 50.653 | 59.951 | 72.41 | 87.188 | 106.209 | 121.572 | 137.036 | 152.982 | 169.858 | 195.66 | 215.049 | 235.64 | 257.235 | 279.454
Counterfactual | Dem_BB004 | GWh | NGED East Midlands | Grendon |  | 15.437 | 18.366 | 21.972 | 25.395 | 29.727 | 34.006 | 38.072 | 42.098 | 43.059 | 46.073 | 49.014 | 51.928 | 54.907 | 61.743 | 72.696 | 86.04 | 103.92 | 125.129 | 150.972 | 172.811 | 194.793 | 217.46 | 241.448 | 276.223 | 303.595 | 332.664 | 363.15 | 394.519
Counterfactual | Dem_BB004 | GWh | NGED East Midlands | Ratcliffe |  | 8.829 | 10.949 | 13.392 | 15.694 | 18.544 | 21.359 | 23.912 | 26.44 | 27.273 | 29.182 | 31.045 | 32.89 | 34.777 | 40.257 | 47.399 | 56.1 | 67.758 | 81.586 | 99.642 | 114.056 | 128.564 | 143.524 | 159.357 | 183.971 | 202.203 | 221.563 | 241.868 | 262.76
Counterfactual | Dem_BB004 | GWh | NGED East Midlands | Staythorpe |  | 5.813 | 6.523 | 7.544 | 8.529 | 9.831 | 11.117 | 12.446 | 13.762 | 14.252 | 15.25 | 16.223 | 17.187 | 18.173 | 19.096 | 22.483 | 26.61 | 32.139 | 38.699 | 43.914 | 50.266 | 56.66 | 63.253 | 70.231 | 76.526 | 84.11 | 92.163 | 100.608 | 109.299
Counterfactual | Dem_BB004 | GWh | NGED East Midlands | Stoke Bardolph |  | 5.4 | 6.018 | 6.931 | 7.815 | 8.989 | 10.15 | 11.364 | 12.565 | 12.96 | 13.868 | 14.753 | 15.63 | 16.527 | 19.131 | 22.525 | 26.66 | 32.201 | 38.772 | 47.353 | 54.202 | 61.097 | 68.206 | 75.73 | 87.428 | 96.092 | 105.293 | 114.941 | 124.871
Counterfactual | Dem_BB004 | GWh | NGED East Midlands | Walpole (_B) |  | 8.232 | 9.46 | 11.097 | 12.665 | 14.695 | 16.702 | 18.7 | 20.677 | 21.005 | 22.475 | 23.911 | 25.332 | 26.786 | 27.442 | 32.31 | 38.241 | 46.188 | 55.614 | 62.073 | 71.052 | 80.09 | 89.409 | 99.272 | 106.79 | 117.373 | 128.612 | 140.398 | 152.524
Counterfactual | Dem_BB004 | GWh | NGED East Midlands | West Burton |  | 5.498 | 6.363 | 7.494 | 8.576 | 9.969 | 11.346 | 12.703 | 14.047 | 14.356 | 15.36 | 16.341 | 17.313 | 18.306 | 20.361 | 23.973 | 28.373 | 34.269 | 41.263 | 49.466 | 56.621 | 63.824 | 71.25 | 79.11 | 90.1 | 99.029 | 108.51 | 118.453 | 128.687
Counterfactual | Dem_BB004 | GWh | NGED East Midlands | Willington |  | 8.885 | 11.74 | 14.817 | 17.69 | 21.163 | 24.591 | 27.532 | 30.442 | 30.97 | 33.138 | 35.254 | 37.35 | 39.493 | 44.204 | 52.045 | 61.598 | 74.4 | 89.584 | 107.222 | 122.732 | 138.344 | 154.442 | 171.479 | 195.102 | 214.436 | 234.968 | 256.5 | 278.656
Counterfactual | Dem_BB004 | GWh | NGED South Wales | Aberthaw |  | 3.844 | 5.89 | 7.915 | 9.784 | 11.966 | 14.118 | 15.806 | 17.477 | 18.696 | 20.005 | 21.282 | 22.547 | 23.841 | 25.691 | 30.247 | 35.8 | 43.24 | 52.065 | 61.98 | 70.946 | 79.97 | 89.276 | 99.124 | 113.632 | 124.893 | 136.851 | 149.392 | 162.296
Counterfactual | Dem_BB004 | GWh | NGED South Wales | Alpha Steel (Uskmouth) |  | 0.225 | 0.345 | 0.464 | 0.573 | 0.701 | 0.827 | 0.926 | 1.024 | 1.096 | 1.173 | 1.247 | 1.321 | 1.397 | 1.505 | 1.772 | 2.098 | 2.534 | 3.051 | 3.632 | 4.157 | 4.687 | 5.232 | 5.809 | 6.658 | 7.319 | 8.02 | 8.755 | 9.511
Counterfactual | Dem_BB004 | GWh | NGED South Wales | Cardiff East |  | 1.445 | 2.214 | 2.975 | 3.677 | 4.497 | 5.305 | 5.94 | 6.568 | 7.026 | 7.518 | 7.998 | 8.473 | 8.96 | 9.655 | 11.367 | 13.454 | 16.25 | 19.566 | 23.293 | 26.662 | 30.054 | 33.55 | 37.251 | 42.705 | 46.936 | 51.43 | 56.143 | 60.992
Counterfactual | Dem_BB004 | GWh | NGED South Wales | Grange |  | 0.31 | 0.534 | 0.747 | 0.943 | 1.168 | 1.39 | 1.557 | 1.722 | 1.849 | 1.979 | 2.105 | 2.23 | 2.358 | 2.555 | 3.008 | 3.56 | 4.301 | 5.178 | 6.278 | 7.185 | 8.1 | 9.041 | 10.04 | 11.641 | 12.794 | 14.02 | 15.305 | 16.627
Counterfactual | Dem_BB004 | GWh | NGED South Wales | Imperial Park |  | 0.103 | 0.135 | 0.169 | 0.201 | 0.24 | 0.279 | 0.312 | 0.345 | 0.361 | 0.386 | 0.41 | 0.435 | 0.46 | 0.462 | 0.545 | 0.644 | 0.779 | 0.937 | 1.067 | 1.221 | 1.377 | 1.537 | 1.707 | 1.88 | 2.067 | 2.264 | 2.471 | 2.684
Counterfactual | Dem_BB004 | GWh | NGED South Wales | Pembroke |  | 4.782 | 5.368 | 6.211 | 7.024 | 8.098 | 9.159 | 10.254 | 11.338 | 11.824 | 12.652 | 13.459 | 14.26 | 15.078 | 15.18 | 17.873 | 21.154 | 25.55 | 30.764 | 35.03 | 40.097 | 45.197 | 50.458 | 56.023 | 61.699 | 67.812 | 74.306 | 81.116 | 88.122
Counterfactual | Dem_BB004 | GWh | NGED South Wales | Pyle |  | 0.936 | 1.526 | 2.097 | 2.623 | 3.231 | 3.831 | 4.288 | 4.742 | 5.094 | 5.451 | 5.798 | 6.143 | 6.495 | 7.037 | 8.285 | 9.806 | 11.844 | 14.26 | 17.289 | 19.79 | 22.306 | 24.903 | 27.649 | 32.062 | 35.239 | 38.612 | 42.15 | 45.792
Counterfactual | Dem_BB004 | GWh | NGED South Wales | Rassau |  | 4.071 | 5.711 | 7.405 | 8.978 | 10.847 | 12.692 | 14.209 | 15.713 | 16.385 | 17.533 | 18.652 | 19.761 | 20.895 | 21.037 | 24.768 | 29.316 | 35.408 | 42.633 | 48.545 | 55.566 | 62.635 | 69.923 | 77.637 | 85.503 | 93.975 | 102.974 | 112.409 | 122.12
Counterfactual | Dem_BB004 | GWh | NGED South Wales | Swansea North |  | 14.501 | 17.918 | 21.875 | 25.605 | 30.232 | 34.8 | 38.962 | 43.081 | 44.928 | 48.074 | 51.142 | 54.182 | 57.291 | 57.68 | 67.912 | 80.378 | 97.083 | 116.895 | 133.102 | 152.356 | 171.736 | 191.719 | 212.869 | 234.434 | 257.665 | 282.338 | 308.21 | 334.834
Counterfactual | Dem_BB004 | GWh | NGED South Wales | Upper Boat 132kV |  | 2.198 | 3.366 | 4.523 | 5.591 | 6.837 | 8.067 | 9.032 | 9.987 | 10.683 | 11.432 | 12.161 | 12.884 | 13.623 | 14.68 | 17.284 | 20.457 | 24.708 | 29.75 | 35.417 | 40.539 | 45.697 | 51.013 | 56.641 | 64.932 | 71.366 | 78.199 | 85.365 | 92.74
Counterfactual | Dem_BB004 | GWh | NGED South Wales | Upper Boat 33kV |  | 0.689 | 1.056 | 1.419 | 1.754 | 2.145 | 2.531 | 2.834 | 3.134 | 3.352 | 3.587 | 3.816 | 4.043 | 4.275 | 4.606 | 5.423 | 6.418 | 7.753 | 9.335 | 11.114 | 12.72 | 14.339 | 16.007 | 17.774 | 20.374 | 22.393 | 24.538 | 26.787 | 29.1
Counterfactual | Dem_BB004 | GWh | NGED South Wales | Uskmouth |  | 3.424 | 5.245 | 7.047 | 8.71 | 10.653 | 12.568 | 14.071 | 15.558 | 16.643 | 17.81 | 18.946 | 20.073 | 21.224 | 22.871 | 26.928 | 31.87 | 38.493 | 46.349 | 55.176 | 63.157 | 71.191 | 79.476 | 88.243 | 101.159 | 111.184 | 121.83 | 132.993 | 144.481
Counterfactual | Dem_BB004 | GWh | NGED South West | Abham |  | 18.18 | 19.404 | 21.746 | 24.06 | 27.296 | 30.499 | 34.146 | 37.756 | 38.22 | 40.897 | 43.508 | 46.094 | 48.739 | 50.524 | 59.487 | 70.406 | 85.037 | 102.392 | 113.742 | 130.195 | 146.756 | 163.833 | 181.906 | 194.754 | 214.054 | 234.55 | 256.044 | 278.16
Counterfactual | Dem_BB004 | GWh | NGED South West | Alverdiscott |  | 11.785 | 12.245 | 13.479 | 14.722 | 16.541 | 18.342 | 20.535 | 22.707 | 22.986 | 24.595 | 26.166 | 27.721 | 29.311 | 30.385 | 35.776 | 42.342 | 51.141 | 61.578 | 68.404 | 78.299 | 88.259 | 98.53 | 109.399 | 117.126 | 128.732 | 141.059 | 153.985 | 167.286
Counterfactual | Dem_BB004 | GWh | NGED South West | Axminster |  | 6.136 | 7.561 | 9.218 | 10.78 | 12.72 | 14.636 | 16.282 | 17.39 | 19.42 | 21.736 | 23.928 | 26.098 | 28.24 | 31.321 | 36.705 | 43.058 | 51.215 | 60.019 | 68.391 | 77.372 | 86.932 | 97.15 | 106.84 | 114.899 | 123.761 | 131.652 | 138.912 | 145.203
Counterfactual | Dem_BB004 | GWh | NGED South West | Bridgewater |  | 11.148 | 11.742 | 13.044 | 14.342 | 16.195 | 18.029 | 20.186 | 22.32 | 23.088 | 24.705 | 26.282 | 27.844 | 29.442 | 30.809 | 36.275 | 42.934 | 51.857 | 62.439 | 69.706 | 79.789 | 89.938 | 100.402 | 111.479 | 119.691 | 131.551 | 144.146 | 157.356 | 170.949
Counterfactual | Dem_BB004 | GWh | NGED South West | Exeter |  | 13.752 | 14.111 | 15.399 | 16.712 | 18.685 | 20.64 | 23.108 | 25.552 | 25.866 | 27.677 | 29.444 | 31.194 | 32.983 | 34.192 | 40.258 | 47.647 | 57.549 | 69.294 | 76.975 | 88.109 | 99.317 | 110.874 | 123.106 | 131.8 | 144.861 | 158.732 | 173.278 | 188.246
Counterfactual | Dem_BB004 | GWh | NGED South West | Indian Queens |  | 31.169 | 29.919 | 31.069 | 32.453 | 35.195 | 37.922 | 42.457 | 46.946 | 47.523 | 50.852 | 54.098 | 57.314 | 60.602 | 62.822 | 73.966 | 87.543 | 105.737 | 127.315 | 141.428 | 161.886 | 182.478 | 203.711 | 226.184 | 242.16 | 266.157 | 291.641 | 318.367 | 345.868
Counterfactual | Dem_BB004 | GWh | NGED South West | Landulph |  | 8.979 | 9.45 | 10.493 | 11.533 | 13.019 | 14.49 | 16.224 | 17.938 | 18.159 | 19.431 | 20.671 | 21.9 | 23.157 | 24.005 | 28.263 | 33.452 | 40.403 | 48.649 | 54.041 | 61.859 | 69.727 | 77.841 | 86.428 | 92.533 | 101.703 | 111.44 | 121.652 | 132.16
Counterfactual | Dem_BB004 | GWh | NGED South West | Sandford |  | 0.355 | 0.43 | 0.52 | 0.604 | 0.711 | 0.815 | 0.919 | 0.992 | 1.149 | 1.318 | 1.48 | 1.639 | 1.797 | 2.138 | 2.634 | 3.212 | 3.939 | 4.724 | 5.508 | 6.343 | 7.243 | 8.206 | 9.121 | 9.902 | 10.747 | 11.514 | 12.22 | 12.84
Counterfactual | Dem_BB004 | GWh | NGED South West | Seabank |  | 7.413 | 8.857 | 10.62 | 12.293 | 14.405 | 16.491 | 18.507 | 19.932 | 23.299 | 26.892 | 30.297 | 33.65 | 36.965 | 42.152 | 50.384 | 60.07 | 72.386 | 85.618 | 98.552 | 112.247 | 126.918 | 142.55 | 157.243 | 169.485 | 182.689 | 194.432 | 205.093 | 214.208
Counterfactual | Dem_BB004 | GWh | NGED South West | Taunton |  | 6.528 | 6.703 | 7.318 | 7.944 | 8.885 | 9.816 | 10.99 | 12.153 | 12.349 | 13.214 | 14.057 | 14.894 | 15.748 | 16.424 | 19.339 | 22.888 | 27.645 | 33.286 | 37.255 | 42.644 | 48.069 | 53.662 | 59.582 | 64.18 | 70.54 | 77.294 | 84.378 | 91.667
Counterfactual | Dem_BB004 | GWh | NGED West Midlands | Bishops Wood |  | 22.267 | 23.606 | 26.338 | 29.049 | 32.879 | 36.67 | 41.055 | 45.396 | 46.211 | 49.447 | 52.603 | 55.731 | 58.928 | 64.608 | 76.07 | 90.034 | 108.744 | 130.937 | 154.676 | 177.05 | 199.571 | 222.794 | 247.371 | 278.448 | 306.042 | 335.345 | 366.076 | 397.697
Counterfactual | Dem_BB004 | GWh | NGED West Midlands | Bushbury |  | 4.02 | 4.901 | 5.94 | 6.923 | 8.15 | 9.361 | 10.481 | 11.589 | 11.796 | 12.622 | 13.428 | 14.226 | 15.043 | 16.493 | 19.419 | 22.983 | 27.76 | 33.425 | 39.485 | 45.197 | 50.946 | 56.874 | 63.148 | 71.082 | 78.124 | 85.606 | 93.451 | 101.522
Counterfactual | Dem_BB004 | GWh | NGED West Midlands | Bustleholme |  | 5.654 | 6.876 | 8.325 | 9.695 | 11.406 | 13.097 | 14.663 | 16.213 | 16.495 | 17.649 | 18.776 | 19.892 | 21.034 | 23.542 | 27.719 | 32.807 | 39.625 | 47.712 | 57.106 | 65.366 | 73.681 | 82.254 | 91.329 | 103.91 | 114.206 | 125.141 | 136.609 | 148.41
Counterfactual | Dem_BB004 | GWh | NGED West Midlands | Cellarhead |  | 11.937 | 14.275 | 17.127 | 19.831 | 23.242 | 26.611 | 29.793 | 32.944 | 34.276 | 36.676 | 39.018 | 41.337 | 43.709 | 48.723 | 57.367 | 67.896 | 82.007 | 98.743 | 117.42 | 134.405 | 151.502 | 169.13 | 187.789 | 212.092 | 233.11 | 255.43 | 278.837 | 302.924
Counterfactual | Dem_BB004 | GWh | NGED West Midlands | Feckenham |  | 13.845 | 14.877 | 16.746 | 18.586 | 21.134 | 23.655 | 26.484 | 29.285 | 29.793 | 31.879 | 33.914 | 35.93 | 37.992 | 42.524 | 50.067 | 59.257 | 71.572 | 86.178 | 103.147 | 118.068 | 133.085 | 148.572 | 164.961 | 187.687 | 206.285 | 226.037 | 246.75 | 268.066
Counterfactual | Dem_BB004 | GWh | NGED West Midlands | Hams Hall |  | 6.06 | 7.091 | 8.405 | 9.658 | 11.259 | 12.841 | 14.377 | 15.897 | 16.172 | 17.305 | 18.41 | 19.504 | 20.623 | 23.083 | 27.178 | 32.167 | 38.852 | 46.78 | 55.991 | 64.09 | 72.243 | 80.65 | 89.547 | 101.882 | 111.978 | 122.7 | 133.943 | 145.515
Counterfactual | Dem_BB004 | GWh | NGED West Midlands | Iron Acton |  | 19.4 | 22.303 | 26.169 | 29.87 | 34.662 | 39.397 | 44.107 | 48.771 | 50.062 | 53.568 | 56.988 | 60.375 | 63.839 | 71.167 | 83.791 | 99.172 | 119.782 | 144.227 | 170.243 | 194.87 | 219.657 | 245.217 | 272.269 | 305.803 | 336.107 | 368.287 | 402.038 | 436.766
Counterfactual | Dem_BB004 | GWh | NGED West Midlands | Ironbridge |  | 3.487 | 4.388 | 5.408 | 6.366 | 7.546 | 8.71 | 9.751 | 10.782 | 11.218 | 12.004 | 12.77 | 13.529 | 14.305 | 15.947 | 18.776 | 22.222 | 26.84 | 32.318 | 38.431 | 43.99 | 49.586 | 55.355 | 61.463 | 69.417 | 76.297 | 83.602 | 91.262 | 99.146
Counterfactual | Dem_BB004 | GWh | NGED West Midlands | Kitwell |  | 5.991 | 6.787 | 7.895 | 8.961 | 10.356 | 11.736 | 13.14 | 14.529 | 14.79 | 15.825 | 16.836 | 17.836 | 18.86 | 20.678 | 24.346 | 28.815 | 34.804 | 41.907 | 49.504 | 56.665 | 63.873 | 71.305 | 79.171 | 89.117 | 97.948 | 107.327 | 117.164 | 127.284
Counterfactual | Dem_BB004 | GWh | NGED West Midlands | Nechells |  | 21.419 | 23.01 | 25.898 | 28.74 | 32.678 | 36.575 | 40.95 | 45.279 | 46.064 | 49.289 | 52.436 | 55.553 | 58.74 | 65.747 | 77.41 | 91.62 | 110.66 | 133.245 | 159.479 | 182.549 | 205.769 | 229.714 | 255.054 | 290.189 | 318.946 | 349.485 | 381.512 | 414.466
Counterfactual | Dem_BB004 | GWh | NGED West Midlands | Ocker Hill |  | 2.216 | 2.853 | 3.556 | 4.215 | 5.019 | 5.812 | 6.506 | 7.195 | 7.323 | 7.837 | 8.337 | 8.832 | 9.339 | 10.239 | 12.055 | 14.269 | 17.233 | 20.751 | 24.513 | 28.058 | 31.627 | 35.308 | 39.202 | 44.128 | 48.5 | 53.144 | 58.015 | 63.026
Counterfactual | Dem_BB004 | GWh | NGED West Midlands | Oldbury |  | 2.867 | 4.127 | 5.409 | 6.597 | 8.002 | 9.387 | 10.509 | 11.621 | 11.829 | 12.658 | 13.466 | 14.266 | 15.085 | 16.539 | 19.473 | 23.047 | 27.838 | 33.518 | 39.595 | 45.322 | 51.087 | 57.033 | 63.323 | 71.28 | 78.344 | 85.844 | 93.712 | 101.807
Counterfactual | Dem_BB004 | GWh | NGED West Midlands | Penn |  | 3.081 | 3.925 | 4.867 | 5.751 | 6.833 | 7.901 | 8.845 | 9.781 | 10.136 | 10.845 | 11.537 | 12.223 | 12.924 | 14.831 | 17.462 | 20.667 | 24.962 | 30.056 | 36.386 | 41.65 | 46.947 | 52.41 | 58.191 | 66.622 | 73.226 | 80.237 | 87.589 | 95.155
Counterfactual | Dem_BB004 | GWh | NGED West Midlands | Rugeley |  | 2.687 | 3.405 | 4.211 | 4.968 | 5.896 | 6.813 | 7.628 | 8.434 | 8.776 | 9.39 | 9.99 | 10.584 | 11.191 | 12.475 | 14.688 | 17.383 | 20.996 | 25.281 | 30.063 | 34.411 | 38.788 | 43.302 | 48.078 | 54.302 | 59.683 | 65.397 | 71.39 | 77.556
Counterfactual | Dem_BB004 | GWh | NGED West Midlands | Shrewsbury |  | 4.087 | 4.574 | 5.282 | 5.966 | 6.872 | 7.767 | 8.695 | 9.614 | 10.003 | 10.704 | 11.388 | 12.064 | 12.757 | 14.22 | 16.742 | 19.816 | 23.934 | 28.819 | 34.27 | 39.227 | 44.217 | 49.362 | 54.808 | 61.901 | 68.035 | 74.549 | 81.38 | 88.41
Counterfactual | Dem_BB004 | GWh | NGED West Midlands | Walham |  | 10.628 | 12.049 | 14.023 | 15.92 | 18.404 | 20.859 | 23.354 | 25.823 | 26.821 | 28.699 | 30.531 | 32.346 | 34.202 | 37.896 | 44.619 | 52.809 | 63.783 | 76.8 | 89.954 | 102.966 | 116.063 | 129.569 | 143.862 | 160.54 | 176.45 | 193.345 | 211.063 | 229.293
Counterfactual | Dem_BB004 | GWh | NGED West Midlands | Willenhall |  | 5.768 | 7.495 | 9.384 | 11.151 | 13.3 | 15.42 | 17.265 | 19.09 | 19.433 | 20.793 | 22.12 | 23.436 | 24.779 | 27.169 | 31.988 | 37.86 | 45.728 | 55.06 | 65.042 | 74.452 | 83.921 | 93.687 | 104.022 | 117.091 | 128.694 | 141.016 | 153.94 | 167.236
Counterfactual | Dem_BB004 | GWh | NPg Northeast | Blyth 132kV |  | 3.084 | 3.34 | 3.778 | 4.207 | 4.796 | 5.379 | 6.022 | 6.659 | 7.354 | 7.869 | 8.372 | 8.869 | 9.379 | 10.48 | 12.339 | 14.605 | 17.64 | 21.24 | 24.902 | 28.504 | 32.13 | 35.868 | 39.825 | 43.38 | 47.678 | 52.244 | 57.032 | 61.958
Counterfactual | Dem_BB004 | GWh | NPg Northeast | Blyth 66kV |  | 2.341 | 3.505 | 4.668 | 5.742 | 7.003 | 8.246 | 9.232 | 10.208 | 11.274 | 12.064 | 12.834 | 13.597 | 14.377 | 16.067 | 18.917 | 22.389 | 27.042 | 32.561 | 38.174 | 43.696 | 49.255 | 54.986 | 61.051 | 66.502 | 73.092 | 80.09 | 87.43 | 94.982
Counterfactual | Dem_BB004 | GWh | NPg Northeast | Fourstones |  | 0.783 | 0.85 | 0.963 | 1.074 | 1.225 | 1.375 | 1.539 | 1.702 | 1.829 | 1.956 | 2.082 | 2.205 | 2.332 | 2.485 | 2.925 | 3.463 | 4.183 | 5.036 | 5.736 | 6.566 | 7.401 | 8.262 | 9.173 | 9.791 | 10.763 | 11.792 | 12.873 | 13.986
Counterfactual | Dem_BB004 | GWh | NPg Northeast | Hart Moor |  | 2.234 | 2.773 | 3.394 | 3.978 | 4.702 | 5.416 | 6.063 | 6.704 | 7.392 | 7.91 | 8.414 | 8.915 | 9.426 | 11.031 | 12.987 | 15.371 | 18.565 | 22.354 | 27.17 | 31.099 | 35.055 | 39.135 | 43.451 | 48.622 | 53.44 | 58.558 | 63.923 | 69.445
Counterfactual | Dem_BB004 | GWh | NPg Northeast | Hawthorn Pit |  | 3.048 | 3.784 | 4.631 | 5.428 | 6.416 | 7.391 | 8.274 | 9.149 | 10.088 | 10.794 | 11.484 | 12.166 | 12.864 | 15.053 | 17.724 | 20.978 | 25.337 | 30.507 | 37.078 | 42.442 | 47.841 | 53.407 | 59.3 | 66.356 | 72.93 | 79.913 | 87.237 | 94.772
Counterfactual | Dem_BB004 | GWh | NPg Northeast | Knaresborough |  | 5.404 | 6.037 | 6.964 | 7.859 | 9.047 | 10.221 | 11.444 | 12.653 | 13.564 | 14.514 | 15.441 | 16.359 | 17.297 | 19.078 | 22.462 | 26.585 | 32.11 | 38.663 | 45.266 | 51.814 | 58.404 | 65.2 | 72.393 | 78.981 | 86.808 | 95.119 | 103.836 | 112.805
Counterfactual | Dem_BB004 | GWh | NPg Northeast | Lackenby |  | 2.624 | 3.353 | 4.164 | 4.924 | 5.854 | 6.772 | 7.582 | 8.383 | 8.812 | 9.429 | 10.031 | 10.627 | 11.237 | 12.725 | 14.982 | 17.732 | 21.417 | 25.788 | 31.231 | 35.75 | 40.297 | 44.985 | 49.948 | 55.927 | 61.469 | 67.353 | 73.526 | 79.878
Counterfactual | Dem_BB004 | GWh | NPg Northeast | Norton |  | 9.44 | 11.72 | 14.344 | 16.815 | 19.874 | 22.894 | 25.631 | 28.341 | 31.249 | 33.437 | 35.571 | 37.686 | 39.848 | 46.631 | 54.902 | 64.98 | 78.485 | 94.501 | 114.856 | 131.47 | 148.193 | 165.437 | 183.688 | 205.547 | 225.915 | 247.547 | 270.232 | 293.574
Counterfactual | Dem_BB004 | GWh | NPg Northeast | Offerton |  | 1.267 | 1.574 | 1.926 | 2.258 | 2.669 | 3.074 | 3.442 | 3.806 | 4.196 | 4.49 | 4.777 | 5.061 | 5.351 | 6.262 | 7.373 | 8.726 | 10.539 | 12.69 | 15.424 | 17.654 | 19.9 | 22.217 | 24.668 | 27.602 | 30.338 | 33.242 | 36.289 | 39.423
Counterfactual | Dem_BB004 | GWh | NPg Northeast | Osbaldwick |  | 12.689 | 13.399 | 14.909 | 16.413 | 18.55 | 20.665 | 23.136 | 25.583 | 27.297 | 29.209 | 31.074 | 32.921 | 34.809 | 38.891 | 45.79 | 54.196 | 65.458 | 78.817 | 94.039 | 107.642 | 121.334 | 135.453 | 150.395 | 166.507 | 183.008 | 200.529 | 218.906 | 237.816
Counterfactual | Dem_BB004 | GWh | NPg Northeast | Poppleton |  | 2.049 | 2.285 | 2.632 | 2.969 | 3.415 | 3.857 | 4.319 | 4.775 | 5.119 | 5.477 | 5.827 | 6.173 | 6.528 | 7.2 | 8.477 | 10.033 | 12.118 | 14.591 | 17.083 | 19.553 | 22.041 | 24.606 | 27.32 | 29.806 | 32.759 | 35.896 | 39.187 | 42.572
Counterfactual | Dem_BB004 | GWh | NPg Northeast | Saltholme |  | 1.246 | 1.592 | 1.976 | 2.337 | 2.778 | 3.214 | 3.598 | 3.979 | 4.182 | 4.475 | 4.76 | 5.043 | 5.333 | 6.039 | 7.11 | 8.415 | 10.164 | 12.238 | 14.821 | 16.965 | 19.123 | 21.348 | 23.703 | 26.541 | 29.171 | 31.963 | 34.893 | 37.907
Counterfactual | Dem_BB004 | GWh | NPg Northeast | South Shields |  | 1.831 | 2.273 | 2.782 | 3.261 | 3.854 | 4.44 | 4.97 | 5.496 | 6.06 | 6.485 | 6.898 | 7.309 | 7.728 | 9.043 | 10.647 | 12.601 | 15.22 | 18.327 | 22.274 | 25.496 | 28.739 | 32.083 | 35.623 | 39.86 | 43.811 | 48.007 | 52.405 | 56.932
Counterfactual | Dem_BB004 | GWh | NPg Northeast | Spennymoor |  | 6.182 | 7.673 | 9.39 | 11.008 | 13.01 | 14.986 | 16.778 | 18.552 | 20.421 | 21.85 | 23.245 | 24.627 | 26.04 | 29.728 | 35.002 | 41.427 | 50.036 | 60.247 | 72.423 | 82.9 | 93.444 | 104.317 | 115.825 | 128.669 | 141.42 | 154.96 | 169.161 | 183.773
Counterfactual | Dem_BB004 | GWh | NPg Northeast | Stella North |  | 7.104 | 7.812 | 8.923 | 10.004 | 11.461 | 12.901 | 14.444 | 15.972 | 17.497 | 18.722 | 19.917 | 21.101 | 22.312 | 25.888 | 30.481 | 36.076 | 43.573 | 52.465 | 63.468 | 72.65 | 81.891 | 91.42 | 101.505 | 113.261 | 124.485 | 136.404 | 148.903 | 161.766
Counterfactual | Dem_BB004 | GWh | NPg Northeast | Stella South |  | 2.638 | 3.936 | 5.234 | 6.434 | 7.842 | 9.231 | 10.334 | 11.428 | 12.519 | 13.395 | 14.25 | 15.098 | 15.964 | 18.522 | 21.808 | 25.812 | 31.175 | 37.537 | 45.41 | 51.979 | 58.59 | 65.408 | 72.624 | 81.035 | 89.065 | 97.592 | 106.536 | 115.739
Counterfactual | Dem_BB004 | GWh | NPg Northeast | Tynemouth 1 |  | 3.075 | 3.818 | 4.672 | 5.477 | 6.473 | 7.456 | 8.348 | 9.232 | 10.178 | 10.891 | 11.586 | 12.275 | 12.98 | 15.189 | 17.883 | 21.165 | 25.564 | 30.781 | 37.411 | 42.823 | 48.27 | 53.887 | 59.832 | 66.952 | 73.586 | 80.631 | 88.02 | 95.624
Counterfactual | Dem_BB004 | GWh | NPg Northeast | West Boldon |  | 5.382 | 6.682 | 8.177 | 9.586 | 11.329 | 13.051 | 14.612 | 16.158 | 17.815 | 19.062 | 20.279 | 21.485 | 22.717 | 26.584 | 31.3 | 37.045 | 44.744 | 53.876 | 65.479 | 74.952 | 84.485 | 94.317 | 104.72 | 117.183 | 128.795 | 141.126 | 154.06 | 167.367
Counterfactual | Dem_BB004 | GWh | NPg Yorkshire | Bradford West |  | 11.507 | 13.629 | 16.264 | 18.768 | 21.945 | 25.084 | 28.083 | 31.054 | 33.945 | 36.323 | 38.641 | 40.938 | 43.287 | 50.622 | 59.601 | 70.542 | 85.202 | 102.59 | 124.55 | 142.567 | 160.701 | 179.401 | 199.191 | 222.916 | 245.005 | 268.464 | 293.067 | 318.382
Counterfactual | Dem_BB004 | GWh | NPg Yorkshire | Camblesforth |  | 0.908 | 1.071 | 1.274 | 1.468 | 1.714 | 1.957 | 2.192 | 2.424 | 2.587 | 2.768 | 2.945 | 3.119 | 3.298 | 3.51 | 4.133 | 4.892 | 5.908 | 7.114 | 8.134 | 9.31 | 10.495 | 11.716 | 13.009 | 13.94 | 15.322 | 16.789 | 18.328 | 19.91
Counterfactual | Dem_BB004 | GWh | NPg Yorkshire | Creyke Beck |  | 13.466 | 15.545 | 18.284 | 20.904 | 24.284 | 27.624 | 30.929 | 34.198 | 37.211 | 39.816 | 42.358 | 44.876 | 47.451 | 53.209 | 62.647 | 74.147 | 89.557 | 107.833 | 127.347 | 145.769 | 164.31 | 183.43 | 203.665 | 223.953 | 246.145 | 269.713 | 294.43 | 319.863
Counterfactual | Dem_BB004 | GWh | NPg Yorkshire | Drax |  | 2.272 | 2.492 | 2.842 | 3.183 | 3.644 | 4.099 | 4.59 | 5.074 | 5.415 | 5.795 | 6.165 | 6.531 | 6.906 | 7.35 | 8.655 | 10.243 | 12.372 | 14.896 | 17.03 | 19.494 | 21.974 | 24.531 | 27.236 | 29.188 | 32.081 | 35.152 | 38.373 | 41.688
Counterfactual | Dem_BB004 | GWh | NPg Yorkshire | Elland |  | 6.493 | 8.84 | 11.311 | 13.612 | 16.368 | 19.088 | 21.37 | 23.63 | 25.83 | 27.639 | 29.403 | 31.151 | 32.938 | 38.52 | 45.352 | 53.678 | 64.833 | 78.064 | 94.773 | 108.483 | 122.282 | 136.511 | 151.571 | 169.623 | 186.432 | 204.282 | 223.003 | 242.266
Counterfactual | Dem_BB004 | GWh | NPg Yorkshire | Ferrybridge A |  | 1.231 | 1.85 | 2.467 | 3.037 | 3.705 | 4.364 | 4.886 | 5.401 | 5.978 | 6.396 | 6.804 | 7.209 | 7.622 | 8.851 | 10.421 | 12.334 | 14.897 | 17.937 | 21.578 | 24.699 | 27.841 | 31.081 | 34.508 | 38.32 | 42.117 | 46.149 | 50.38 | 54.73
Counterfactual | Dem_BB004 | GWh | NPg Yorkshire | Ferrybridge B (_M) |  | 6.597 | 7.9 | 9.486 | 10.989 | 12.883 | 14.755 | 16.519 | 18.265 | 20.213 | 21.627 | 23.008 | 24.376 | 25.775 | 29.929 | 35.239 | 41.707 | 50.374 | 60.654 | 72.965 | 83.521 | 94.144 | 105.1 | 116.693 | 129.579 | 142.42 | 156.056 | 170.357 | 185.073
Counterfactual | Dem_BB004 | GWh | NPg Yorkshire | Grimsby West |  | 2.981 | 3.968 | 5.025 | 6.012 | 7.202 | 8.376 | 9.377 | 10.369 | 11.21 | 11.995 | 12.76 | 13.519 | 14.294 | 16.433 | 19.348 | 22.9 | 27.659 | 33.303 | 40.458 | 46.311 | 52.201 | 58.276 | 64.704 | 72.57 | 79.762 | 87.399 | 95.408 | 103.649
Counterfactual | Dem_BB004 | GWh | NPg Yorkshire | Jordanthorpe |  | 1.001 | 1.321 | 1.666 | 1.989 | 2.379 | 2.764 | 3.095 | 3.422 | 3.77 | 4.035 | 4.292 | 4.547 | 4.808 | 5.659 | 6.663 | 7.885 | 9.524 | 11.467 | 13.982 | 16.005 | 18.041 | 20.141 | 22.363 | 25.298 | 27.806 | 30.467 | 33.26 | 36.133
Counterfactual | Dem_BB004 | GWh | NPg Yorkshire | Keadby |  | 6.624 | 7.71 | 9.112 | 10.449 | 12.165 | 13.86 | 15.518 | 17.158 | 18.67 | 19.977 | 21.252 | 22.515 | 23.807 | 26.696 | 31.432 | 37.201 | 44.932 | 54.102 | 63.892 | 73.134 | 82.437 | 92.03 | 102.182 | 112.362 | 123.496 | 135.32 | 147.721 | 160.483
Counterfactual | Dem_BB004 | GWh | NPg Yorkshire | Kirkstall B |  | 8.878 | 9.084 | 9.894 | 10.722 | 11.974 | 13.216 | 14.796 | 16.361 | 17.885 | 19.137 | 20.359 | 21.569 | 22.806 | 26.671 | 31.402 | 37.166 | 44.89 | 54.051 | 65.621 | 75.113 | 84.667 | 94.52 | 104.947 | 117.446 | 129.084 | 141.443 | 154.406 | 167.743
Counterfactual | Dem_BB004 | GWh | NPg Yorkshire | Neepsend |  | 1.811 | 2.269 | 2.79 | 3.28 | 3.884 | 4.481 | 5.016 | 5.546 | 6.11 | 6.538 | 6.955 | 7.369 | 7.792 | 9.171 | 10.798 | 12.78 | 15.435 | 18.586 | 22.661 | 25.939 | 29.238 | 32.64 | 36.241 | 41.001 | 45.064 | 49.379 | 53.903 | 58.559
Counterfactual | Dem_BB004 | GWh | NPg Yorkshire | Norton Lees |  | 3.142 | 3.207 | 3.487 | 3.773 | 4.21 | 4.642 | 5.197 | 5.747 | 6.331 | 6.774 | 7.206 | 7.635 | 8.073 | 9.501 | 11.186 | 13.24 | 15.992 | 19.255 | 23.477 | 26.873 | 30.292 | 33.817 | 37.547 | 42.478 | 46.688 | 51.157 | 55.844 | 60.67
Counterfactual | Dem_BB004 | GWh | NPg Yorkshire | Pitsmoor |  | 0.749 | 1.18 | 1.602 | 1.992 | 2.444 | 2.89 | 3.237 | 3.579 | 3.943 | 4.219 | 4.488 | 4.755 | 5.027 | 5.917 | 6.966 | 8.245 | 9.959 | 11.991 | 14.62 | 16.736 | 18.865 | 21.059 | 23.382 | 26.453 | 29.074 | 31.858 | 34.778 | 37.782
Counterfactual | Dem_BB004 | GWh | NPg Yorkshire | Saltend North |  | 1.253 | 1.715 | 2.2 | 2.652 | 3.191 | 3.724 | 4.169 | 4.61 | 5.015 | 5.367 | 5.71 | 6.048 | 6.396 | 7.172 | 8.444 | 9.994 | 12.071 | 14.535 | 17.165 | 19.648 | 22.147 | 24.724 | 27.453 | 30.187 | 33.178 | 36.355 | 39.687 | 43.114
Counterfactual | Dem_BB004 | GWh | NPg Yorkshire | Sheffield City |  | 3.701 | 3.405 | 3.416 | 3.467 | 3.669 | 3.872 | 4.335 | 4.793 | 5.281 | 5.651 | 6.011 | 6.369 | 6.734 | 7.925 | 9.331 | 11.044 | 13.339 | 16.061 | 19.583 | 22.416 | 25.267 | 28.207 | 31.319 | 35.432 | 38.943 | 42.672 | 46.581 | 50.606
Counterfactual | Dem_BB004 | GWh | NPg Yorkshire | Skelton Grange |  | 13.052 | 15.207 | 17.98 | 20.626 | 24.018 | 27.37 | 30.643 | 33.884 | 37.039 | 39.633 | 42.162 | 44.669 | 47.231 | 55.236 | 65.034 | 76.972 | 92.967 | 111.94 | 135.901 | 155.56 | 175.348 | 195.751 | 217.346 | 243.232 | 267.335 | 292.933 | 319.777 | 347.399
Counterfactual | Dem_BB004 | GWh | NPg Yorkshire | Templeborough |  | 0.635 | 0.962 | 1.288 | 1.589 | 1.941 | 2.288 | 2.561 | 2.832 | 3.119 | 3.338 | 3.551 | 3.762 | 3.978 | 4.682 | 5.513 | 6.525 | 7.88 | 9.489 | 11.57 | 13.243 | 14.928 | 16.664 | 18.503 | 20.932 | 23.007 | 25.21 | 27.519 | 29.897
Counterfactual | Dem_BB004 | GWh | NPg Yorkshire | Thorpe Marsh |  | 3.084 | 5.329 | 7.469 | 9.434 | 11.69 | 13.914 | 15.577 | 17.224 | 18.379 | 19.666 | 20.921 | 22.165 | 23.437 | 26.185 | 30.83 | 36.489 | 44.072 | 53.067 | 63.315 | 72.473 | 81.693 | 91.198 | 101.259 | 112.107 | 123.216 | 135.014 | 147.386 | 160.118
Counterfactual | Dem_BB004 | GWh | NPg Yorkshire | Thurcroft |  | 1.75 | 3.251 | 4.661 | 5.952 | 7.423 | 8.873 | 9.934 | 10.985 | 12.102 | 12.949 | 13.776 | 14.595 | 15.432 | 18.162 | 21.384 | 25.309 | 30.57 | 36.809 | 44.879 | 51.371 | 57.906 | 64.644 | 71.776 | 81.201 | 89.246 | 97.792 | 106.754 | 115.975
Counterfactual | Dem_BB004 | GWh | NPg Yorkshire | West Melton |  | 4.653 | 6.949 | 9.245 | 11.368 | 13.858 | 16.314 | 18.264 | 20.196 | 22.249 | 23.806 | 25.326 | 26.832 | 28.371 | 33.391 | 39.314 | 46.531 | 56.201 | 67.671 | 82.51 | 94.446 | 106.458 | 118.847 | 131.958 | 149.284 | 164.077 | 179.788 | 196.263 | 213.217
Counterfactual | Dem_BB004 | GWh | NPg Yorkshire | Wincobank |  | 0.063 | 0.237 | 0.391 | 0.53 | 0.683 | 0.834 | 0.933 | 1.032 | 1.136 | 1.216 | 1.294 | 1.371 | 1.45 | 1.706 | 2.009 | 2.377 | 2.871 | 3.458 | 4.216 | 4.825 | 5.439 | 6.073 | 6.742 | 7.628 | 8.384 | 9.187 | 10.028 | 10.894
Counterfactual | Dem_BB004 | GWh | SHETL | Direct(SHETL) |  | 0.216 | 0.204 | 0.209 | 0.215 | 0.231 | 0.247 | 0.277 | 0.306 | 0.346 | 0.37 | 0.394 | 0.417 | 0.442 | 0.489 | 0.575 | 0.681 | 0.823 | 0.991 | 1.119 | 1.281 | 1.444 | 1.613 | 1.79 | 1.89 | 2.077 | 2.275 | 2.484 | 2.699
Counterfactual | Dem_BB004 | GWh | SPEN | Ayr |  | 1.835 | 2.369 | 2.957 | 3.507 | 4.178 | 4.84 | 5.417 | 5.99 | 6.967 | 7.456 | 7.931 | 8.403 | 8.884 | 9.997 | 11.77 | 13.931 | 16.826 | 20.26 | 23.132 | 26.478 | 29.846 | 33.32 | 36.994 | 39.3 | 43.195 | 47.33 | 51.668 | 56.13
Counterfactual | Dem_BB004 | GWh | SPEN | Bainsford |  | 0.968 | 1.275 | 1.606 | 1.916 | 2.29 | 2.66 | 2.977 | 3.293 | 3.835 | 4.103 | 4.364 | 4.624 | 4.89 | 5.506 | 6.484 | 7.673 | 9.267 | 11.159 | 12.75 | 14.594 | 16.451 | 18.365 | 20.391 | 21.672 | 23.82 | 26.101 | 28.492 | 30.954
Counterfactual | Dem_BB004 | GWh | SPEN | Bathgate |  | 1.449 | 1.907 | 2.402 | 2.864 | 3.424 | 3.977 | 4.452 | 4.924 | 5.734 | 6.135 | 6.527 | 6.915 | 7.312 | 8.235 | 9.696 | 11.475 | 13.86 | 16.688 | 19.068 | 21.826 | 24.602 | 27.465 | 30.494 | 32.41 | 35.621 | 39.033 | 42.608 | 46.289
Counterfactual | Dem_BB004 | GWh | SPEN | Berwick |  | 0.718 | 0.927 | 1.157 | 1.372 | 1.634 | 1.893 | 2.12 | 2.344 | 2.726 | 2.916 | 3.103 | 3.287 | 3.476 | 3.911 | 4.605 | 5.451 | 6.583 | 7.926 | 9.05 | 10.359 | 11.677 | 13.036 | 14.474 | 15.376 | 16.899 | 18.517 | 20.214 | 21.961
Counterfactual | Dem_BB004 | GWh | SPEN | Bonnybridge |  | 2.408 | 3.169 | 3.992 | 4.761 | 5.692 | 6.61 | 7.4 | 8.184 | 9.53 | 10.198 | 10.849 | 11.494 | 12.154 | 13.687 | 16.115 | 19.073 | 23.037 | 27.738 | 31.694 | 36.279 | 40.893 | 45.651 | 50.688 | 53.871 | 59.209 | 64.878 | 70.823 | 76.94
Counterfactual | Dem_BB004 | GWh | SPEN | Braehead Park |  | 1.331 | 1.718 | 2.144 | 2.543 | 3.029 | 3.508 | 3.928 | 4.343 | 5.05 | 5.404 | 5.749 | 6.092 | 6.441 | 7.247 | 8.532 | 10.099 | 12.198 | 14.687 | 16.77 | 19.195 | 21.637 | 24.154 | 26.82 | 28.491 | 31.314 | 34.311 | 37.457 | 40.693
Counterfactual | Dem_BB004 | GWh | SPEN | Carntyne |  | 0.896 | 1.156 | 1.443 | 1.711 | 2.038 | 2.361 | 2.644 | 2.923 | 3.4 | 3.638 | 3.87 | 4.1 | 4.335 | 4.877 | 5.743 | 6.797 | 8.21 | 9.885 | 11.287 | 12.92 | 14.564 | 16.258 | 18.052 | 19.176 | 21.076 | 23.095 | 25.211 | 27.389
Counterfactual | Dem_BB004 | GWh | SPEN | Carsfad |  | 0 | 0 | 0 | 0 | 0 | 0 | 0 | 0 | 0 | 0 | 0 | 0 | 0 | 0 | 0 | 0 | 0 | 0 | 0 | 0 | 0 | 0 | 0 | 0 | 0 | 0 | 0 | 0
Counterfactual | Dem_BB004 | GWh | SPEN | Chapelcross |  | 1.013 | 1.307 | 1.631 | 1.934 | 2.304 | 2.669 | 2.989 | 3.304 | 3.843 | 4.112 | 4.375 | 4.634 | 4.9 | 5.514 | 6.492 | 7.683 | 9.28 | 11.174 | 12.758 | 14.605 | 16.462 | 18.377 | 20.405 | 21.676 | 23.824 | 26.105 | 28.497 | 30.96
Counterfactual | Dem_BB004 | GWh | SPEN | Charlotte Street |  | 0.894 | 1.153 | 1.439 | 1.707 | 2.033 | 2.355 | 2.637 | 2.915 | 3.39 | 3.628 | 3.859 | 4.089 | 4.323 | 4.864 | 5.727 | 6.779 | 8.186 | 9.858 | 11.256 | 12.883 | 14.523 | 16.213 | 18.001 | 19.122 | 21.017 | 23.03 | 25.139 | 27.311
Counterfactual | Dem_BB004 | GWh | SPEN | Clyde’s Mill |  | 2.97 | 3.833 | 4.784 | 5.673 | 6.758 | 7.829 | 8.765 | 9.691 | 11.27 | 12.06 | 12.83 | 13.592 | 14.373 | 16.171 | 19.04 | 22.535 | 27.218 | 32.773 | 37.42 | 42.833 | 48.281 | 53.9 | 59.846 | 63.574 | 69.875 | 76.566 | 83.582 | 90.801 | GSP also referred to as Westburn Road
Counterfactual | Dem_BB004 | GWh | SPEN | Coatbridge |  | 2.508 | 3.236 | 4.039 | 4.79 | 5.705 | 6.609 | 7.4 | 8.183 | 9.516 | 10.183 | 10.833 | 11.476 | 12.135 | 13.654 | 16.076 | 19.028 | 22.981 | 27.672 | 31.595 | 36.166 | 40.766 | 45.509 | 50.53 | 53.678 | 58.998 | 64.647 | 70.571 | 76.667
Counterfactual | Dem_BB004 | GWh | SPEN | Cockenzie |  | 2.069 | 2.671 | 3.334 | 3.954 | 4.71 | 5.457 | 6.109 | 6.754 | 7.856 | 8.406 | 8.942 | 9.474 | 10.018 | 11.272 | 13.271 | 15.707 | 18.972 | 22.843 | 26.082 | 29.855 | 33.652 | 37.569 | 41.713 | 44.311 | 48.702 | 53.366 | 58.257 | 63.289
Counterfactual | Dem_BB004 | GWh | SPEN | Coylton |  | 1.665 | 2.148 | 2.68 | 3.179 | 3.786 | 4.386 | 4.91 | 5.43 | 6.315 | 6.757 | 7.189 | 7.616 | 8.053 | 9.061 | 10.669 | 12.627 | 15.251 | 18.363 | 20.967 | 24 | 27.053 | 30.201 | 33.533 | 35.622 | 39.151 | 42.901 | 46.832 | 50.878
Counterfactual | Dem_BB004 | GWh | SPEN | Crookston A |  | 0.894 | 1.355 | 1.814 | 2.238 | 2.733 | 3.222 | 3.607 | 3.988 | 4.73 | 5.062 | 5.385 | 5.704 | 6.032 | 6.865 | 8.082 | 9.565 | 11.553 | 13.911 | 15.954 | 18.262 | 20.584 | 22.979 | 25.514 | 27.152 | 29.844 | 32.701 | 35.697 | 38.781
Counterfactual | Dem_BB004 | GWh | SPEN | Crookston B |  | 0.64 | 0.971 | 1.299 | 1.603 | 1.957 | 2.307 | 2.584 | 2.857 | 3.389 | 3.626 | 3.857 | 4.087 | 4.321 | 4.917 | 5.79 | 6.853 | 8.277 | 9.965 | 11.429 | 13.082 | 14.746 | 16.463 | 18.278 | 19.453 | 21.379 | 23.426 | 25.573 | 27.782
Counterfactual | Dem_BB004 | GWh | SPEN | Cumbernauld |  | 1.307 | 1.721 | 2.168 | 2.586 | 3.092 | 3.591 | 4.021 | 4.446 | 5.178 | 5.54 | 5.894 | 6.244 | 6.602 | 7.436 | 8.755 | 10.361 | 12.515 | 15.069 | 17.218 | 19.708 | 22.216 | 24.8 | 27.536 | 29.265 | 32.166 | 35.245 | 38.475 | 41.799
Counterfactual | Dem_BB004 | GWh | SPEN | Cupar |  | 1.61 | 2.12 | 2.671 | 3.185 | 3.808 | 4.423 | 4.951 | 5.476 | 6.377 | 6.823 | 7.259 | 7.691 | 8.132 | 9.158 | 10.782 | 12.762 | 15.414 | 18.56 | 21.207 | 24.274 | 27.362 | 30.546 | 33.916 | 36.045 | 39.617 | 43.41 | 47.387 | 51.482
Counterfactual | Dem_BB004 | GWh | SPEN | Currie |  | 0.685 | 0.885 | 1.104 | 1.31 | 1.56 | 1.808 | 2.024 | 2.238 | 2.603 | 2.785 | 2.962 | 3.139 | 3.318 | 3.735 | 4.396 | 5.204 | 6.286 | 7.568 | 8.641 | 9.891 | 11.149 | 12.446 | 13.82 | 14.68 | 16.136 | 17.68 | 19.301 | 20.967
Counterfactual | Dem_BB004 | GWh | SPEN | Dalmarnock |  | 1.286 | 1.66 | 2.072 | 2.457 | 2.927 | 3.391 | 3.797 | 4.198 | 4.883 | 5.224 | 5.558 | 5.888 | 6.226 | 7.005 | 8.248 | 9.763 | 11.791 | 14.198 | 16.211 | 18.555 | 20.916 | 23.35 | 25.926 | 27.541 | 30.27 | 33.168 | 36.207 | 39.335
Counterfactual | Dem_BB004 | GWh | SPEN | Devol Moor |  | 0.8 | 1.032 | 1.288 | 1.528 | 1.82 | 2.109 | 2.361 | 2.611 | 3.037 | 3.249 | 3.456 | 3.662 | 3.872 | 4.357 | 5.129 | 6.071 | 7.333 | 8.829 | 10.081 | 11.539 | 13.007 | 14.521 | 16.123 | 17.127 | 18.824 | 20.627 | 22.517 | 24.462
Counterfactual | Dem_BB004 | GWh | SPEN | Devonside |  | 2.288 | 3.012 | 3.794 | 4.524 | 5.409 | 6.282 | 7.033 | 7.776 | 9.056 | 9.69 | 10.308 | 10.921 | 11.548 | 13.006 | 15.312 | 18.123 | 21.89 | 26.357 | 30.115 | 34.471 | 38.857 | 43.378 | 48.163 | 51.187 | 56.258 | 61.647 | 67.296 | 73.108
Counterfactual | Dem_BB004 | GWh | SPEN | Dewar Place |  | 1.46 | 1.884 | 2.351 | 2.788 | 3.321 | 3.847 | 4.307 | 4.761 | 5.537 | 5.926 | 6.304 | 6.679 | 7.062 | 7.945 | 9.355 | 11.072 | 13.373 | 16.102 | 18.385 | 21.045 | 23.722 | 26.483 | 29.403 | 31.236 | 34.332 | 37.618 | 41.066 | 44.614
Counterfactual | Dem_BB004 | GWh | SPEN | Drumchapel |  | 3.576 | 4.707 | 5.929 | 7.071 | 8.453 | 9.818 | 10.993 | 12.154 | 14.155 | 15.147 | 16.114 | 17.071 | 18.051 | 20.329 | 23.935 | 28.329 | 34.217 | 41.2 | 47.074 | 53.884 | 60.738 | 67.805 | 75.285 | 80.012 | 87.94 | 96.362 | 105.193 | 114.278
Counterfactual | Dem_BB004 | GWh | SPEN | Drumcross |  | 0.707 | 0.931 | 1.173 | 1.398 | 1.672 | 1.942 | 2.174 | 2.404 | 2.8 | 2.996 | 3.187 | 3.377 | 3.571 | 4.021 | 4.735 | 5.603 | 6.769 | 8.149 | 9.311 | 10.658 | 12.014 | 13.412 | 14.892 | 15.826 | 17.395 | 19.061 | 20.807 | 22.605
Counterfactual | Dem_BB004 | GWh | SPEN | Dumfries 11 |  | 0 | 0 | 0 | 0 | 0 | 0 | 0 | 0 | 0 | 0 | 0 | 0 | 0 | 0 | 0 | 0 | 0 | 0 | 0 | 0 | 0 | 0 | 0 | 0 | 0 | 0 | 0 | 0
Counterfactual | Dem_BB004 | GWh | SPEN | Dumfries 33 |  | 3.137 | 3.175 | 3.432 | 3.698 | 4.111 | 4.521 | 5.062 | 5.598 | 6.272 | 6.711 | 7.14 | 7.564 | 7.998 | 8.801 | 10.362 | 12.265 | 14.813 | 17.836 | 20.051 | 22.953 | 25.872 | 28.881 | 32.068 | 33.754 | 37.098 | 40.65 | 44.377 | 48.21
Counterfactual | Dem_BB004 | GWh | SPEN | Dumfries ICI |  | 0.535 | 0.542 | 0.586 | 0.631 | 0.702 | 0.772 | 0.864 | 0.955 | 1.071 | 1.146 | 1.219 | 1.291 | 1.365 | 1.502 | 1.769 | 2.093 | 2.529 | 3.045 | 3.422 | 3.917 | 4.416 | 4.93 | 5.474 | 5.761 | 6.332 | 6.938 | 7.575 | 8.229
Counterfactual | Dem_BB004 | GWh | SPEN | Dunbar A |  | 0.665 | 0.859 | 1.073 | 1.272 | 1.516 | 1.756 | 1.966 | 2.173 | 2.527 | 2.704 | 2.877 | 3.048 | 3.223 | 3.627 | 4.27 | 5.054 | 6.104 | 7.35 | 8.392 | 9.606 | 10.828 | 12.088 | 13.421 | 14.258 | 15.671 | 17.171 | 18.744 | 20.363
Counterfactual | Dem_BB004 | GWh | SPEN | Dunbar B |  | 0.272 | 0.351 | 0.438 | 0.52 | 0.619 | 0.717 | 0.803 | 0.888 | 1.032 | 1.105 | 1.175 | 1.245 | 1.317 | 1.481 | 1.744 | 2.064 | 2.493 | 3.002 | 3.428 | 3.924 | 4.423 | 4.937 | 5.482 | 5.824 | 6.401 | 7.014 | 7.656 | 8.317
Counterfactual | Dem_BB004 | GWh | SPEN | Dunfermline |  | 1.621 | 2.134 | 2.688 | 3.206 | 3.833 | 4.452 | 4.984 | 5.51 | 6.417 | 6.867 | 7.305 | 7.739 | 8.183 | 9.216 | 10.851 | 12.843 | 15.512 | 18.678 | 21.34 | 24.428 | 27.535 | 30.739 | 34.13 | 36.273 | 39.868 | 43.684 | 47.688 | 51.808
Counterfactual | Dem_BB004 | GWh | SPEN | Earlstoun |  | 0 | 0 | 0 | 0 | 0 | 0 | 0 | 0 | 0 | 0 | 0 | 0 | 0 | 0 | 0 | 0 | 0 | 0 | 0 | 0 | 0 | 0 | 0 | 0 | 0 | 0 | 0 | 0
Counterfactual | Dem_BB004 | GWh | SPEN | East Kilbride |  | 2.31 | 2.982 | 3.721 | 4.414 | 5.258 | 6.091 | 6.819 | 7.539 | 8.768 | 9.382 | 9.981 | 10.575 | 11.182 | 12.581 | 14.813 | 17.532 | 21.176 | 25.497 | 29.112 | 33.324 | 37.563 | 41.934 | 46.56 | 49.461 | 54.362 | 59.567 | 65.026 | 70.643
Counterfactual | Dem_BB004 | GWh | SPEN | East Kilbride South |  | 2.234 | 2.883 | 3.598 | 4.267 | 5.083 | 5.888 | 6.593 | 7.29 | 8.478 | 9.072 | 9.65 | 10.224 | 10.811 | 12.164 | 14.321 | 16.951 | 20.473 | 24.651 | 28.147 | 32.218 | 36.316 | 40.542 | 45.015 | 47.819 | 52.557 | 57.591 | 62.867 | 68.298
Counterfactual | Dem_BB004 | GWh | SPEN | Easterhouse |  | 3.619 | 4.671 | 5.829 | 6.914 | 8.235 | 9.54 | 10.681 | 11.81 | 13.735 | 14.696 | 15.635 | 16.564 | 17.515 | 19.707 | 23.203 | 27.462 | 33.169 | 39.939 | 45.602 | 52.198 | 58.837 | 65.684 | 72.931 | 77.475 | 85.152 | 93.306 | 101.856 | 110.653
Counterfactual | Dem_BB004 | GWh | SPEN | Eccles |  | 1.171 | 1.512 | 1.887 | 2.238 | 2.666 | 3.089 | 3.458 | 3.823 | 4.447 | 4.759 | 5.063 | 5.363 | 5.671 | 6.381 | 7.513 | 8.891 | 10.74 | 12.931 | 14.765 | 16.901 | 19.051 | 21.268 | 23.613 | 25.084 | 27.57 | 30.21 | 32.978 | 35.827
Counterfactual | Dem_BB004 | GWh | SPEN | Elderslie |  | 2.171 | 2.802 | 3.497 | 4.148 | 4.941 | 5.724 | 6.408 | 7.086 | 8.241 | 8.817 | 9.381 | 9.938 | 10.508 | 11.824 | 13.921 | 16.476 | 19.901 | 23.962 | 27.36 | 31.317 | 35.301 | 39.408 | 43.755 | 46.483 | 51.089 | 55.979 | 61.11 | 66.389
Counterfactual | Dem_BB004 | GWh | SPEN | Erskine |  | 1.208 | 1.558 | 1.945 | 2.306 | 2.747 | 3.182 | 3.564 | 3.941 | 4.583 | 4.903 | 5.216 | 5.526 | 5.843 | 6.575 | 7.741 | 9.162 | 11.065 | 13.324 | 15.213 | 17.414 | 19.629 | 21.913 | 24.33 | 25.846 | 28.408 | 31.128 | 33.98 | 36.915
Counterfactual | Dem_BB004 | GWh | SPEN | Finnieston |  | 0.591 | 0.778 | 0.979 | 1.168 | 1.396 | 1.621 | 1.814 | 2.007 | 2.336 | 2.501 | 2.66 | 2.818 | 2.98 | 3.356 | 3.951 | 4.677 | 5.648 | 6.801 | 7.771 | 8.895 | 10.027 | 11.193 | 12.428 | 13.209 | 14.517 | 15.908 | 17.364 | 18.865
Counterfactual | Dem_BB004 | GWh | SPEN | Galashiels |  | 1.28 | 1.653 | 2.063 | 2.447 | 2.915 | 3.377 | 3.781 | 4.181 | 4.862 | 5.202 | 5.534 | 5.863 | 6.199 | 6.975 | 8.213 | 9.721 | 11.741 | 14.137 | 16.141 | 18.477 | 20.826 | 23.25 | 25.816 | 27.423 | 30.142 | 33.028 | 36.055 | 39.168
Counterfactual | Dem_BB004 | GWh | SPEN | Giffnock |  | 3.75 | 4.84 | 6.04 | 7.163 | 8.533 | 9.885 | 11.066 | 12.237 | 14.23 | 15.227 | 16.199 | 17.162 | 18.147 | 20.418 | 24.04 | 28.453 | 34.366 | 41.38 | 47.248 | 54.083 | 60.962 | 68.055 | 75.563 | 80.27 | 88.225 | 96.672 | 105.532 | 114.647
Counterfactual | Dem_BB004 | GWh | SPEN | Glenlee |  | 0 | 0 | 0 | 0 | 0 | 0 | 0 | 0 | 0 | 0 | 0 | 0 | 0 | 0 | 0 | 0 | 0 | 0 | 0 | 0 | 0 | 0 | 0 | 0 | 0 | 0 | 0 | 0
Counterfactual | Dem_BB004 | GWh | SPEN | Glenluce |  | 0.651 | 0.84 | 1.048 | 1.242 | 1.48 | 1.714 | 1.92 | 2.123 | 2.468 | 2.641 | 2.81 | 2.976 | 3.148 | 3.541 | 4.17 | 4.935 | 5.96 | 7.177 | 8.194 | 9.38 | 10.573 | 11.805 | 13.106 | 13.923 | 15.302 | 16.767 | 18.303 | 19.885
Counterfactual | Dem_BB004 | GWh | SPEN | Glenniston |  | 0.939 | 1.236 | 1.557 | 1.857 | 2.22 | 2.578 | 2.886 | 3.192 | 3.717 | 3.977 | 4.231 | 4.482 | 4.739 | 5.337 | 6.284 | 7.438 | 8.984 | 10.817 | 12.36 | 14.147 | 15.947 | 17.803 | 19.767 | 21.008 | 23.09 | 25.301 | 27.618 | 30.005
Counterfactual | Dem_BB004 | GWh | SPEN | Glenrothes |  | 1.411 | 1.857 | 2.34 | 2.791 | 3.337 | 3.875 | 4.339 | 4.797 | 5.587 | 5.979 | 6.36 | 6.739 | 7.125 | 8.024 | 9.448 | 11.182 | 13.506 | 16.263 | 18.582 | 21.269 | 23.975 | 26.764 | 29.716 | 31.583 | 34.712 | 38.036 | 41.521 | 45.108
Counterfactual | Dem_BB004 | GWh | SPEN | Gorgie |  | 1.478 | 1.907 | 2.38 | 2.822 | 3.361 | 3.894 | 4.359 | 4.821 | 5.605 | 5.999 | 6.381 | 6.76 | 7.148 | 8.043 | 9.47 | 11.209 | 13.538 | 16.301 | 18.612 | 21.304 | 24.015 | 26.809 | 29.767 | 31.622 | 34.755 | 38.082 | 41.573 | 45.163
Counterfactual | Dem_BB004 | GWh | SPEN | Govan |  | 1.358 | 1.753 | 2.188 | 2.596 | 3.092 | 3.582 | 4.01 | 4.434 | 5.157 | 5.518 | 5.87 | 6.219 | 6.576 | 7.399 | 8.711 | 10.31 | 12.453 | 14.995 | 17.121 | 19.598 | 22.092 | 24.662 | 27.383 | 29.088 | 31.971 | 35.032 | 38.243 | 41.545
Counterfactual | Dem_BB004 | GWh | SPEN | Grangemouth A |  | 0.849 | 1.244 | 1.643 | 2.012 | 2.447 | 2.876 | 3.221 | 3.56 | 4.183 | 4.476 | 4.762 | 5.045 | 5.335 | 6.037 | 7.108 | 8.413 | 10.161 | 12.236 | 14.003 | 16.028 | 18.068 | 20.169 | 22.394 | 23.814 | 26.173 | 28.68 | 31.308 | 34.013
Counterfactual | Dem_BB004 | GWh | SPEN | Grangemouth C |  | 0.613 | 0.899 | 1.187 | 1.454 | 1.769 | 2.078 | 2.326 | 2.573 | 3.022 | 3.234 | 3.44 | 3.644 | 3.854 | 4.362 | 5.135 | 6.078 | 7.342 | 8.84 | 10.117 | 11.58 | 13.053 | 14.573 | 16.179 | 17.205 | 18.909 | 20.72 | 22.62 | 24.573
Counterfactual | Dem_BB004 | GWh | SPEN | Haggs Road |  | 1.895 | 2.446 | 3.052 | 3.62 | 4.312 | 4.995 | 5.593 | 6.184 | 7.192 | 7.695 | 8.186 | 8.673 | 9.171 | 10.319 | 12.149 | 14.379 | 17.367 | 20.912 | 23.877 | 27.331 | 30.809 | 34.393 | 38.187 | 40.567 | 44.586 | 48.855 | 53.333 | 57.939
Counterfactual | Dem_BB004 | GWh | SPEN | Hawick |  | 1.068 | 1.378 | 1.72 | 2.039 | 2.429 | 2.814 | 3.15 | 3.483 | 4.051 | 4.334 | 4.611 | 4.885 | 5.165 | 5.812 | 6.843 | 8.1 | 9.782 | 11.779 | 13.449 | 15.395 | 17.352 | 19.371 | 21.509 | 22.849 | 25.114 | 27.518 | 30.039 | 32.635
Counterfactual | Dem_BB004 | GWh | SPEN | Helensburgh |  | 0.959 | 1.263 | 1.591 | 1.898 | 2.269 | 2.635 | 2.951 | 3.262 | 3.8 | 4.066 | 4.325 | 4.583 | 4.845 | 5.457 | 6.425 | 7.604 | 9.185 | 11.059 | 12.636 | 14.464 | 16.304 | 18.201 | 20.209 | 21.478 | 23.607 | 25.867 | 28.237 | 30.676
Counterfactual | Dem_BB004 | GWh | SPEN | Hunterston Farm |  | 0.23 | 0.297 | 0.371 | 0.44 | 0.525 | 0.608 | 0.681 | 0.752 | 0.875 | 0.936 | 0.996 | 1.055 | 1.116 | 1.255 | 1.478 | 1.749 | 2.113 | 2.544 | 2.904 | 3.325 | 3.747 | 4.183 | 4.645 | 4.934 | 5.424 | 5.943 | 6.487 | 7.048
Counterfactual | Dem_BB004 | GWh | SPEN | Inverkeithing |  | 2.296 | 3.022 | 3.807 | 4.54 | 5.428 | 6.304 | 7.057 | 7.804 | 9.089 | 9.725 | 10.346 | 10.961 | 11.59 | 13.052 | 15.368 | 18.188 | 21.968 | 26.452 | 30.224 | 34.596 | 38.997 | 43.535 | 48.336 | 51.372 | 56.462 | 61.869 | 67.538 | 73.372
Counterfactual | Dem_BB004 | GWh | SPEN | Johnstone |  | 2.236 | 2.886 | 3.602 | 4.272 | 5.089 | 5.895 | 6.6 | 7.298 | 8.487 | 9.081 | 9.661 | 10.235 | 10.823 | 12.178 | 14.337 | 16.969 | 20.496 | 24.678 | 28.178 | 32.254 | 36.357 | 40.587 | 45.064 | 47.872 | 52.617 | 57.654 | 62.939 | 68.375
Counterfactual | Dem_BB004 | GWh | SPEN | Kaimes |  | 4.771 | 6.158 | 7.684 | 9.114 | 10.856 | 12.576 | 14.08 | 15.57 | 18.107 | 19.375 | 20.611 | 21.837 | 23.09 | 25.98 | 30.589 | 36.204 | 43.729 | 52.653 | 60.118 | 68.814 | 77.568 | 86.594 | 96.146 | 102.137 | 112.258 | 123.006 | 134.28 | 145.878
Counterfactual | Dem_BB004 | GWh | SPEN | Kendoon |  | 0 | 0 | 0 | 0 | 0 | 0 | 0 | 0 | 0 | 0 | 0 | 0 | 0 | 0 | 0 | 0 | 0 | 0 | 0 | 0 | 0 | 0 | 0 | 0 | 0 | 0 | 0 | 0
Counterfactual | Dem_BB004 | GWh | SPEN | Kilbowie 11 |  | 0.366 | 0.479 | 0.602 | 0.717 | 0.856 | 0.993 | 1.111 | 1.229 | 1.437 | 1.538 | 1.636 | 1.734 | 1.832 | 2.068 | 2.434 | 2.881 | 3.48 | 4.191 | 4.787 | 5.479 | 6.177 | 6.895 | 7.655 | 8.132 | 8.939 | 9.794 | 10.693 | 11.616
Counterfactual | Dem_BB004 | GWh | SPEN | Kilbowie 33 |  | 0.878 | 1.147 | 1.439 | 1.713 | 2.045 | 2.373 | 2.656 | 2.938 | 3.435 | 3.675 | 3.91 | 4.142 | 4.38 | 4.941 | 5.818 | 6.887 | 8.318 | 10.015 | 11.442 | 13.096 | 14.762 | 16.48 | 18.298 | 19.438 | 21.364 | 23.409 | 25.555 | 27.762
Counterfactual | Dem_BB004 | GWh | SPEN | Killermont |  | 3.117 | 4.103 | 5.168 | 6.163 | 7.368 | 8.557 | 9.581 | 10.594 | 12.339 | 13.202 | 14.045 | 14.88 | 15.734 | 17.72 | 20.863 | 24.693 | 29.825 | 35.911 | 41.032 | 46.967 | 52.941 | 59.102 | 65.621 | 69.742 | 76.653 | 83.993 | 91.69 | 99.61
Counterfactual | Dem_BB004 | GWh | SPEN | Kilwinning |  | 2.889 | 3.729 | 4.654 | 5.52 | 6.575 | 7.617 | 8.527 | 9.43 | 10.967 | 11.735 | 12.483 | 13.225 | 13.984 | 15.735 | 18.526 | 21.927 | 26.484 | 31.888 | 36.41 | 41.677 | 46.978 | 52.445 | 58.231 | 61.859 | 67.989 | 74.498 | 81.325 | 88.35
Counterfactual | Dem_BB004 | GWh | SPEN | Lesmahagow |  | 0 | 0.223 | 0.415 | 0.587 | 0.774 | 0.959 | 1.073 | 1.187 | 1.38 | 1.477 | 1.571 | 1.664 | 1.76 | 1.98 | 2.331 | 2.759 | 3.333 | 4.013 | 4.582 | 5.245 | 5.912 | 6.6 | 7.328 | 7.785 | 8.556 | 9.375 | 10.234 | 11.118
Counterfactual | Dem_BB004 | GWh | SPEN | Leven |  | 1.614 | 2.124 | 2.676 | 3.191 | 3.815 | 4.431 | 4.96 | 5.485 | 6.387 | 6.835 | 7.271 | 7.703 | 8.145 | 9.173 | 10.8 | 12.783 | 15.44 | 18.59 | 21.242 | 24.313 | 27.407 | 30.596 | 33.971 | 36.105 | 39.682 | 43.481 | 47.465 | 51.566
Counterfactual | Dem_BB004 | GWh | SPEN | Livingston East |  | 2.083 | 2.689 | 3.356 | 3.981 | 4.742 | 5.494 | 6.15 | 6.801 | 7.909 | 8.463 | 9.003 | 9.539 | 10.086 | 11.348 | 13.362 | 15.814 | 19.1 | 22.998 | 26.259 | 30.059 | 33.882 | 37.824 | 41.997 | 44.614 | 49.034 | 53.729 | 58.653 | 63.72
Counterfactual | Dem_BB004 | GWh | SPEN | Maybole |  | 0.553 | 0.714 | 0.892 | 1.058 | 1.26 | 1.46 | 1.634 | 1.807 | 2.102 | 2.248 | 2.392 | 2.535 | 2.68 | 3.016 | 3.551 | 4.202 | 5.075 | 6.111 | 6.978 | 7.987 | 9.003 | 10.05 | 11.159 | 11.855 | 13.03 | 14.277 | 15.586 | 16.931
Counterfactual | Dem_BB004 | GWh | SPEN | Moffat |  | 0.733 | 0.946 | 1.181 | 1.401 | 1.668 | 1.933 | 2.164 | 2.393 | 2.783 | 2.978 | 3.168 | 3.356 | 3.549 | 3.993 | 4.701 | 5.564 | 6.72 | 8.092 | 9.239 | 10.576 | 11.921 | 13.308 | 14.776 | 15.697 | 17.252 | 18.904 | 20.636 | 22.419
Counterfactual | Dem_BB004 | GWh | SPEN | Newarthill |  | 4.274 | 5.517 | 6.884 | 8.165 | 9.726 | 11.267 | 12.614 | 13.948 | 16.222 | 17.357 | 18.466 | 19.563 | 20.686 | 23.275 | 27.404 | 32.435 | 39.175 | 47.169 | 53.858 | 61.649 | 69.49 | 77.577 | 86.135 | 91.501 | 100.569 | 110.197 | 120.297 | 130.689
Counterfactual | Dem_BB004 | GWh | SPEN | Newton Stewart |  | 0.303 | 0.391 | 0.487 | 0.578 | 0.688 | 0.797 | 0.892 | 0.987 | 1.147 | 1.227 | 1.306 | 1.383 | 1.463 | 1.646 | 1.938 | 2.293 | 2.77 | 3.336 | 3.809 | 4.359 | 4.914 | 5.486 | 6.091 | 6.471 | 7.112 | 7.793 | 8.508 | 9.241
Counterfactual | Dem_BB004 | GWh | SPEN | Paisley |  | 0.899 | 1.16 | 1.448 | 1.717 | 2.045 | 2.369 | 2.653 | 2.933 | 3.411 | 3.65 | 3.882 | 4.114 | 4.349 | 4.894 | 5.762 | 6.82 | 8.236 | 9.917 | 11.324 | 12.963 | 14.611 | 16.312 | 18.111 | 19.238 | 21.145 | 23.171 | 25.294 | 27.477
Counterfactual | Dem_BB004 | GWh | SPEN | Partick |  | 1.607 | 2.115 | 2.664 | 3.177 | 3.798 | 4.411 | 4.938 | 5.46 | 6.359 | 6.804 | 7.239 | 7.669 | 8.109 | 9.133 | 10.753 | 12.727 | 15.372 | 18.509 | 21.148 | 24.207 | 27.286 | 30.461 | 33.821 | 35.944 | 39.507 | 43.29 | 47.257 | 51.338
Counterfactual | Dem_BB004 | GWh | SPEN | Port Dundas |  | 1.182 | 1.556 | 1.96 | 2.337 | 2.794 | 3.245 | 3.634 | 4.018 | 4.679 | 5.007 | 5.327 | 5.643 | 5.967 | 6.721 | 7.912 | 9.365 | 11.311 | 13.62 | 15.562 | 17.813 | 20.079 | 22.414 | 24.887 | 26.45 | 29.072 | 31.855 | 34.774 | 37.777
Counterfactual | Dem_BB004 | GWh | SPEN | Portobello |  | 4.036 | 5.21 | 6.502 | 7.712 | 9.187 | 10.642 | 11.916 | 13.176 | 15.323 | 16.396 | 17.442 | 18.479 | 19.54 | 21.986 | 25.886 | 30.637 | 37.004 | 44.557 | 50.874 | 58.234 | 65.641 | 73.279 | 81.363 | 86.433 | 94.997 | 104.093 | 113.634 | 123.448
Counterfactual | Dem_BB004 | GWh | SPEN | Ravenscraig |  | 0.241 | 0.312 | 0.389 | 0.462 | 0.551 | 0.638 | 0.714 | 0.79 | 0.919 | 0.983 | 1.046 | 1.108 | 1.171 | 1.318 | 1.552 | 1.837 | 2.218 | 2.671 | 3.05 | 3.49 | 3.935 | 4.393 | 4.877 | 5.182 | 5.695 | 6.24 | 6.812 | 7.401
Counterfactual | Dem_BB004 | GWh | SPEN | Redhouse |  | 1.315 | 1.73 | 2.179 | 2.599 | 3.107 | 3.608 | 4.041 | 4.467 | 5.203 | 5.567 | 5.923 | 6.275 | 6.635 | 7.472 | 8.797 | 10.412 | 12.576 | 15.143 | 17.303 | 19.805 | 22.324 | 24.921 | 27.671 | 29.408 | 32.323 | 35.417 | 38.664 | 42.002
Counterfactual | Dem_BB004 | GWh | SPEN | Saltcoats A |  | 0.243 | 0.444 | 0.633 | 0.807 | 1.005 | 1.2 | 1.343 | 1.486 | 1.757 | 1.88 | 2 | 2.119 | 2.24 | 2.545 | 2.996 | 3.546 | 4.282 | 5.157 | 5.918 | 6.774 | 7.636 | 8.525 | 9.465 | 10.082 | 11.081 | 12.142 | 13.254 | 14.399
Counterfactual | Dem_BB004 | GWh | SPEN | Saltcoats B |  | 0.432 | 0.789 | 1.125 | 1.434 | 1.786 | 2.132 | 2.387 | 2.64 | 3.122 | 3.34 | 3.553 | 3.764 | 3.98 | 4.521 | 5.322 | 6.3 | 7.609 | 9.162 | 10.514 | 12.036 | 13.566 | 15.144 | 16.815 | 17.91 | 19.685 | 21.57 | 23.547 | 25.582
Counterfactual | Dem_BB004 | GWh | SPEN | Shrubhill |  | 2.241 | 2.893 | 3.61 | 4.281 | 5.1 | 5.908 | 6.615 | 7.314 | 8.506 | 9.102 | 9.683 | 10.258 | 10.847 | 12.205 | 14.369 | 17.008 | 20.542 | 24.734 | 28.241 | 32.327 | 36.439 | 40.68 | 45.167 | 47.981 | 52.735 | 57.785 | 63.08 | 68.53
Counterfactual | Dem_BB004 | GWh | SPEN | Sighthill |  | 3.995 | 5.157 | 6.435 | 7.633 | 9.093 | 10.533 | 11.793 | 13.039 | 15.165 | 16.227 | 17.262 | 18.289 | 19.338 | 21.759 | 25.618 | 30.321 | 36.623 | 44.097 | 50.349 | 57.633 | 64.963 | 72.523 | 80.523 | 85.541 | 94.017 | 103.019 | 112.461 | 122.175
Counterfactual | Dem_BB004 | GWh | SPEN | Spango Valley |  | 1.119 | 1.444 | 1.803 | 2.138 | 2.547 | 2.951 | 3.303 | 3.652 | 4.247 | 4.545 | 4.835 | 5.122 | 5.416 | 6.094 | 7.176 | 8.493 | 10.258 | 12.351 | 14.102 | 16.142 | 18.195 | 20.312 | 22.553 | 23.959 | 26.333 | 28.854 | 31.499 | 34.219
Counterfactual | Dem_BB004 | GWh | SPEN | St Andrews Cross |  | 1.393 | 1.797 | 2.243 | 2.66 | 3.168 | 3.67 | 4.109 | 4.545 | 5.285 | 5.654 | 6.016 | 6.373 | 6.739 | 7.583 | 8.928 | 10.567 | 12.763 | 15.368 | 17.546 | 20.084 | 22.639 | 25.274 | 28.062 | 29.81 | 32.764 | 35.901 | 39.192 | 42.577
Counterfactual | Dem_BB004 | GWh | SPEN | Stirling |  | 1.529 | 2.012 | 2.535 | 3.024 | 3.615 | 4.199 | 4.702 | 5.198 | 6.054 | 6.478 | 6.892 | 7.301 | 7.72 | 8.695 | 10.237 | 12.116 | 14.633 | 17.62 | 20.133 | 23.045 | 25.976 | 28.999 | 32.198 | 34.22 | 37.611 | 41.212 | 44.988 | 48.874
Counterfactual | Dem_BB004 | GWh | SPEN | Strathaven |  | 2.238 | 2.888 | 3.605 | 4.276 | 5.093 | 5.9 | 6.606 | 7.305 | 8.496 | 9.09 | 9.67 | 10.245 | 10.833 | 12.19 | 14.352 | 16.986 | 20.516 | 24.703 | 28.206 | 32.286 | 36.393 | 40.627 | 45.11 | 47.92 | 52.668 | 57.712 | 63.001 | 68.443
Counterfactual | Dem_BB004 | GWh | SPEN | Strathleven |  | 1.335 | 1.756 | 2.212 | 2.638 | 3.154 | 3.662 | 4.102 | 4.534 | 5.281 | 5.651 | 6.011 | 6.369 | 6.734 | 7.584 | 8.929 | 10.569 | 12.765 | 15.371 | 17.561 | 20.103 | 22.659 | 25.296 | 28.086 | 29.849 | 32.808 | 35.95 | 39.244 | 42.633
Counterfactual | Dem_BB004 | GWh | SPEN | Telford Road |  | 1.686 | 2.177 | 2.717 | 3.222 | 3.838 | 4.446 | 4.978 | 5.503 | 6.401 | 6.849 | 7.287 | 7.719 | 8.163 | 9.184 | 10.814 | 12.799 | 15.458 | 18.613 | 21.252 | 24.327 | 27.42 | 30.611 | 33.989 | 36.106 | 39.684 | 43.483 | 47.468 | 51.568
Counterfactual | Dem_BB004 | GWh | SPEN | Tongland |  | 0.758 | 0.979 | 1.221 | 1.449 | 1.726 | 2 | 2.238 | 2.475 | 2.879 | 3.08 | 3.276 | 3.471 | 3.67 | 4.13 | 4.862 | 5.755 | 6.951 | 8.37 | 9.556 | 10.938 | 12.33 | 13.765 | 15.283 | 16.235 | 17.845 | 19.553 | 21.345 | 23.189
Counterfactual | Dem_BB004 | GWh | SPEN | West George Street |  | 0.627 | 0.826 | 1.041 | 1.241 | 1.484 | 1.723 | 1.93 | 2.133 | 2.485 | 2.658 | 2.828 | 2.996 | 3.168 | 3.568 | 4.201 | 4.972 | 6.005 | 7.231 | 8.263 | 9.458 | 10.66 | 11.901 | 13.213 | 14.044 | 15.435 | 16.914 | 18.463 | 20.058
Counterfactual | Dem_BB004 | GWh | SPEN | Westfield |  | 1.503 | 1.979 | 2.493 | 2.973 | 3.554 | 4.128 | 4.622 | 5.112 | 5.952 | 6.369 | 6.775 | 7.179 | 7.591 | 8.549 | 10.065 | 11.913 | 14.388 | 17.324 | 19.795 | 22.658 | 25.541 | 28.512 | 31.658 | 33.646 | 36.98 | 40.52 | 44.234 | 48.055
Counterfactual | Dem_BB004 | GWh | SPEN | Whitehouse |  | 2.994 | 3.864 | 4.821 | 5.718 | 6.811 | 7.89 | 8.834 | 9.769 | 11.36 | 12.156 | 12.932 | 13.701 | 14.487 | 16.3 | 19.191 | 22.714 | 27.434 | 33.033 | 37.717 | 43.173 | 48.665 | 54.327 | 60.32 | 64.08 | 70.428 | 77.173 | 84.244 | 91.522
Counterfactual | Dem_BB004 | GWh | SPEN | Wishaw |  | 3.449 | 4.452 | 5.556 | 6.59 | 7.85 | 9.094 | 10.181 | 11.257 | 13.092 | 14.01 | 14.904 | 15.79 | 16.695 | 18.786 | 22.118 | 26.178 | 31.618 | 38.07 | 43.469 | 49.756 | 56.086 | 62.612 | 69.519 | 73.85 | 81.168 | 88.941 | 97.091 | 105.478
Counterfactual | Dem_BB004 | GWh | SPEN Manweb | Birkenhead |  | 4.809 | 6.794 | 8.835 | 10.73 | 12.978 | 15.197 | 17.014 | 18.813 | 20.598 | 22.04 | 23.447 | 24.841 | 26.266 | 30.008 | 35.331 | 41.817 | 50.507 | 60.814 | 72.872 | 83.414 | 94.024 | 104.966 | 116.545 | 129.319 | 142.132 | 155.742 | 170.014 | 184.7
Counterfactual | Dem_BB004 | GWh | SPEN Manweb | Capenhurst |  | 4.789 | 5.792 | 6.992 | 8.127 | 9.55 | 10.956 | 12.265 | 13.562 | 14.849 | 15.889 | 16.903 | 17.908 | 18.935 | 21.632 | 25.47 | 30.145 | 36.41 | 43.841 | 52.533 | 60.133 | 67.782 | 75.669 | 84.016 | 93.224 | 102.462 | 112.273 | 122.562 | 133.148
Counterfactual | Dem_BB004 | GWh | SPEN Manweb | Carrington |  | 3.371 | 5.249 | 7.097 | 8.8 | 10.784 | 12.741 | 14.264 | 15.772 | 16.901 | 18.085 | 19.239 | 20.382 | 21.552 | 24.91 | 29.329 | 34.714 | 41.927 | 50.484 | 60.855 | 69.658 | 78.519 | 87.656 | 97.326 | 108.477 | 119.227 | 130.642 | 142.613 | 154.932
Counterfactual | Dem_BB004 | GWh | SPEN Manweb | Connah's Quay |  | 4.288 | 5.655 | 7.129 | 8.506 | 10.173 | 11.817 | 13.23 | 14.63 | 15.071 | 16.125 | 17.155 | 18.175 | 19.218 | 19.571 | 23.044 | 27.274 | 32.942 | 39.665 | 45.859 | 52.492 | 59.169 | 66.053 | 73.34 | 81.745 | 89.846 | 98.45 | 107.47 | 116.754
Counterfactual | Dem_BB004 | GWh | SPEN Manweb | Fiddlers Ferry |  | 4.559 | 6.417 | 8.331 | 10.109 | 12.22 | 14.303 | 16.015 | 17.708 | 19.681 | 21.059 | 22.404 | 23.736 | 25.097 | 29.431 | 34.652 | 41.013 | 49.536 | 59.645 | 72.246 | 82.698 | 93.216 | 104.064 | 115.542 | 128.924 | 141.7 | 155.268 | 169.496 | 184.137
Counterfactual | Dem_BB004 | GWh | SPEN Manweb | Frodsham |  | 8.207 | 9.942 | 12.011 | 13.968 | 16.419 | 18.841 | 21.094 | 23.325 | 25.538 | 27.325 | 29.07 | 30.798 | 32.565 | 37.204 | 43.803 | 51.844 | 62.619 | 75.398 | 90.348 | 103.417 | 116.572 | 130.136 | 144.493 | 160.329 | 176.217 | 193.089 | 210.785 | 228.992
Counterfactual | Dem_BB004 | GWh | SPEN Manweb | Kirkby (_D) |  | 3.509 | 4.501 | 5.599 | 6.629 | 7.887 | 9.128 | 10.221 | 11.301 | 12.56 | 13.441 | 14.298 | 15.148 | 16.017 | 18.783 | 22.115 | 26.174 | 31.614 | 38.066 | 46.108 | 52.777 | 59.491 | 66.413 | 73.739 | 82.28 | 90.433 | 99.091 | 108.172 | 117.517
Counterfactual | Dem_BB004 | GWh | SPEN Manweb | Legacy |  | 9.014 | 10.335 | 12.108 | 13.806 | 16.009 | 18.187 | 20.361 | 22.514 | 23.05 | 24.663 | 26.238 | 27.798 | 29.392 | 29.081 | 34.24 | 40.525 | 48.947 | 58.937 | 65.486 | 74.96 | 84.495 | 94.327 | 104.733 | 112.655 | 123.82 | 135.675 | 148.107 | 160.902
Counterfactual | Dem_BB004 | GWh | SPEN Manweb | Lister Drive |  | 15.741 | 17.518 | 20.159 | 22.716 | 26.119 | 29.483 | 33.009 | 36.499 | 40.568 | 43.408 | 46.179 | 48.925 | 51.732 | 60.664 | 71.426 | 84.537 | 102.105 | 122.942 | 148.916 | 170.457 | 192.139 | 214.497 | 238.16 | 265.741 | 292.076 | 320.041 | 349.369 | 379.548
Counterfactual | Dem_BB004 | GWh | SPEN Manweb | Pentir |  | 4.878 | 5.449 | 6.285 | 7.094 | 8.166 | 9.226 | 10.329 | 11.421 | 11.4 | 12.199 | 12.977 | 13.749 | 14.538 | 14.088 | 16.587 | 19.632 | 23.712 | 28.551 | 31.38 | 35.919 | 40.488 | 45.2 | 50.186 | 53.863 | 59.202 | 64.87 | 70.814 | 76.932
Counterfactual | Dem_BB004 | GWh | SPEN Manweb | Rainhill |  | 1.355 | 2.478 | 3.536 | 4.505 | 5.611 | 6.701 | 7.504 | 8.296 | 9.221 | 9.867 | 10.496 | 11.121 | 11.759 | 13.789 | 16.235 | 19.215 | 23.208 | 27.944 | 33.848 | 38.745 | 43.673 | 48.755 | 54.133 | 60.402 | 66.388 | 72.745 | 79.411 | 86.27
Counterfactual | Dem_BB004 | GWh | SPEN Manweb | St. Asaph |  | 1.362 | 1.521 | 1.755 | 1.981 | 2.28 | 2.576 | 2.884 | 3.188 | 3.183 | 3.406 | 3.623 | 3.839 | 4.059 | 3.934 | 4.631 | 5.481 | 6.621 | 7.972 | 8.762 | 10.029 | 11.305 | 12.621 | 14.012 | 15.04 | 16.53 | 18.112 | 19.772 | 21.48
Counterfactual | Dem_BB004 | GWh | SPEN Manweb | Trawsfynydd |  | 7.021 | 7.465 | 8.346 | 9.217 | 10.443 | 11.657 | 13.05 | 14.43 | 13.689 | 14.649 | 15.584 | 16.51 | 17.457 | 16.167 | 19.036 | 22.53 | 27.212 | 32.765 | 35.49 | 40.623 | 45.791 | 51.119 | 56.759 | 60.341 | 66.321 | 72.672 | 79.332 | 86.183
Counterfactual | Dem_BB004 | GWh | SPEN Manweb | Wylfa |  | 1.951 | 2.064 | 2.3 | 2.534 | 2.866 | 3.194 | 3.576 | 3.953 | 3.962 | 4.239 | 4.51 | 4.778 | 5.052 | 4.801 | 5.652 | 6.689 | 8.08 | 9.729 | 10.454 | 11.967 | 13.489 | 15.058 | 16.72 | 17.532 | 19.27 | 21.114 | 23.049 | 25.039
Counterfactual | Dem_BB004 | GWh | SPTL | Direct(SPTL) |  | 9.542 | 12.093 | 14.955 | 17.643 | 20.941 | 24.197 | 27.09 | 29.955 | 34.837 | 37.276 | 39.656 | 42.013 | 44.423 | 49.985 | 58.851 | 69.654 | 84.13 | 101.299 | 115.663 | 132.395 | 149.235 | 166.6 | 184.977 | 196.503 | 215.977 | 236.656 | 258.346 | 280.658
Counterfactual | Dem_BB004 | GWh | SSEN (SHEPD) | Abernethy |  | 1.2 | 1.303 | 1.476 | 1.646 | 1.878 | 2.107 | 2.36 | 2.609 | 2.952 | 3.159 | 3.361 | 3.56 | 3.764 | 4.167 | 4.906 | 5.807 | 7.014 | 8.446 | 9.54 | 10.919 | 12.309 | 13.741 | 15.257 | 16.107 | 17.704 | 19.399 | 21.176 | 23.006
Counterfactual | Dem_BB004 | GWh | SSEN (SHEPD) | Alness |  | 2.629 | 2.15 | 1.926 | 1.754 | 1.672 | 1.593 | 1.783 | 1.972 | 1.885 | 2.018 | 2.147 | 2.274 | 2.404 | 2.363 | 2.783 | 3.293 | 3.978 | 4.789 | 4.918 | 5.629 | 6.346 | 7.084 | 7.865 | 7.802 | 8.574 | 9.395 | 10.256 | 11.142
Counterfactual | Dem_BB004 | GWh | SSEN (SHEPD) | Arbroath |  | 1.9 | 2.127 | 2.457 | 2.775 | 3.196 | 3.612 | 4.044 | 4.473 | 5.061 | 5.415 | 5.761 | 6.104 | 6.454 | 7.144 | 8.411 | 9.956 | 12.024 | 14.479 | 16.355 | 18.721 | 21.102 | 23.557 | 26.156 | 27.614 | 30.35 | 33.256 | 36.303 | 39.44
Counterfactual | Dem_BB004 | GWh | SSEN (SHEPD) | Ardkinglas |  | 0 | 0 | 0 | 0 | 0 | 0 | 0 | 0 | 0 | 0 | 0 | 0 | 0 | 0 | 0 | 0 | 0 | 0 | 0 | 0 | 0 | 0 | 0 | 0 | 0 | 0 | 0 | 0
Counterfactual | Dem_BB004 | GWh | SSEN (SHEPD) | Ardmore |  | 2.825 | 2.531 | 2.481 | 2.466 | 2.563 | 2.661 | 2.98 | 3.295 | 3.499 | 3.744 | 3.983 | 4.219 | 4.462 | 4.741 | 5.582 | 6.606 | 7.979 | 9.608 | 10.517 | 12.039 | 13.571 | 15.149 | 16.82 | 17.411 | 19.136 | 20.969 | 22.889 | 24.868
Counterfactual | Dem_BB004 | GWh | SSEN (SHEPD) | Beauly |  | 2.12 | 1.899 | 1.861 | 1.85 | 1.922 | 1.996 | 2.235 | 2.472 | 2.624 | 2.807 | 2.987 | 3.165 | 3.346 | 3.556 | 4.186 | 4.955 | 5.984 | 7.206 | 7.888 | 9.029 | 10.177 | 11.362 | 12.615 | 13.058 | 14.353 | 15.726 | 17.168 | 18.651
Counterfactual | Dem_BB004 | GWh | SSEN (SHEPD) | Berryburn |  | 0 | 0 | 0 | 0 | 0 | 0 | 0 | 0 | 0 | 0 | 0 | 0 | 0 | 0 | 0 | 0 | 0 | 0 | 0 | 0 | 0 | 0 | 0 | 0 | 0 | 0 | 0 | 0
Counterfactual | Dem_BB004 | GWh | SSEN (SHEPD) | Boat of Garten |  | 1.199 | 1.074 | 1.053 | 1.047 | 1.088 | 1.13 | 1.265 | 1.399 | 1.485 | 1.589 | 1.691 | 1.791 | 1.894 | 2.013 | 2.37 | 2.804 | 3.388 | 4.079 | 4.465 | 5.11 | 5.761 | 6.432 | 7.141 | 7.391 | 8.124 | 8.902 | 9.718 | 10.558
Counterfactual | Dem_BB004 | GWh | SSEN (SHEPD) | Braco West |  | 2.116 | 2.158 | 2.344 | 2.535 | 2.827 | 3.116 | 3.489 | 3.858 | 4.365 | 4.671 | 4.969 | 5.264 | 5.567 | 6.162 | 7.256 | 8.587 | 10.371 | 12.488 | 14.107 | 16.148 | 18.202 | 20.319 | 22.56 | 23.819 | 26.179 | 28.685 | 31.314 | 34.019
Counterfactual | Dem_BB004 | GWh | SSEN (SHEPD) | Bridge of Dun |  | 2.167 | 2.089 | 2.176 | 2.279 | 2.476 | 2.673 | 2.993 | 3.31 | 3.745 | 4.008 | 4.263 | 4.517 | 4.776 | 5.287 | 6.225 | 7.368 | 8.899 | 10.715 | 12.103 | 13.854 | 15.615 | 17.434 | 19.357 | 20.434 | 22.46 | 24.61 | 26.865 | 29.187
Counterfactual | Dem_BB004 | GWh | SSEN (SHEPD) | Broadford-Skye |  | 0.724 | 0.648 | 0.635 | 0.632 | 0.656 | 0.681 | 0.763 | 0.844 | 0.896 | 0.959 | 1.02 | 1.08 | 1.142 | 1.214 | 1.43 | 1.692 | 2.043 | 2.46 | 2.693 | 3.082 | 3.474 | 3.878 | 4.307 | 4.458 | 4.9 | 5.369 | 5.861 | 6.367
Counterfactual | Dem_BB004 | GWh | SSEN (SHEPD) | Brora |  | 0.528 | 0.431 | 0.387 | 0.352 | 0.335 | 0.32 | 0.358 | 0.396 | 0.379 | 0.405 | 0.431 | 0.456 | 0.483 | 0.474 | 0.559 | 0.661 | 0.799 | 0.962 | 0.988 | 1.13 | 1.274 | 1.423 | 1.579 | 1.567 | 1.721 | 1.886 | 2.06 | 2.238
Counterfactual | Dem_BB004 | GWh | SSEN (SHEPD) | Burghmuir |  | 3.681 | 3.78 | 4.127 | 4.481 | 5.011 | 5.537 | 6.199 | 6.854 | 7.756 | 8.299 | 8.829 | 9.354 | 9.89 | 10.948 | 12.89 | 15.256 | 18.427 | 22.187 | 25.063 | 28.688 | 32.338 | 36.101 | 40.083 | 42.317 | 46.511 | 50.963 | 55.633 | 60.44
Counterfactual | Dem_BB004 | GWh | SSEN (SHEPD) | Carradale |  | 1.949 | 1.509 | 1.271 | 1.078 | 0.946 | 0.818 | 0.916 | 1.012 | 0.909 | 0.973 | 1.035 | 1.097 | 1.16 | 1.081 | 1.273 | 1.506 | 1.819 | 2.19 | 2.146 | 2.456 | 2.767 | 3.09 | 3.431 | 3.288 | 3.614 | 3.961 | 4.324 | 4.698
Counterfactual | Dem_BB004 | GWh | SSEN (SHEPD) | Cassley |  | 0.065 | 0.053 | 0.048 | 0.043 | 0.041 | 0.039 | 0.045 | 0.05 | 0.048 | 0.05 | 0.054 | 0.057 | 0.061 | 0.059 | 0.07 | 0.082 | 0.1 | 0.12 | 0.123 | 0.141 | 0.159 | 0.177 | 0.198 | 0.195 | 0.215 | 0.235 | 0.257 | 0.28
Counterfactual | Dem_BB004 | GWh | SSEN (SHEPD) | Ceannacroc |  | 0.107 | 0.096 | 0.094 | 0.094 | 0.097 | 0.101 | 0.113 | 0.125 | 0.134 | 0.143 | 0.152 | 0.161 | 0.17 | 0.18 | 0.213 | 0.252 | 0.304 | 0.366 | 0.401 | 0.459 | 0.518 | 0.578 | 0.641 | 0.664 | 0.729 | 0.799 | 0.872 | 0.949
Counterfactual | Dem_BB004 | GWh | SSEN (SHEPD) | Charleston |  | 0.791 | 0.937 | 1.119 | 1.291 | 1.51 | 1.726 | 1.932 | 2.137 | 2.418 | 2.587 | 2.752 | 2.915 | 3.083 | 3.412 | 4.018 | 4.755 | 5.743 | 6.916 | 7.812 | 8.942 | 10.08 | 11.253 | 12.494 | 13.19 | 14.497 | 15.886 | 17.342 | 18.84
Counterfactual | Dem_BB004 | GWh | SSEN (SHEPD) | Clachan |  | 0.363 | 0.281 | 0.237 | 0.201 | 0.176 | 0.153 | 0.17 | 0.188 | 0.169 | 0.181 | 0.193 | 0.204 | 0.216 | 0.201 | 0.237 | 0.28 | 0.338 | 0.407 | 0.399 | 0.456 | 0.514 | 0.574 | 0.638 | 0.612 | 0.673 | 0.736 | 0.804 | 0.874
Counterfactual | Dem_BB004 | GWh | SSEN (SHEPD) | Clayhills |  | 0.716 | 0.865 | 1.044 | 1.213 | 1.425 | 1.634 | 1.796 | 1.906 | 2.074 | 2.262 | 2.443 | 2.624 | 2.806 | 3.093 | 3.59 | 4.178 | 4.941 | 5.764 | 6.552 | 7.425 | 8.349 | 9.335 | 10.271 | 11.031 | 11.943 | 12.787 | 13.585 | 14.303
Counterfactual | Dem_BB004 | GWh | SSEN (SHEPD) | Coupar Angus |  | 1.726 | 1.669 | 1.744 | 1.83 | 1.992 | 2.153 | 2.412 | 2.666 | 3.016 | 3.228 | 3.435 | 3.638 | 3.848 | 4.259 | 5.014 | 5.935 | 7.168 | 8.631 | 9.749 | 11.159 | 12.58 | 14.043 | 15.592 | 16.461 | 18.092 | 19.825 | 21.642 | 23.512
Counterfactual | Dem_BB004 | GWh | SSEN (SHEPD) | Craigiebuckler |  | 2.1 | 2.536 | 3.059 | 3.554 | 4.175 | 4.789 | 5.266 | 5.588 | 6.079 | 6.631 | 7.16 | 7.692 | 8.225 | 9.069 | 10.524 | 12.247 | 14.481 | 16.895 | 19.207 | 21.763 | 24.474 | 27.364 | 30.108 | 32.334 | 35.009 | 37.48 | 39.822 | 41.924
Counterfactual | Dem_BB004 | GWh | SSEN (SHEPD) | Dallas |  | 0 | 0 | 0 | 0 | 0 | 0 | 0 | 0 | 0 | 0 | 0 | 0 | 0 | 0 | 0 | 0 | 0 | 0 | 0 | 0 | 0 | 0 | 0 | 0 | 0 | 0 | 0 | 0
Counterfactual | Dem_BB004 | GWh | SSEN (SHEPD) | Dounreay |  | 0.602 | 0.492 | 0.441 | 0.401 | 0.383 | 0.364 | 0.409 | 0.451 | 0.432 | 0.462 | 0.492 | 0.521 | 0.551 | 0.541 | 0.637 | 0.754 | 0.911 | 1.097 | 1.127 | 1.289 | 1.453 | 1.623 | 1.801 | 1.787 | 1.963 | 2.152 | 2.349 | 2.551
Counterfactual | Dem_BB004 | GWh | SSEN (SHEPD) | Dudhope |  | 3.661 | 3.633 | 3.87 | 4.124 | 4.545 | 4.963 | 5.558 | 6.146 | 6.954 | 7.441 | 7.915 | 8.386 | 8.867 | 9.816 | 11.557 | 13.678 | 16.521 | 19.892 | 22.47 | 25.721 | 28.992 | 32.367 | 35.937 | 37.94 | 41.699 | 45.692 | 49.879 | 54.188
Counterfactual | Dem_BB004 | GWh | SSEN (SHEPD) | Dunbeath |  | 0 | 0 | 0 | 0 | 0 | 0 | 0 | 0 | 0 | 0 | 0 | 0 | 0 | 0 | 0 | 0.001 | 0.001 | 0.001 | 0.001 | 0.001 | 0.001 | 0.001 | 0.001 | 0.001 | 0.002 | 0.002 | 0.002 | 0.002
Counterfactual | Dem_BB004 | GWh | SSEN (SHEPD) | Dunoon |  | 0.375 | 0.494 | 0.622 | 0.741 | 0.886 | 1.029 | 1.152 | 1.274 | 1.483 | 1.587 | 1.689 | 1.789 | 1.891 | 2.13 | 2.509 | 2.969 | 3.585 | 4.318 | 4.933 | 5.647 | 6.366 | 7.106 | 7.89 | 8.386 | 9.216 | 10.098 | 11.024 | 11.975
Counterfactual | Dem_BB004 | GWh | SSEN (SHEPD) | Dunvegan |  | 0.392 | 0.351 | 0.344 | 0.342 | 0.355 | 0.368 | 0.413 | 0.456 | 0.484 | 0.518 | 0.551 | 0.584 | 0.617 | 0.656 | 0.772 | 0.914 | 1.104 | 1.329 | 1.455 | 1.666 | 1.877 | 2.097 | 2.327 | 2.409 | 2.648 | 2.901 | 3.168 | 3.442
Counterfactual | Dem_BB004 | GWh | SSEN (SHEPD) | Dyce |  | 1.926 | 2.326 | 2.805 | 3.258 | 3.828 | 4.39 | 4.825 | 5.122 | 5.571 | 6.078 | 6.562 | 7.05 | 7.539 | 8.312 | 9.645 | 11.225 | 13.273 | 15.485 | 17.604 | 19.947 | 22.432 | 25.079 | 27.595 | 29.634 | 32.087 | 34.353 | 36.499 | 38.425
Counterfactual | Dem_BB004 | GWh | SSEN (SHEPD) | Elgin |  | 3.244 | 2.906 | 2.848 | 2.832 | 2.943 | 3.056 | 3.422 | 3.783 | 4.017 | 4.299 | 4.573 | 4.844 | 5.123 | 5.443 | 6.409 | 7.586 | 9.162 | 11.031 | 12.075 | 13.822 | 15.581 | 17.393 | 19.311 | 19.99 | 21.971 | 24.074 | 26.281 | 28.551
Counterfactual | Dem_BB004 | GWh | SSEN (SHEPD) | Fasnakyle |  | 0.053 | 0.047 | 0.046 | 0.045 | 0.047 | 0.049 | 0.055 | 0.06 | 0.065 | 0.069 | 0.074 | 0.077 | 0.083 | 0.087 | 0.103 | 0.122 | 0.147 | 0.177 | 0.194 | 0.222 | 0.25 | 0.279 | 0.31 | 0.32 | 0.353 | 0.386 | 0.422 | 0.458
Counterfactual | Dem_BB004 | GWh | SSEN (SHEPD) | Fetteresso |  | 0 | 0 | 0 | 0 | 0 | 0 | 0 | 0 | 0 | 0 | 0 | 0 | 0 | 0 | 0 | 0 | 0 | 0 | 0 | 0 | 0 | 0 | 0 | 0 | 0 | 0 | 0 | 0
Counterfactual | Dem_BB004 | GWh | SSEN (SHEPD) | Fiddes |  | 0.974 | 1.176 | 1.419 | 1.649 | 1.937 | 2.222 | 2.442 | 2.593 | 2.821 | 3.077 | 3.321 | 3.569 | 3.816 | 4.207 | 4.882 | 5.682 | 6.719 | 7.839 | 8.911 | 10.097 | 11.356 | 12.695 | 13.969 | 15.001 | 16.243 | 17.389 | 18.476 | 19.45
Counterfactual | Dem_BB004 | GWh | SSEN (SHEPD) | Finstown |  | 0 | 0 | 0 | 0 | 0 | 0 | 0 | 0 | 0 | 0 | 0 | 0 | 0 | 0 | 0 | 0 | 0 | 0 | 0 | 0 | 0 | 0 | 0 | 0 | 0 | 0 | 0 | 0
Counterfactual | Dem_BB004 | GWh | SSEN (SHEPD) | Fort Augustus |  | 0.247 | 0.221 | 0.217 | 0.216 | 0.224 | 0.233 | 0.261 | 0.289 | 0.307 | 0.328 | 0.349 | 0.369 | 0.391 | 0.415 | 0.489 | 0.578 | 0.699 | 0.841 | 0.921 | 1.055 | 1.188 | 1.326 | 1.473 | 1.525 | 1.676 | 1.837 | 2.005 | 2.178
Counterfactual | Dem_BB004 | GWh | SSEN (SHEPD) | Fort William |  | 1.592 | 1.426 | 1.398 | 1.39 | 1.444 | 1.5 | 1.679 | 1.856 | 1.971 | 2.109 | 2.243 | 2.377 | 2.514 | 2.671 | 3.144 | 3.722 | 4.495 | 5.413 | 5.924 | 6.782 | 7.644 | 8.534 | 9.476 | 9.809 | 10.781 | 11.812 | 12.895 | 14.009
Counterfactual | Dem_BB004 | GWh | SSEN (SHEPD) | Fraserburgh |  | 1.108 | 1.338 | 1.613 | 1.874 | 2.201 | 2.525 | 2.776 | 2.945 | 3.205 | 3.495 | 3.774 | 4.055 | 4.336 | 4.781 | 5.547 | 6.456 | 7.634 | 8.907 | 10.126 | 11.473 | 12.902 | 14.425 | 15.872 | 17.045 | 18.455 | 19.759 | 20.993 | 22.101
Counterfactual | Dem_BB004 | GWh | SSEN (SHEPD) | Glenfarclas |  | 0 | 0 | 0 | 0 | 0 | 0 | 0 | 0 | 0 | 0 | 0 | 0 | 0 | 0 | 0 | 0 | 0 | 0 | 0 | 0 | 0 | 0 | 0 | 0 | 0 | 0 | 0 | 0
Counterfactual | Dem_BB004 | GWh | SSEN (SHEPD) | Grudie Bridge |  | 0.143 | 0.128 | 0.125 | 0.125 | 0.129 | 0.134 | 0.15 | 0.166 | 0.176 | 0.189 | 0.201 | 0.213 | 0.225 | 0.239 | 0.282 | 0.333 | 0.402 | 0.485 | 0.53 | 0.607 | 0.684 | 0.764 | 0.848 | 0.878 | 0.965 | 1.058 | 1.155 | 1.255
Counterfactual | Dem_BB004 | GWh | SSEN (SHEPD) | Inverness |  | 5.986 | 5.363 | 5.256 | 5.226 | 5.432 | 5.64 | 6.313 | 6.982 | 7.413 | 7.933 | 8.438 | 8.94 | 9.453 | 10.045 | 11.827 | 13.997 | 16.907 | 20.356 | 22.283 | 25.507 | 28.751 | 32.096 | 35.638 | 36.888 | 40.544 | 44.426 | 48.497 | 52.686
Counterfactual | Dem_BB004 | GWh | SSEN (SHEPD) | Keith |  | 2.126 | 2.004 | 2.05 | 2.115 | 2.271 | 2.426 | 2.717 | 3.004 | 3.19 | 3.413 | 3.631 | 3.847 | 4.068 | 4.323 | 5.09 | 6.023 | 7.276 | 8.76 | 9.589 | 10.976 | 12.372 | 13.812 | 15.335 | 15.874 | 17.447 | 19.118 | 20.87 | 22.672
Counterfactual | Dem_BB004 | GWh | SSEN (SHEPD) | Killin |  | 0.564 | 0.446 | 0.386 | 0.338 | 0.308 | 0.279 | 0.313 | 0.345 | 0.392 | 0.419 | 0.445 | 0.472 | 0.498 | 0.552 | 0.65 | 0.769 | 0.929 | 1.119 | 1.263 | 1.446 | 1.63 | 1.821 | 2.021 | 2.134 | 2.345 | 2.57 | 2.806 | 3.047
Counterfactual | Dem_BB004 | GWh | SSEN (SHEPD) | Kinlochleven |  | 0.143 | 0.128 | 0.125 | 0.125 | 0.129 | 0.134 | 0.15 | 0.167 | 0.177 | 0.189 | 0.201 | 0.213 | 0.226 | 0.24 | 0.283 | 0.334 | 0.403 | 0.486 | 0.532 | 0.609 | 0.687 | 0.767 | 0.851 | 0.881 | 0.968 | 1.061 | 1.158 | 1.258
Counterfactual | Dem_BB004 | GWh | SSEN (SHEPD) | Kintore |  | 3.672 | 4.436 | 5.35 | 6.216 | 7.302 | 8.375 | 9.208 | 9.773 | 10.631 | 11.596 | 12.521 | 13.452 | 14.384 | 15.86 | 18.404 | 21.418 | 25.325 | 29.547 | 33.589 | 38.061 | 42.802 | 47.854 | 52.653 | 56.546 | 61.222 | 65.547 | 69.642 | 73.318
Counterfactual | Dem_BB004 | GWh | SSEN (SHEPD) | Lairg |  | 0.087 | 0.071 | 0.064 | 0.058 | 0.055 | 0.053 | 0.058 | 0.065 | 0.062 | 0.066 | 0.07 | 0.075 | 0.079 | 0.078 | 0.092 | 0.108 | 0.131 | 0.157 | 0.161 | 0.184 | 0.209 | 0.233 | 0.258 | 0.256 | 0.282 | 0.309 | 0.336 | 0.366
Counterfactual | Dem_BB004 | GWh | SSEN (SHEPD) | Lunanhead |  | 1.578 | 1.65 | 1.825 | 1.999 | 2.252 | 2.502 | 2.802 | 3.098 | 3.506 | 3.752 | 3.99 | 4.228 | 4.471 | 4.949 | 5.826 | 6.896 | 8.329 | 10.029 | 11.329 | 12.967 | 14.617 | 16.318 | 18.118 | 19.128 | 21.023 | 23.035 | 25.146 | 27.319
Counterfactual | Dem_BB004 | GWh | SSEN (SHEPD) | Lyndhurst |  | 1.19 | 1.508 | 1.865 | 2.2 | 2.612 | 3.018 | 3.378 | 3.737 | 4.228 | 4.523 | 4.813 | 5.099 | 5.391 | 5.968 | 7.026 | 8.317 | 10.045 | 12.095 | 13.663 | 15.638 | 17.628 | 19.679 | 21.85 | 23.067 | 25.354 | 27.782 | 30.327 | 32.946
Counterfactual | Dem_BB004 | GWh | SSEN (SHEPD) | Macduff |  | 1.24 | 1.111 | 1.089 | 1.083 | 1.125 | 1.168 | 1.307 | 1.446 | 1.535 | 1.643 | 1.748 | 1.851 | 1.958 | 2.08 | 2.449 | 2.899 | 3.501 | 4.216 | 4.615 | 5.283 | 5.955 | 6.647 | 7.381 | 7.64 | 8.396 | 9.201 | 10.044 | 10.912
Counterfactual | Dem_BB004 | GWh | SSEN (SHEPD) | Milton of Craigie |  | 2.276 | 2.869 | 3.538 | 4.167 | 4.94 | 5.704 | 6.387 | 7.062 | 7.991 | 8.55 | 9.096 | 9.637 | 10.19 | 11.28 | 13.28 | 15.718 | 18.985 | 22.86 | 25.822 | 29.557 | 33.317 | 37.194 | 41.297 | 43.599 | 47.919 | 52.507 | 57.318 | 62.271
Counterfactual | Dem_BB004 | GWh | SSEN (SHEPD) | Mybster |  | 0.785 | 0.642 | 0.575 | 0.524 | 0.5 | 0.476 | 0.533 | 0.589 | 0.563 | 0.603 | 0.641 | 0.679 | 0.718 | 0.707 | 0.831 | 0.984 | 1.188 | 1.431 | 1.47 | 1.683 | 1.896 | 2.118 | 2.35 | 2.332 | 2.563 | 2.808 | 3.065 | 3.33
Counterfactual | Dem_BB004 | GWh | SSEN (SHEPD) | Nairn |  | 1.908 | 1.709 | 1.675 | 1.665 | 1.731 | 1.797 | 2.012 | 2.224 | 2.362 | 2.527 | 2.688 | 2.848 | 3.012 | 3.2 | 3.768 | 4.46 | 5.386 | 6.485 | 7.099 | 8.125 | 9.159 | 10.226 | 11.353 | 11.751 | 12.916 | 14.153 | 15.451 | 16.785
Counterfactual | Dem_BB004 | GWh | SSEN (SHEPD) | Orrin |  | 0 | 0 | 0 | 0 | 0 | 0 | 0 | 0 | 0 | 0 | 0 | 0 | 0 | 0 | 0 | 0 | 0 | 0 | 0 | 0 | 0 | 0 | 0 | 0 | 0 | 0 | 0 | 0
Counterfactual | Dem_BB004 | GWh | SSEN (SHEPD) | Persley |  | 2.785 | 3.364 | 4.058 | 4.715 | 5.539 | 6.352 | 6.983 | 7.412 | 8.063 | 8.795 | 9.496 | 10.202 | 10.909 | 12.028 | 13.958 | 16.244 | 19.208 | 22.409 | 25.475 | 28.866 | 32.463 | 36.294 | 39.933 | 42.886 | 46.433 | 49.712 | 52.818 | 55.606
Counterfactual | Dem_BB004 | GWh | SSEN (SHEPD) | Peterhead Grange |  | 0.199 | 0.241 | 0.291 | 0.338 | 0.397 | 0.455 | 0.501 | 0.531 | 0.578 | 0.63 | 0.68 | 0.731 | 0.782 | 0.862 | 1 | 1.164 | 1.376 | 1.605 | 1.825 | 2.069 | 2.326 | 2.601 | 2.862 | 3.073 | 3.327 | 3.562 | 3.785 | 3.984
Counterfactual | Dem_BB004 | GWh | SSEN (SHEPD) | Peterhead Shell |  | 0.51 | 0.616 | 0.743 | 0.863 | 1.015 | 1.164 | 1.28 | 1.358 | 1.477 | 1.61 | 1.739 | 1.868 | 1.998 | 2.203 | 2.557 | 2.976 | 3.518 | 4.104 | 4.666 | 5.287 | 5.945 | 6.647 | 7.313 | 7.854 | 8.505 | 9.105 | 9.674 | 10.185
Counterfactual | Dem_BB004 | GWh | SSEN (SHEPD) | Port Ann |  | 1.585 | 1.227 | 1.034 | 0.877 | 0.77 | 0.666 | 0.744 | 0.823 | 0.74 | 0.792 | 0.843 | 0.893 | 0.943 | 0.879 | 1.035 | 1.225 | 1.48 | 1.782 | 1.745 | 1.997 | 2.252 | 2.513 | 2.791 | 2.675 | 2.94 | 3.222 | 3.517 | 3.821
Counterfactual | Dem_BB004 | GWh | SSEN (SHEPD) | Quoich |  | 0.004 | 0.003 | 0.003 | 0.003 | 0.004 | 0.004 | 0.004 | 0.005 | 0.004 | 0.005 | 0.006 | 0.006 | 0.006 | 0.006 | 0.008 | 0.009 | 0.011 | 0.012 | 0.015 | 0.017 | 0.019 | 0.021 | 0.022 | 0.023 | 0.026 | 0.028 | 0.031 | 0.033
Counterfactual | Dem_BB004 | GWh | SSEN (SHEPD) | Rannoch |  | 0.051 | 0.042 | 0.038 | 0.035 | 0.034 | 0.033 | 0.036 | 0.041 | 0.046 | 0.048 | 0.052 | 0.055 | 0.058 | 0.065 | 0.076 | 0.089 | 0.108 | 0.13 | 0.147 | 0.169 | 0.19 | 0.212 | 0.236 | 0.249 | 0.274 | 0.3 | 0.327 | 0.356
Counterfactual | Dem_BB004 | GWh | SSEN (SHEPD) | Redmoss |  | 2.368 | 2.861 | 3.45 | 4.009 | 4.709 | 5.401 | 5.938 | 6.303 | 6.857 | 7.478 | 8.075 | 8.675 | 9.276 | 10.228 | 11.869 | 13.813 | 16.333 | 19.055 | 21.662 | 24.546 | 27.604 | 30.862 | 33.957 | 36.467 | 39.483 | 42.272 | 44.913 | 47.284
Counterfactual | Dem_BB004 | GWh | SSEN (SHEPD) | Rothienorman |  | 1.369 | 1.646 | 1.98 | 2.296 | 2.694 | 3.087 | 3.389 | 3.593 | 3.83 | 4.117 | 4.397 | 4.684 | 4.974 | 5.388 | 6.157 | 7.07 | 8.262 | 9.539 | 10.699 | 11.976 | 13.319 | 14.74 | 16.066 | 17.171 | 18.504 | 19.719 | 20.856 | 21.859
Counterfactual | Dem_BB004 | GWh | SSEN (SHEPD) | Shin |  | 0.105 | 0.086 | 0.077 | 0.07 | 0.066 | 0.063 | 0.071 | 0.079 | 0.075 | 0.08 | 0.086 | 0.09 | 0.095 | 0.094 | 0.111 | 0.131 | 0.158 | 0.19 | 0.196 | 0.223 | 0.252 | 0.282 | 0.313 | 0.31 | 0.341 | 0.374 | 0.408 | 0.443
Counterfactual | Dem_BB004 | GWh | SSEN (SHEPD) | Sloy |  | 0.257 | 0.199 | 0.168 | 0.142 | 0.125 | 0.108 | 0.122 | 0.134 | 0.12 | 0.129 | 0.137 | 0.145 | 0.154 | 0.143 | 0.168 | 0.199 | 0.241 | 0.289 | 0.284 | 0.325 | 0.366 | 0.409 | 0.454 | 0.435 | 0.478 | 0.524 | 0.572 | 0.621
Counterfactual | Dem_BB004 | GWh | SSEN (SHEPD) | St Fergus Gas Terminal |  | 0.272 | 0.329 | 0.397 | 0.461 | 0.542 | 0.621 | 0.684 | 0.725 | 0.789 | 0.861 | 0.929 | 0.998 | 1.067 | 1.177 | 1.366 | 1.589 | 1.88 | 2.192 | 2.492 | 2.824 | 3.176 | 3.551 | 3.907 | 4.195 | 4.543 | 4.864 | 5.167 | 5.44
Counterfactual | Dem_BB004 | GWh | SSEN (SHEPD) | Strichen |  | 1.014 | 1.224 | 1.476 | 1.715 | 2.015 | 2.31 | 2.541 | 2.696 | 2.934 | 3.199 | 3.454 | 3.712 | 3.968 | 4.376 | 5.078 | 5.909 | 6.987 | 8.152 | 9.268 | 10.501 | 11.809 | 13.204 | 14.527 | 15.601 | 16.891 | 18.084 | 19.214 | 20.229
Counterfactual | Dem_BB004 | GWh | SSEN (SHEPD) | Tarland |  | 1.141 | 1.378 | 1.662 | 1.931 | 2.269 | 2.602 | 2.86 | 3.037 | 3.303 | 3.602 | 3.89 | 4.179 | 4.469 | 4.927 | 5.718 | 6.655 | 7.868 | 9.18 | 10.436 | 11.825 | 13.298 | 14.868 | 16.358 | 17.569 | 19.021 | 20.366 | 21.638 | 22.78
Counterfactual | Dem_BB004 | GWh | SSEN (SHEPD) | Taynuilt |  | 2.72 | 2.106 | 1.774 | 1.505 | 1.321 | 1.142 | 1.279 | 1.413 | 1.27 | 1.359 | 1.445 | 1.531 | 1.62 | 1.509 | 1.777 | 2.103 | 2.54 | 3.058 | 2.995 | 3.429 | 3.865 | 4.314 | 4.791 | 4.592 | 5.046 | 5.53 | 6.037 | 6.559
Counterfactual | Dem_BB004 | GWh | SSEN (SHEPD) | Thurso |  | 3.413 | 2.79 | 2.5 | 2.277 | 2.17 | 2.068 | 2.315 | 2.56 | 2.448 | 2.618 | 2.786 | 2.952 | 3.121 | 3.068 | 3.612 | 4.275 | 5.164 | 6.217 | 6.384 | 7.308 | 8.238 | 9.196 | 10.21 | 10.128 | 11.131 | 12.197 | 13.315 | 14.463
Counterfactual | Dem_BB004 | GWh | SSEN (SHEPD) | Tummel Bridge |  | 0.687 | 0.64 | 0.649 | 0.664 | 0.708 | 0.752 | 0.842 | 0.931 | 1.054 | 1.127 | 1.199 | 1.27 | 1.343 | 1.487 | 1.75 | 2.072 | 2.503 | 3.013 | 3.403 | 3.896 | 4.391 | 4.903 | 5.444 | 5.747 | 6.316 | 6.921 | 7.556 | 8.208
Counterfactual | Dem_BB004 | GWh | SSEN (SHEPD) | Willowdale |  | 1.594 | 1.925 | 2.321 | 2.697 | 3.168 | 3.633 | 3.994 | 4.239 | 4.612 | 5.03 | 5.432 | 5.835 | 6.239 | 6.88 | 7.983 | 9.291 | 10.985 | 12.817 | 14.571 | 16.51 | 18.566 | 20.757 | 22.839 | 24.529 | 26.557 | 28.432 | 30.209 | 31.804
Counterfactual | Dem_BB004 | GWh | SSEN (SHEPD) | Woodhill |  | 2.551 | 3.081 | 3.716 | 4.317 | 5.071 | 5.816 | 6.394 | 6.786 | 7.383 | 8.052 | 8.695 | 9.342 | 9.989 | 11.014 | 12.78 | 14.875 | 17.587 | 20.519 | 23.327 | 26.431 | 29.724 | 33.233 | 36.565 | 39.269 | 42.516 | 45.519 | 48.363 | 50.917
Counterfactual | Dem_BB004 | GWh | SSEN South | Acton Lane 66kV |  | 0.923 | 1.216 | 1.533 | 1.828 | 2.186 | 2.539 | 2.82 | 3.023 | 3.43 | 3.876 | 4.292 | 4.692 | 5.082 | 5.664 | 6.618 | 7.732 | 9.154 | 10.676 | 12.203 | 13.784 | 15.463 | 17.235 | 18.906 | 20.463 | 22.065 | 23.542 | 24.91 | 26.12
Counterfactual | Dem_BB004 | GWh | SSEN South | Axminster_H |  | 0 | 0 | 0 | 0 | 0 | 0 | 0 | 0 | 0 | 0 | 0 | 0 | 0 | 0 | 0 | 0 | 0 | 0 | 0 | 0 | 0 | 0 | 0 | 0 | 0 | 0 | 0 | 0
Counterfactual | Dem_BB004 | GWh | SSEN South | Botley Wood |  | 5.191 | 5.475 | 6.088 | 6.698 | 7.567 | 8.427 | 9.434 | 10.432 | 10.523 | 11.26 | 11.979 | 12.691 | 13.42 | 15.019 | 17.682 | 20.928 | 25.277 | 30.436 | 36.195 | 41.43 | 46.7 | 52.134 | 57.886 | 65.562 | 72.06 | 78.959 | 86.195 | 93.64
Counterfactual | Dem_BB004 | GWh | SSEN South | Bramley |  | 9.65 | 9.72 | 10.468 | 11.249 | 12.481 | 13.702 | 15.34 | 16.962 | 16.979 | 18.168 | 19.328 | 20.476 | 21.651 | 22.184 | 26.119 | 30.914 | 37.338 | 44.959 | 50.232 | 57.498 | 64.812 | 72.354 | 80.336 | 86.577 | 95.157 | 104.268 | 113.824 | 123.656
Counterfactual | Dem_BB004 | GWh | SSEN South | Chickerell |  | 4.285 | 5.28 | 6.437 | 7.528 | 8.883 | 10.221 | 11.37 | 12.145 | 13.563 | 15.18 | 16.711 | 18.226 | 19.723 | 21.874 | 25.634 | 30.071 | 35.768 | 41.916 | 47.762 | 54.035 | 60.712 | 67.847 | 74.616 | 80.243 | 86.433 | 91.943 | 97.013 | 101.406
Counterfactual | Dem_BB004 | GWh | SSEN South | Cowley |  | 17.419 | 19.073 | 21.73 | 24.319 | 27.823 | 31.289 | 35.03 | 38.735 | 39.327 | 42.08 | 44.766 | 47.428 | 50.15 | 54.618 | 64.307 | 76.11 | 91.928 | 110.689 | 129.505 | 148.239 | 167.095 | 186.538 | 207.117 | 231.564 | 254.511 | 278.88 | 304.437 | 330.734
Counterfactual | Dem_BB004 | GWh | SSEN South | Ealing |  | 8.062 | 10.617 | 13.378 | 15.957 | 19.079 | 22.16 | 24.613 | 26.384 | 29.944 | 33.835 | 37.46 | 40.954 | 44.366 | 49.44 | 57.765 | 67.493 | 79.899 | 93.187 | 106.517 | 120.318 | 134.977 | 150.44 | 165.035 | 178.623 | 192.606 | 205.491 | 217.446 | 228.002
Counterfactual | Dem_BB004 | GWh | SSEN South | Fawley |  | 6.24 | 6.463 | 7.098 | 7.741 | 8.686 | 9.623 | 10.774 | 11.913 | 12.017 | 12.859 | 13.68 | 14.493 | 15.325 | 17.151 | 20.193 | 23.9 | 28.867 | 34.757 | 41.333 | 47.312 | 53.33 | 59.536 | 66.103 | 74.87 | 82.29 | 90.169 | 98.431 | 106.934
Counterfactual | Dem_BB004 | GWh | SSEN South | Fleet |  | 31.481 | 34.954 | 40.169 | 45.221 | 51.96 | 58.623 | 65.633 | 72.573 | 74.519 | 79.738 | 84.827 | 89.871 | 95.026 | 106.6 | 125.509 | 148.548 | 179.419 | 216.035 | 257.721 | 295.001 | 332.525 | 371.219 | 412.17 | 467.434 | 513.754 | 562.946 | 614.535 | 667.618
Counterfactual | Dem_BB004 | GWh | SSEN South | Iver 132kV |  | 6.165 | 7.073 | 8.29 | 9.455 | 10.966 | 12.459 | 13.95 | 15.424 | 15.874 | 16.985 | 18.07 | 19.144 | 20.243 | 23.242 | 27.365 | 32.388 | 39.12 | 47.103 | 57.05 | 65.302 | 73.609 | 82.174 | 91.24 | 104.683 | 115.057 | 126.073 | 137.626 | 149.514
Counterfactual | Dem_BB004 | GWh | SSEN South | Iver 66kV |  | 3.373 | 3.791 | 4.389 | 4.966 | 5.727 | 6.479 | 7.254 | 8.02 | 8.255 | 8.832 | 9.396 | 9.955 | 10.526 | 12.086 | 14.229 | 16.842 | 20.341 | 24.493 | 29.665 | 33.956 | 38.276 | 42.729 | 47.443 | 54.434 | 59.829 | 65.556 | 71.563 | 77.746
Counterfactual | Dem_BB004 | GWh | SSEN South | Laleham |  | 4.361 | 4.678 | 5.261 | 5.834 | 6.63 | 7.418 | 8.305 | 9.183 | 9.451 | 10.113 | 10.758 | 11.398 | 12.052 | 13.838 | 16.293 | 19.283 | 23.29 | 28.043 | 33.966 | 38.879 | 43.824 | 48.924 | 54.321 | 62.325 | 68.502 | 75.06 | 81.939 | 89.016
Counterfactual | Dem_BB004 | GWh | SSEN South | Lovedean |  | 18.274 | 20.042 | 22.855 | 25.596 | 29.299 | 32.961 | 36.903 | 40.804 | 41.163 | 44.044 | 46.856 | 49.642 | 52.489 | 58.744 | 69.165 | 81.861 | 98.874 | 119.053 | 141.575 | 162.054 | 182.668 | 203.923 | 226.419 | 256.448 | 281.861 | 308.848 | 337.151 | 366.274
Counterfactual | Dem_BB004 | GWh | SSEN South | Mannington |  | 27.613 | 34.025 | 41.479 | 48.509 | 57.24 | 65.862 | 73.269 | 78.259 | 87.393 | 97.815 | 107.682 | 117.446 | 127.084 | 140.949 | 165.178 | 193.765 | 230.475 | 270.092 | 307.768 | 348.185 | 391.207 | 437.188 | 480.797 | 517.064 | 556.947 | 592.454 | 625.125 | 653.434
Counterfactual | Dem_BB004 | GWh | SSEN South | Melksham |  | 19.272 | 20.161 | 22.296 | 24.434 | 27.523 | 30.582 | 34.239 | 37.858 | 38.274 | 40.954 | 43.569 | 46.158 | 48.807 | 51.936 | 61.149 | 72.374 | 87.414 | 105.254 | 120.458 | 137.882 | 155.422 | 173.506 | 192.647 | 211.488 | 232.445 | 254.701 | 278.043 | 302.06
Counterfactual | Dem_BB004 | GWh | SSEN South | Minety |  | 8.892 | 9.952 | 11.492 | 12.98 | 14.949 | 16.896 | 18.917 | 20.918 | 21.147 | 22.628 | 24.073 | 25.504 | 26.967 | 28.695 | 33.786 | 39.987 | 48.298 | 58.155 | 66.556 | 76.183 | 85.873 | 95.865 | 106.441 | 116.851 | 128.431 | 140.727 | 153.624 | 166.893
Counterfactual | Dem_BB004 | GWh | SSEN South | North Hyde |  | 2.954 | 3.45 | 4.084 | 4.689 | 5.464 | 6.229 | 6.974 | 7.711 | 7.936 | 8.492 | 9.034 | 9.571 | 10.12 | 11.62 | 13.681 | 16.192 | 19.557 | 23.549 | 28.521 | 32.647 | 36.799 | 41.082 | 45.613 | 52.334 | 57.52 | 63.028 | 68.805 | 74.747
Counterfactual | Dem_BB004 | GWh | SSEN South | Nursling |  | 14.437 | 14.698 | 15.95 | 17.239 | 19.213 | 21.169 | 23.7 | 26.206 | 26.437 | 28.287 | 30.093 | 31.882 | 33.711 | 37.728 | 44.421 | 52.575 | 63.501 | 76.46 | 90.925 | 104.078 | 117.316 | 130.968 | 145.415 | 164.701 | 181.023 | 198.355 | 216.532 | 235.236
Counterfactual | Dem_BB004 | GWh | UKPN Eastern | Amersham Main |  | 6.104 | 7.211 | 8.592 | 9.907 | 11.576 | 13.226 | 14.807 | 16.373 | 16.85 | 18.03 | 19.181 | 20.321 | 21.488 | 24.672 | 29.049 | 34.38 | 41.526 | 50 | 60.558 | 69.319 | 78.135 | 87.227 | 96.851 | 111.12 | 122.132 | 133.827 | 146.09 | 158.71
Counterfactual | Dem_BB004 | GWh | UKPN Eastern | Braintree |  | 13.128 | 13.825 | 15.357 | 16.884 | 19.064 | 21.223 | 23.762 | 26.274 | 26.465 | 28.318 | 30.126 | 31.917 | 33.748 | 35.426 | 41.71 | 49.367 | 59.626 | 71.795 | 81.796 | 93.628 | 105.537 | 117.818 | 130.815 | 143.222 | 157.415 | 172.487 | 188.293 | 204.558
Counterfactual | Dem_BB004 | GWh | UKPN Eastern | Bramford |  | 26.162 | 27.081 | 29.73 | 32.41 | 36.361 | 40.274 | 45.09 | 49.857 | 50.102 | 53.61 | 57.033 | 60.423 | 63.889 | 67.419 | 79.378 | 93.948 | 113.473 | 136.631 | 155.689 | 178.21 | 200.878 | 224.253 | 248.991 | 272.726 | 299.751 | 328.452 | 358.551 | 389.523
Counterfactual | Dem_BB004 | GWh | UKPN Eastern | Brimsdown |  | 4.905 | 5.368 | 6.115 | 6.842 | 7.827 | 8.801 | 9.852 | 10.894 | 10.999 | 11.769 | 12.52 | 13.264 | 14.026 | 15.958 | 18.79 | 22.239 | 26.86 | 32.342 | 38.938 | 44.569 | 50.238 | 56.085 | 62.271 | 71.197 | 78.252 | 85.745 | 93.602 | 101.687
Counterfactual | Dem_BB004 | GWh | UKPN Eastern | Burwell Main |  | 15.464 | 16.335 | 18.183 | 20.021 | 22.631 | 25.216 | 28.23 | 31.215 | 32.106 | 34.354 | 36.547 | 38.72 | 40.942 | 43.676 | 51.424 | 60.864 | 73.513 | 88.515 | 101.356 | 116.016 | 130.774 | 145.991 | 162.097 | 178.028 | 195.67 | 214.406 | 234.053 | 254.271
Counterfactual | Dem_BB004 | GWh | UKPN Eastern | Clacton |  | 1.224 | 1.267 | 1.391 | 1.516 | 1.701 | 1.884 | 2.109 | 2.331 | 2.343 | 2.508 | 2.667 | 2.826 | 2.988 | 3.153 | 3.713 | 4.394 | 5.308 | 6.39 | 7.282 | 8.335 | 9.395 | 10.489 | 11.645 | 12.755 | 14.019 | 15.362 | 16.77 | 18.218
Counterfactual | Dem_BB004 | GWh | UKPN Eastern | Eaton Socon |  | 12.76 | 14.356 | 16.631 | 18.824 | 21.712 | 24.568 | 27.507 | 30.415 | 30.976 | 33.145 | 35.26 | 37.356 | 39.5 | 43.806 | 51.577 | 61.044 | 73.731 | 88.779 | 106.017 | 121.353 | 136.789 | 152.707 | 169.553 | 192.548 | 211.629 | 231.892 | 253.142 | 275.008
Counterfactual | Dem_BB004 | GWh | UKPN Eastern | Elstree |  | 6.502 | 7.344 | 8.527 | 9.666 | 11.162 | 12.641 | 14.152 | 15.648 | 16.104 | 17.233 | 18.332 | 19.422 | 20.536 | 23.58 | 27.762 | 32.858 | 39.687 | 47.787 | 57.878 | 66.249 | 74.676 | 83.366 | 92.564 | 106.202 | 116.726 | 127.903 | 139.623 | 151.684
Counterfactual | Dem_BB004 | GWh | UKPN Eastern | Loudwater |  | 1.583 | 1.698 | 1.908 | 2.116 | 2.405 | 2.69 | 3.012 | 3.331 | 3.428 | 3.668 | 3.902 | 4.134 | 4.371 | 5.019 | 5.909 | 6.994 | 8.448 | 10.171 | 12.32 | 14.101 | 15.895 | 17.745 | 19.702 | 22.606 | 24.846 | 27.225 | 29.719 | 32.287
Counterfactual | Dem_BB004 | GWh | UKPN Eastern | Mill Hill |  | 12.452 | 13.961 | 16.139 | 18.242 | 21.02 | 23.767 | 26.61 | 29.424 | 30.282 | 32.402 | 34.47 | 36.52 | 38.615 | 44.338 | 52.202 | 61.785 | 74.626 | 89.855 | 108.829 | 124.572 | 140.418 | 156.757 | 174.05 | 199.696 | 219.484 | 240.5 | 262.539 | 285.217
Counterfactual | Dem_BB004 | GWh | UKPN Eastern | Norwich Main |  | 30.844 | 32.184 | 35.527 | 38.885 | 43.758 | 48.583 | 54.392 | 60.144 | 61.298 | 65.59 | 69.776 | 73.924 | 78.166 | 80.93 | 95.286 | 112.777 | 136.214 | 164.013 | 183.489 | 210.032 | 236.748 | 264.296 | 293.452 | 316.31 | 347.656 | 380.944 | 415.853 | 451.775
Counterfactual | Dem_BB004 | GWh | UKPN Eastern | Pelham |  | 6.584 | 7.172 | 8.144 | 9.094 | 10.387 | 11.666 | 13.061 | 14.443 | 14.813 | 15.85 | 16.862 | 17.865 | 18.889 | 20.72 | 24.396 | 28.874 | 34.875 | 41.992 | 49.298 | 56.43 | 63.608 | 71.008 | 78.841 | 88.311 | 97.061 | 106.354 | 116.101 | 126.129
Counterfactual | Dem_BB004 | GWh | UKPN Eastern | Rayleigh |  | 13.203 | 15.038 | 17.549 | 19.961 | 23.104 | 26.211 | 29.347 | 32.45 | 33.236 | 35.563 | 37.833 | 40.082 | 42.382 | 47.956 | 56.463 | 66.827 | 80.716 | 97.188 | 116.568 | 133.429 | 150.402 | 167.902 | 186.425 | 212.37 | 233.415 | 255.764 | 279.203 | 303.32
Counterfactual | Dem_BB004 | GWh | UKPN Eastern | Rye House |  | 5.618 | 6.36 | 7.396 | 8.392 | 9.698 | 10.988 | 12.302 | 13.603 | 13.742 | 14.705 | 15.644 | 16.574 | 17.524 | 19.669 | 23.159 | 27.41 | 33.106 | 39.863 | 47.965 | 54.904 | 61.888 | 69.09 | 76.711 | 87.658 | 96.344 | 105.569 | 115.243 | 125.198
Counterfactual | Dem_BB004 | GWh | UKPN Eastern | Sheringham Shoal |  | 5.821 | 6.073 | 6.704 | 7.338 | 8.257 | 9.168 | 10.263 | 11.349 | 11.566 | 12.377 | 13.167 | 13.949 | 14.75 | 15.271 | 17.98 | 21.281 | 25.703 | 30.948 | 34.624 | 39.633 | 44.673 | 49.872 | 55.373 | 59.687 | 65.601 | 71.882 | 78.471 | 85.248
Counterfactual | Dem_BB004 | GWh | UKPN Eastern | Sundon |  | 9.728 | 12.17 | 14.952 | 17.57 | 20.799 | 23.987 | 26.677 | 28.653 | 33.33 | 38.332 | 43.07 | 47.759 | 52.401 | 59.632 | 71.216 | 84.867 | 102.245 | 120.919 | 139.345 | 158.896 | 179.928 | 202.559 | 223.876 | 241.238 | 259.933 | 276.293 | 291.063 | 303.492
Counterfactual | Dem_BB004 | GWh | UKPN Eastern | Tilbury |  | 2.007 | 2.244 | 2.59 | 2.924 | 3.367 | 3.804 | 4.258 | 4.709 | 4.845 | 5.183 | 5.515 | 5.843 | 6.177 | 7.125 | 8.389 | 9.93 | 11.993 | 14.44 | 17.373 | 19.885 | 22.416 | 25.024 | 27.785 | 31.692 | 34.834 | 38.168 | 41.666 | 45.266
Counterfactual | Dem_BB004 | GWh | UKPN Eastern | Tottenham |  | 9.982 | 10.898 | 12.393 | 13.852 | 15.834 | 17.794 | 19.922 | 22.029 | 22.345 | 23.91 | 25.437 | 26.949 | 28.495 | 32.517 | 38.285 | 45.314 | 54.731 | 65.9 | 79.576 | 91.087 | 102.673 | 114.62 | 127.264 | 145.998 | 160.466 | 175.83 | 191.944 | 208.523
Counterfactual | Dem_BB004 | GWh | UKPN Eastern | Walpole (_A) |  | 13.058 | 13.018 | 13.915 | 14.868 | 16.422 | 17.965 | 20.114 | 22.241 | 22.594 | 24.176 | 25.718 | 27.248 | 28.811 | 29.517 | 34.753 | 41.132 | 49.68 | 59.819 | 66.766 | 76.424 | 86.145 | 96.17 | 106.778 | 114.866 | 126.249 | 138.337 | 151.014 | 164.057
Counterfactual | Dem_BB004 | GWh | UKPN Eastern | Warley |  | 7.881 | 9.477 | 11.405 | 13.231 | 15.527 | 17.795 | 19.924 | 22.03 | 22.757 | 24.351 | 25.906 | 27.445 | 29.02 | 33.354 | 39.271 | 46.48 | 56.139 | 67.597 | 81.887 | 93.733 | 105.655 | 117.949 | 130.962 | 150.232 | 165.118 | 180.928 | 197.509 | 214.57
Counterfactual | Dem_BB004 | GWh | UKPN Eastern | Watford South |  | 8.116 | 9.421 | 11.115 | 12.733 | 14.813 | 16.869 | 18.885 | 20.882 | 21.491 | 22.996 | 24.464 | 25.919 | 27.405 | 31.467 | 37.049 | 43.85 | 52.962 | 63.771 | 77.238 | 88.411 | 99.656 | 111.253 | 123.526 | 141.727 | 155.771 | 170.685 | 186.328 | 202.422
Counterfactual | Dem_BB004 | GWh | UKPN Eastern | West Thurrock |  | 1.991 | 2.173 | 2.471 | 2.762 | 3.157 | 3.548 | 3.972 | 4.392 | 4.455 | 4.767 | 5.072 | 5.373 | 5.682 | 6.483 | 7.633 | 9.034 | 10.912 | 13.139 | 15.865 | 18.16 | 20.471 | 22.853 | 25.374 | 29.11 | 31.994 | 35.057 | 38.27 | 41.575
Counterfactual | Dem_BB004 | GWh | UKPN Eastern | Wymondley |  | 7.221 | 8.199 | 9.551 | 10.85 | 12.548 | 14.226 | 15.928 | 17.611 | 18.064 | 19.329 | 20.563 | 21.785 | 23.034 | 25.267 | 29.749 | 35.21 | 42.528 | 51.207 | 60.117 | 68.813 | 77.565 | 86.591 | 96.144 | 107.689 | 118.361 | 129.694 | 141.579 | 153.809
Counterfactual | Dem_BB004 | GWh | UKPN London | Acton Lane 22kV |  | 1.603 | 2.11 | 2.659 | 3.171 | 3.792 | 4.404 | 4.892 | 5.244 | 5.951 | 6.725 | 7.445 | 8.14 | 8.818 | 9.826 | 11.481 | 13.414 | 15.88 | 18.521 | 21.17 | 23.913 | 26.827 | 29.9 | 32.8 | 35.501 | 38.28 | 40.842 | 43.217 | 45.315
Counterfactual | Dem_BB004 | GWh | UKPN London | Barking |  | 4.093 | 4.468 | 5.081 | 5.679 | 6.491 | 7.294 | 8.166 | 9.03 | 9.16 | 9.801 | 10.427 | 11.047 | 11.68 | 13.329 | 15.694 | 18.574 | 22.434 | 27.013 | 32.619 | 37.338 | 42.086 | 46.984 | 52.167 | 59.846 | 65.776 | 72.075 | 78.679 | 85.474
Counterfactual | Dem_BB004 | GWh | UKPN London | Barking West |  | 5.728 | 6.254 | 7.112 | 7.949 | 9.086 | 10.211 | 11.431 | 12.64 | 12.823 | 13.72 | 14.595 | 15.463 | 16.351 | 18.658 | 21.969 | 26.001 | 31.405 | 37.814 | 45.661 | 52.266 | 58.914 | 65.77 | 73.026 | 83.774 | 92.077 | 100.892 | 110.138 | 119.652
Counterfactual | Dem_BB004 | GWh | UKPN London | Beddington (_C) |  | 7.13 | 9.376 | 11.806 | 14.076 | 16.826 | 19.539 | 21.876 | 24.188 | 25.215 | 26.981 | 28.704 | 30.409 | 32.154 | 37.275 | 43.887 | 51.944 | 62.739 | 75.542 | 91.58 | 104.827 | 118.162 | 131.91 | 146.463 | 168.099 | 184.756 | 202.447 | 220.998 | 240.087
Counterfactual | Dem_BB004 | GWh | UKPN London | Canal Bank |  | 1.141 | 1.501 | 1.891 | 2.256 | 2.697 | 3.132 | 3.479 | 3.73 | 4.233 | 4.783 | 5.295 | 5.789 | 6.272 | 6.989 | 8.165 | 9.541 | 11.295 | 13.173 | 15.057 | 17.008 | 19.08 | 21.267 | 23.329 | 25.249 | 27.226 | 29.048 | 30.738 | 32.23
Counterfactual | Dem_BB004 | GWh | UKPN London | City Road |  | 13.201 | 17.384 | 21.904 | 26.127 | 31.238 | 36.282 | 40.299 | 43.199 | 49.029 | 55.4 | 61.335 | 67.058 | 72.644 | 80.951 | 94.583 | 110.51 | 130.824 | 152.581 | 174.406 | 197.003 | 221.004 | 246.324 | 270.222 | 292.47 | 315.364 | 336.462 | 356.038 | 373.323
Counterfactual | Dem_BB004 | GWh | UKPN London | Greenford |  | 1.445 | 1.903 | 2.397 | 2.859 | 3.419 | 3.971 | 4.409 | 4.727 | 5.364 | 6.062 | 6.711 | 7.337 | 7.949 | 8.857 | 10.349 | 12.092 | 14.315 | 16.695 | 19.083 | 21.555 | 24.182 | 26.953 | 29.568 | 32.002 | 34.507 | 36.815 | 38.958 | 40.849
Counterfactual | Dem_BB004 | GWh | UKPN London | Hackney 132kV |  | 3.732 | 4.075 | 4.634 | 5.18 | 5.921 | 6.654 | 7.449 | 8.237 | 8.356 | 8.941 | 9.512 | 10.077 | 10.654 | 12.159 | 14.316 | 16.943 | 20.464 | 24.641 | 29.755 | 34.059 | 38.391 | 42.858 | 47.586 | 54.592 | 60.001 | 65.747 | 71.771 | 77.97
Counterfactual | Dem_BB004 | GWh | UKPN London | Hackney 66kV |  | 4.53 | 4.945 | 5.623 | 6.285 | 7.184 | 8.073 | 9.038 | 9.995 | 10.138 | 10.848 | 11.541 | 12.227 | 12.928 | 14.753 | 17.37 | 20.558 | 24.831 | 29.898 | 36.103 | 41.326 | 46.582 | 52.003 | 57.74 | 66.238 | 72.803 | 79.773 | 87.084 | 94.606
Counterfactual | Dem_BB004 | GWh | UKPN London | Hurst |  | 3.946 | 4.726 | 5.675 | 6.575 | 7.708 | 8.828 | 9.884 | 10.929 | 11.393 | 12.191 | 12.969 | 13.74 | 14.529 | 16.842 | 19.83 | 23.47 | 28.347 | 34.134 | 41.379 | 47.365 | 53.391 | 59.603 | 66.178 | 75.953 | 83.48 | 91.473 | 99.856 | 108.482
Counterfactual | Dem_BB004 | GWh | UKPN London | Islington |  | 9.665 | 12.667 | 15.925 | 18.97 | 22.662 | 26.305 | 29.187 | 31.264 | 35.777 | 40.639 | 45.159 | 49.507 | 53.742 | 60.142 | 70.516 | 82.631 | 98.062 | 114.615 | 131.229 | 148.453 | 166.764 | 186.095 | 204.375 | 220.841 | 237.747 | 253.251 | 267.57 | 280.129
Counterfactual | Dem_BB004 | GWh | UKPN London | Littlebrook (_C) |  | 1.035 | 1.165 | 1.35 | 1.528 | 1.762 | 1.994 | 2.233 | 2.469 | 2.574 | 2.754 | 2.93 | 3.104 | 3.282 | 3.805 | 4.48 | 5.302 | 6.404 | 7.711 | 9.348 | 10.701 | 12.062 | 13.465 | 14.951 | 17.159 | 18.86 | 20.665 | 22.56 | 24.508
Counterfactual | Dem_BB004 | GWh | UKPN London | Lodge Road |  | 9.244 | 12.174 | 15.34 | 18.298 | 21.877 | 25.41 | 28.223 | 30.255 | 34.337 | 38.798 | 42.956 | 46.962 | 50.875 | 56.692 | 66.239 | 77.394 | 91.62 | 106.857 | 122.142 | 137.967 | 154.777 | 172.509 | 189.246 | 204.826 | 220.861 | 235.635 | 249.346 | 261.45
Counterfactual | Dem_BB004 | GWh | UKPN London | New Cross |  | 12.309 | 13.241 | 14.915 | 16.562 | 18.839 | 21.093 | 23.615 | 26.113 | 26.485 | 28.34 | 30.149 | 31.941 | 33.774 | 38.41 | 45.224 | 53.526 | 64.65 | 77.843 | 93.612 | 107.153 | 120.783 | 134.837 | 149.712 | 171.291 | 188.266 | 206.291 | 225.196 | 244.649
Counterfactual | Dem_BB004 | GWh | UKPN London | Perivale |  | 1.316 | 1.733 | 2.184 | 2.604 | 3.114 | 3.617 | 4.017 | 4.306 | 4.887 | 5.522 | 6.114 | 6.683 | 7.241 | 8.069 | 9.427 | 11.015 | 13.04 | 15.208 | 17.383 | 19.635 | 22.027 | 24.551 | 26.933 | 29.15 | 31.432 | 33.535 | 35.486 | 37.209
Counterfactual | Dem_BB004 | GWh | UKPN London | Redbridge |  | 3.67 | 4.007 | 4.557 | 5.094 | 5.823 | 6.543 | 7.325 | 8.1 | 8.217 | 8.791 | 9.353 | 9.909 | 10.477 | 11.957 | 14.078 | 16.661 | 20.123 | 24.231 | 29.259 | 33.491 | 37.752 | 42.145 | 46.794 | 53.683 | 59.002 | 64.651 | 70.576 | 76.672
Counterfactual | Dem_BB004 | GWh | UKPN London | St John's Wood |  | 12.793 | 16.846 | 21.226 | 25.319 | 30.271 | 35.159 | 39.052 | 41.863 | 47.513 | 53.685 | 59.439 | 64.984 | 70.397 | 78.446 | 91.656 | 107.092 | 126.777 | 147.861 | 169.011 | 190.908 | 214.168 | 238.704 | 261.864 | 283.423 | 305.61 | 326.054 | 345.025 | 361.775
Counterfactual | Dem_BB004 | GWh | UKPN London | Wesley Avenue (Willesden) |  | 3.186 | 4.195 | 5.285 | 6.304 | 7.537 | 8.754 | 9.724 | 10.423 | 11.83 | 13.367 | 14.799 | 16.18 | 17.527 | 19.532 | 22.821 | 26.663 | 31.564 | 36.815 | 42.08 | 47.532 | 53.323 | 59.432 | 65.198 | 70.566 | 76.09 | 81.18 | 85.904 | 90.073
Counterfactual | Dem_BB004 | GWh | UKPN London | West Ham |  | 8.046 | 8.784 | 9.989 | 11.165 | 12.761 | 14.341 | 16.056 | 17.754 | 18.009 | 19.27 | 20.5 | 21.719 | 22.965 | 26.207 | 30.855 | 36.52 | 44.109 | 53.111 | 64.133 | 73.409 | 82.748 | 92.376 | 102.567 | 117.665 | 129.325 | 141.708 | 154.694 | 168.056
Counterfactual | Dem_BB004 | GWh | UKPN London | Willesden 132kV |  | 8.804 | 11.593 | 14.607 | 17.423 | 20.831 | 24.194 | 26.873 | 28.807 | 32.695 | 36.942 | 40.901 | 44.716 | 48.442 | 53.981 | 63.071 | 73.693 | 87.239 | 101.747 | 116.302 | 131.369 | 147.375 | 164.258 | 180.195 | 195.03 | 210.298 | 224.366 | 237.421 | 248.946
Counterfactual | Dem_BB004 | GWh | UKPN London | Willesden 66kV |  | 2.617 | 3.446 | 4.341 | 5.178 | 6.191 | 7.191 | 7.987 | 8.562 | 9.717 | 10.979 | 12.156 | 13.291 | 14.398 | 16.043 | 18.745 | 21.902 | 25.929 | 30.24 | 34.566 | 39.044 | 43.801 | 48.819 | 53.556 | 57.965 | 62.503 | 66.685 | 70.563 | 73.99
Counterfactual | Dem_BB004 | GWh | UKPN London | Wimbledon North |  | 4.278 | 4.602 | 5.184 | 5.756 | 6.548 | 7.331 | 8.208 | 9.075 | 9.204 | 9.849 | 10.478 | 11.101 | 11.738 | 13.35 | 15.718 | 18.602 | 22.469 | 27.053 | 32.533 | 37.241 | 41.977 | 46.862 | 52.031 | 59.531 | 65.431 | 71.695 | 78.264 | 85.025
Counterfactual | Dem_BB004 | GWh | UKPN London | Wimbledon South |  | 18.817 | 20.241 | 22.801 | 25.318 | 28.8 | 32.246 | 36.101 | 39.919 | 40.489 | 43.324 | 46.089 | 48.829 | 51.631 | 58.719 | 69.135 | 81.825 | 98.831 | 119.001 | 143.106 | 163.806 | 184.642 | 206.128 | 228.868 | 261.856 | 287.804 | 315.361 | 344.262 | 373.998
Counterfactual | Dem_BB004 | GWh | UKPN South East | Beddington (_J) |  | 17.489 | 20.006 | 23.405 | 26.665 | 30.901 | 35.087 | 39.283 | 43.437 | 45.28 | 48.451 | 51.544 | 54.608 | 57.741 | 66.936 | 78.811 | 93.277 | 112.662 | 135.655 | 164.454 | 188.242 | 212.187 | 236.878 | 263.01 | 301.86 | 331.774 | 363.541 | 396.856 | 431.136
Counterfactual | Dem_BB004 | GWh | UKPN South East | Bolney |  | 28.712 | 31.269 | 35.502 | 39.639 | 45.273 | 50.846 | 56.926 | 62.945 | 63.9 | 68.374 | 72.739 | 77.064 | 81.484 | 90.423 | 106.464 | 126.007 | 152.193 | 183.253 | 216.455 | 247.766 | 279.282 | 311.779 | 346.174 | 390.012 | 428.661 | 469.705 | 512.749 | 557.04
Counterfactual | Dem_BB004 | GWh | UKPN South East | Canterbury |  | 4.78 | 5.11 | 5.734 | 6.349 | 7.207 | 8.056 | 9.019 | 9.974 | 10.304 | 11.025 | 11.729 | 12.427 | 13.14 | 14.972 | 17.628 | 20.864 | 25.2 | 30.343 | 36.423 | 41.692 | 46.995 | 52.465 | 58.251 | 66.365 | 72.941 | 79.924 | 87.25 | 94.785
Counterfactual | Dem_BB004 | GWh | UKPN South East | Chessington |  | 9.46 | 11.711 | 14.31 | 16.76 | 19.797 | 22.795 | 25.521 | 28.219 | 29.417 | 31.477 | 33.487 | 35.477 | 37.512 | 43.486 | 51.2 | 60.599 | 73.192 | 88.13 | 106.84 | 122.295 | 137.851 | 153.891 | 170.867 | 196.109 | 215.542 | 236.179 | 257.823 | 280.094
Counterfactual | Dem_BB004 | GWh | UKPN South East | Kemsley |  | 4.675 | 5.035 | 5.676 | 6.306 | 7.177 | 8.038 | 9 | 9.951 | 10.191 | 10.905 | 11.601 | 12.291 | 12.996 | 14.369 | 16.917 | 20.022 | 24.184 | 29.12 | 34.717 | 39.739 | 44.794 | 50.006 | 55.523 | 62.934 | 69.17 | 75.793 | 82.738 | 89.886
Counterfactual | Dem_BB004 | GWh | UKPN South East | Kingsnorth |  | 7.59 | 9.298 | 11.299 | 13.188 | 15.542 | 17.866 | 20.002 | 22.118 | 22.744 | 24.337 | 25.89 | 27.429 | 29.003 | 32.963 | 38.81 | 45.934 | 55.48 | 66.803 | 80.736 | 92.414 | 104.17 | 116.291 | 129.12 | 147.908 | 162.563 | 178.129 | 194.453 | 211.25
Counterfactual | Dem_BB004 | GWh | UKPN South East | Littlebrook (_J) |  | 3.195 | 4.073 | 5.053 | 5.971 | 7.096 | 8.206 | 9.187 | 10.159 | 10.59 | 11.332 | 12.056 | 12.772 | 13.505 | 15.656 | 18.432 | 21.816 | 26.35 | 31.728 | 38.464 | 44.027 | 49.627 | 55.402 | 61.514 | 70.601 | 77.598 | 85.027 | 92.819 | 100.836
Counterfactual | Dem_BB004 | GWh | UKPN South East | Ninfield |  | 17.157 | 17.913 | 19.782 | 21.657 | 24.376 | 27.069 | 30.306 | 33.511 | 34.02 | 36.401 | 38.725 | 41.028 | 43.381 | 48.139 | 56.679 | 67.084 | 81.025 | 97.56 | 115.237 | 131.906 | 148.685 | 165.986 | 184.297 | 207.636 | 228.211 | 250.062 | 272.978 | 296.558
Counterfactual | Dem_BB004 | GWh | UKPN South East | Northfleet East |  | 7.589 | 8.548 | 9.909 | 11.221 | 12.947 | 14.653 | 16.405 | 18.14 | 18.654 | 19.96 | 21.233 | 22.496 | 23.787 | 27.034 | 31.83 | 37.673 | 45.502 | 54.789 | 66.216 | 75.794 | 85.435 | 95.376 | 105.898 | 121.306 | 133.327 | 146.092 | 159.481 | 173.257
Counterfactual | Dem_BB004 | GWh | UKPN South East | Richborough |  | 6.113 | 6.928 | 8.061 | 9.151 | 10.577 | 11.987 | 13.42 | 14.84 | 15.331 | 16.404 | 17.452 | 18.489 | 19.549 | 22.276 | 26.228 | 31.042 | 37.494 | 45.145 | 54.192 | 62.032 | 69.922 | 78.058 | 86.67 | 98.74 | 108.525 | 118.916 | 129.814 | 141.026
Counterfactual | Dem_BB004 | GWh | UKPN South East | Sellindge |  | 7.143 | 7.726 | 8.734 | 9.723 | 11.081 | 12.424 | 13.909 | 15.38 | 15.478 | 16.562 | 17.619 | 18.666 | 19.737 | 21.281 | 25.056 | 29.655 | 35.818 | 43.128 | 50.495 | 57.799 | 65.151 | 72.733 | 80.755 | 90.415 | 99.376 | 108.89 | 118.869 | 129.136
Counterfactual | Dem_BB004 | GWh | UKPN South East | West Weybridge |  | 9.402 | 10.12 | 11.404 | 12.667 | 14.412 | 16.139 | 18.069 | 19.979 | 20.827 | 22.285 | 23.708 | 25.117 | 26.558 | 30.787 | 36.249 | 42.902 | 51.819 | 62.394 | 75.64 | 86.582 | 97.596 | 108.952 | 120.971 | 138.84 | 152.6 | 167.211 | 182.534 | 198.301
Counterfactual | Dem_BB005 | GWh | Electricity North West | Bredbury |  | 4.337 | 6.089 | 7.895 | 9.863 | 12.041 | 14.196 | 16.192 | 18.216 | 20.235 | 22.767 | 25.59 | 28.586 | 31.742 | 35.747 | 38.609 | 41.724 | 45.042 | 48.533 | 53.022 | 56.345 | 59.642 | 62.87 | 66.227 | 70.013 | 73.093 | 75.91 | 78.627 | 81.237
Counterfactual | Dem_BB005 | GWh | Electricity North West | Harker |  | 8.096 | 9.38 | 10.943 | 12.783 | 14.896 | 16.972 | 19.358 | 21.777 | 24.253 | 27.287 | 30.671 | 34.262 | 38.045 | 39.498 | 42.66 | 46.102 | 49.768 | 53.626 | 55.354 | 58.823 | 62.266 | 65.635 | 69.139 | 70.002 | 73.082 | 75.897 | 78.614 | 81.224
Counterfactual | Dem_BB005 | GWh | Electricity North West | Heysham (NGET) |  | 5.41 | 6.073 | 6.94 | 7.99 | 9.21 | 10.406 | 11.87 | 13.354 | 14.72 | 16.561 | 18.616 | 20.795 | 23.091 | 24.882 | 26.873 | 29.042 | 31.352 | 33.782 | 36.007 | 38.264 | 40.503 | 42.695 | 44.975 | 46.691 | 48.746 | 50.623 | 52.436 | 54.177
Counterfactual | Dem_BB005 | GWh | Electricity North West | Hutton |  | 4.992 | 5.39 | 5.997 | 6.768 | 7.685 | 8.58 | 9.786 | 11.01 | 11.878 | 13.363 | 15.021 | 16.78 | 18.632 | 18.682 | 20.177 | 21.805 | 23.54 | 25.365 | 25.696 | 27.307 | 28.905 | 30.469 | 32.096 | 32.1 | 33.513 | 34.803 | 36.049 | 37.246
Counterfactual | Dem_BB005 | GWh | Electricity North West | Kearsley 132kV |  | 8.025 | 10.684 | 13.497 | 16.601 | 20.06 | 23.478 | 26.778 | 30.125 | 34.009 | 38.263 | 43.008 | 48.044 | 53.347 | 61.03 | 65.915 | 71.235 | 76.9 | 82.86 | 91.75 | 97.501 | 103.208 | 108.792 | 114.601 | 122.187 | 127.563 | 132.477 | 137.22 | 141.775
Counterfactual | Dem_BB005 | GWh | Electricity North West | Kearsley 33kV |  | 1.257 | 1.674 | 2.115 | 2.601 | 3.143 | 3.679 | 4.195 | 4.72 | 5.328 | 5.995 | 6.738 | 7.527 | 8.358 | 9.562 | 10.327 | 11.16 | 12.048 | 12.981 | 14.374 | 15.276 | 16.17 | 17.045 | 17.955 | 19.143 | 19.986 | 20.755 | 21.498 | 22.212
Counterfactual | Dem_BB005 | GWh | Electricity North West | Kirkby (_G) |  | 2.289 | 3.382 | 4.488 | 5.682 | 6.997 | 8.3 | 9.467 | 10.65 | 12.271 | 13.806 | 15.519 | 17.336 | 19.25 | 21.994 | 23.754 | 25.671 | 27.713 | 29.861 | 32.779 | 34.833 | 36.872 | 38.867 | 40.942 | 43.332 | 45.239 | 46.981 | 48.663 | 50.278
Counterfactual | Dem_BB005 | GWh | Electricity North West | Macclesfield |  | 2.078 | 2.624 | 3.222 | 3.894 | 4.65 | 5.395 | 6.154 | 6.923 | 7.617 | 8.57 | 9.633 | 10.761 | 11.949 | 13.191 | 14.247 | 15.397 | 16.621 | 17.91 | 19.495 | 20.717 | 21.93 | 23.116 | 24.35 | 25.855 | 26.993 | 28.032 | 29.037 | 30
Counterfactual | Dem_BB005 | GWh | Electricity North West | Ormonde |  | 0.744 | 0.835 | 0.954 | 1.099 | 1.267 | 1.431 | 1.632 | 1.836 | 2.025 | 2.278 | 2.561 | 2.86 | 3.176 | 3.423 | 3.697 | 3.994 | 4.312 | 4.647 | 4.953 | 5.264 | 5.571 | 5.873 | 6.186 | 6.422 | 6.705 | 6.963 | 7.213 | 7.452
Counterfactual | Dem_BB005 | GWh | Electricity North West | Padiham |  | 5.682 | 7.973 | 10.336 | 12.91 | 15.76 | 18.58 | 21.192 | 23.841 | 27.225 | 30.63 | 34.43 | 38.461 | 42.706 | 48.545 | 52.43 | 56.661 | 61.168 | 65.908 | 72.909 | 77.48 | 82.014 | 86.451 | 91.068 | 96.982 | 101.249 | 105.149 | 108.914 | 112.529
Counterfactual | Dem_BB005 | GWh | Electricity North West | Penwortham East |  | 4.049 | 5.1 | 6.254 | 7.552 | 9.011 | 10.451 | 11.919 | 13.409 | 15.087 | 16.974 | 19.08 | 21.314 | 23.667 | 26.642 | 28.774 | 31.096 | 33.569 | 36.171 | 39.508 | 41.984 | 44.441 | 46.845 | 49.347 | 52.1 | 54.391 | 56.487 | 58.509 | 60.451
Counterfactual | Dem_BB005 | GWh | Electricity North West | Penwortham West |  | 5.15 | 6.487 | 7.955 | 9.605 | 11.461 | 13.291 | 15.16 | 17.054 | 19.189 | 21.589 | 24.267 | 27.108 | 30.101 | 33.884 | 36.596 | 39.549 | 42.695 | 46.004 | 50.248 | 53.397 | 56.523 | 59.581 | 62.763 | 66.263 | 69.178 | 71.843 | 74.415 | 76.885
Counterfactual | Dem_BB005 | GWh | Electricity North West | Robin Rigg |  | 0.322 | 0.374 | 0.436 | 0.509 | 0.594 | 0.676 | 0.772 | 0.867 | 0.966 | 1.087 | 1.222 | 1.365 | 1.515 | 1.574 | 1.7 | 1.837 | 1.983 | 2.136 | 2.205 | 2.343 | 2.481 | 2.614 | 2.754 | 2.788 | 2.911 | 3.023 | 3.131 | 3.235
Counterfactual | Dem_BB005 | GWh | Electricity North West | Rochdale |  | 2.654 | 3.533 | 4.463 | 5.49 | 6.633 | 7.764 | 8.856 | 9.962 | 11.247 | 12.654 | 14.224 | 15.889 | 17.643 | 20.183 | 21.799 | 23.558 | 25.431 | 27.403 | 30.343 | 32.245 | 34.132 | 35.979 | 37.9 | 40.409 | 42.187 | 43.811 | 45.381 | 46.887
Counterfactual | Dem_BB005 | GWh | Electricity North West | South Manchester |  | 16.553 | 17.548 | 19.261 | 21.518 | 24.236 | 26.882 | 30.662 | 34.493 | 38.317 | 43.11 | 48.457 | 54.131 | 60.107 | 67.69 | 73.109 | 79.009 | 85.292 | 91.902 | 100.401 | 106.694 | 112.938 | 119.049 | 125.406 | 132.577 | 138.409 | 143.741 | 148.888 | 153.829
Counterfactual | Dem_BB005 | GWh | Electricity North West | Stalybridge |  | 2.595 | 3.983 | 5.372 | 6.862 | 8.499 | 10.121 | 11.545 | 12.987 | 14.826 | 16.681 | 18.75 | 20.945 | 23.257 | 26.808 | 28.953 | 31.29 | 33.778 | 36.397 | 40.483 | 43.021 | 45.539 | 48.002 | 50.566 | 54.291 | 56.68 | 58.864 | 60.971 | 62.995
Counterfactual | Dem_BB005 | GWh | Electricity North West | Stanah |  | 2.939 | 3.702 | 4.54 | 5.482 | 6.541 | 7.586 | 8.652 | 9.733 | 10.952 | 12.322 | 13.85 | 15.471 | 17.179 | 19.339 | 20.886 | 22.573 | 24.368 | 26.256 | 28.678 | 30.475 | 32.259 | 34.005 | 35.821 | 37.818 | 39.482 | 41.003 | 42.471 | 43.88
Counterfactual | Dem_BB005 | GWh | Electricity North West | Walney 2 |  | 0.58 | 0.73 | 0.895 | 1.081 | 1.29 | 1.496 | 1.706 | 1.919 | 2.159 | 2.429 | 2.731 | 3.051 | 3.387 | 3.813 | 4.118 | 4.451 | 4.805 | 5.177 | 5.654 | 6.008 | 6.36 | 6.704 | 7.063 | 7.456 | 7.784 | 8.084 | 8.374 | 8.651
Counterfactual | Dem_BB005 | GWh | Electricity North West | Washway Farm |  | 1.596 | 1.902 | 2.259 | 2.671 | 3.141 | 3.602 | 4.108 | 4.622 | 5.325 | 5.992 | 6.735 | 7.523 | 8.354 | 9.545 | 10.309 | 11.141 | 12.027 | 12.959 | 14.226 | 15.118 | 16.002 | 16.868 | 17.769 | 18.806 | 19.633 | 20.389 | 21.119 | 21.821
Counterfactual | Dem_BB005 | GWh | Electricity North West | Whitegate |  | 3.89 | 5.18 | 6.544 | 8.049 | 9.725 | 11.383 | 12.983 | 14.605 | 16.489 | 18.551 | 20.853 | 23.294 | 25.865 | 29.59 | 31.958 | 34.537 | 37.284 | 40.174 | 44.484 | 47.273 | 50.039 | 52.746 | 55.564 | 59.241 | 61.848 | 64.23 | 66.53 | 68.738
Counterfactual | Dem_BB005 | GWh | IDNO - Refer to Comment Field | Tynemouth 2 |  | 1.005 | 1.331 | 1.677 | 2.059 | 2.485 | 2.906 | 3.315 | 3.729 | 4.263 | 4.796 | 5.391 | 6.022 | 6.687 | 7.624 | 8.235 | 8.899 | 9.606 | 10.351 | 11.401 | 12.116 | 12.825 | 13.519 | 14.241 | 15.115 | 15.78 | 16.388 | 16.974 | 17.538 | Note: TYNE2 is operated by an IDNO allocated to GSP Group/licence area F
Counterfactual | Dem_BB005 | GWh | NGED East Midlands | Berkswell |  | 8.751 | 9.82 | 11.22 | 12.914 | 14.885 | 16.816 | 19.18 | 21.577 | 22.755 | 25.602 | 28.778 | 32.147 | 35.696 | 38.928 | 42.044 | 45.437 | 49.05 | 52.852 | 57.33 | 60.923 | 64.488 | 67.978 | 71.608 | 77.277 | 80.677 | 83.785 | 86.785 | 89.665
Counterfactual | Dem_BB005 | GWh | NGED East Midlands | Bicker Fen |  | 6.685 | 7.352 | 8.285 | 9.441 | 10.8 | 12.128 | 13.834 | 15.561 | 16.433 | 18.489 | 20.782 | 23.216 | 25.779 | 25.573 | 27.62 | 29.848 | 32.222 | 34.719 | 34.77 | 36.95 | 39.112 | 41.228 | 43.43 | 43.919 | 45.851 | 47.617 | 49.322 | 50.959
Counterfactual | Dem_BB005 | GWh | NGED East Midlands | Chesterfield |  | 5.028 | 8.153 | 11.243 | 14.535 | 18.136 | 21.708 | 24.759 | 27.854 | 31.811 | 35.79 | 40.229 | 44.939 | 49.9 | 57.222 | 61.802 | 66.789 | 72.101 | 77.689 | 85.847 | 91.227 | 96.567 | 101.792 | 107.228 | 115.061 | 120.123 | 124.75 | 129.217 | 133.506
Counterfactual | Dem_BB005 | GWh | NGED East Midlands | Coventry |  | 8.497 | 11.094 | 13.873 | 16.957 | 20.404 | 23.809 | 27.155 | 30.549 | 32.218 | 36.248 | 40.744 | 45.514 | 50.538 | 55.115 | 59.526 | 64.331 | 69.446 | 74.829 | 81.168 | 86.256 | 91.304 | 96.244 | 101.384 | 109.41 | 114.224 | 118.623 | 122.871 | 126.949
Counterfactual | Dem_BB005 | GWh | NGED East Midlands | Drakelow |  | 2.827 | 3.637 | 4.512 | 5.489 | 6.582 | 7.662 | 8.74 | 9.832 | 10.376 | 11.673 | 13.121 | 14.657 | 16.275 | 17.386 | 18.778 | 20.293 | 21.907 | 23.604 | 25.271 | 26.855 | 28.426 | 29.964 | 31.565 | 33.7 | 35.183 | 36.538 | 37.846 | 39.102
Counterfactual | Dem_BB005 | GWh | NGED East Midlands | East Claydon (_B) |  | 7.03 | 9.365 | 11.833 | 14.557 | 17.591 | 20.591 | 23.318 | 25.471 | 30.601 | 36.917 | 43.756 | 51.099 | 58.823 | 65.09 | 71.192 | 77.361 | 83.208 | 87.976 | 91.8 | 97.108 | 103.19 | 109.622 | 114.882 | 117.401 | 120.143 | 121.019 | 120.954 | 119.93
Counterfactual | Dem_BB005 | GWh | NGED East Midlands | Enderby |  | 7.48 | 9.624 | 11.94 | 14.524 | 17.418 | 20.275 | 23.126 | 26.015 | 27.973 | 31.472 | 35.376 | 39.518 | 43.881 | 49.371 | 53.323 | 57.626 | 62.208 | 67.03 | 74.001 | 78.639 | 83.241 | 87.745 | 92.431 | 100.989 | 105.432 | 109.493 | 113.414 | 117.178
Counterfactual | Dem_BB005 | GWh | NGED East Midlands | Grendon |  | 11.531 | 14.638 | 18.028 | 21.827 | 26.093 | 30.303 | 34.562 | 38.882 | 41.228 | 46.384 | 52.137 | 58.242 | 64.671 | 70.856 | 76.527 | 82.703 | 89.279 | 96.199 | 105.189 | 111.783 | 118.326 | 124.728 | 131.388 | 142.571 | 148.843 | 154.576 | 160.112 | 165.426
Counterfactual | Dem_BB005 | GWh | NGED East Midlands | Ratcliffe |  | 6.595 | 8.727 | 10.988 | 13.489 | 16.277 | 19.033 | 21.708 | 24.42 | 26.113 | 29.379 | 33.023 | 36.889 | 40.961 | 46.199 | 49.897 | 53.923 | 58.212 | 62.723 | 69.425 | 73.777 | 78.095 | 82.32 | 86.716 | 94.956 | 99.134 | 102.952 | 106.639 | 110.178
Counterfactual | Dem_BB005 | GWh | NGED East Midlands | Staythorpe |  | 4.343 | 5.199 | 6.19 | 7.331 | 8.629 | 9.907 | 11.299 | 12.711 | 13.646 | 15.352 | 17.257 | 19.277 | 21.405 | 21.914 | 23.668 | 25.577 | 27.611 | 29.752 | 30.597 | 32.514 | 34.417 | 36.28 | 38.217 | 39.498 | 41.236 | 42.824 | 44.358 | 45.83
Counterfactual | Dem_BB005 | GWh | NGED East Midlands | Stoke Bardolph |  | 4.034 | 4.796 | 5.687 | 6.717 | 7.89 | 9.045 | 10.316 | 11.605 | 12.409 | 13.962 | 15.693 | 17.531 | 19.466 | 21.955 | 23.712 | 25.626 | 27.664 | 29.808 | 32.993 | 35.061 | 37.113 | 39.121 | 41.21 | 45.125 | 47.111 | 48.926 | 50.677 | 52.359
Counterfactual | Dem_BB005 | GWh | NGED East Midlands | Walpole (_B) |  | 6.15 | 7.54 | 9.105 | 10.886 | 12.899 | 14.883 | 16.976 | 19.097 | 20.112 | 22.627 | 25.434 | 28.412 | 31.549 | 31.492 | 34.013 | 36.758 | 39.681 | 42.756 | 43.249 | 45.96 | 48.65 | 51.282 | 54.021 | 55.119 | 57.544 | 59.761 | 61.901 | 63.955
Counterfactual | Dem_BB005 | GWh | NGED East Midlands | West Burton |  | 4.107 | 5.071 | 6.149 | 7.371 | 8.751 | 10.111 | 11.532 | 12.973 | 13.745 | 15.464 | 17.383 | 19.418 | 21.561 | 23.366 | 25.236 | 27.272 | 29.441 | 31.723 | 34.465 | 36.625 | 38.769 | 40.867 | 43.049 | 46.505 | 48.551 | 50.421 | 52.226 | 53.96
Counterfactual | Dem_BB005 | GWh | NGED East Midlands | Willington |  | 6.637 | 9.357 | 12.157 | 15.204 | 18.576 | 21.913 | 24.994 | 28.116 | 29.653 | 33.362 | 37.5 | 41.891 | 46.516 | 50.728 | 54.788 | 59.209 | 63.918 | 68.872 | 74.707 | 79.389 | 84.036 | 88.583 | 93.313 | 100.701 | 105.131 | 109.181 | 113.09 | 116.843
Counterfactual | Dem_BB005 | GWh | NGED South Wales | Aberthaw |  | 2.872 | 4.695 | 6.494 | 8.409 | 10.503 | 12.581 | 14.349 | 16.142 | 17.901 | 20.141 | 22.638 | 25.289 | 28.081 | 29.482 | 31.841 | 34.412 | 37.148 | 40.027 | 43.184 | 45.891 | 48.577 | 51.206 | 53.94 | 58.65 | 61.231 | 63.59 | 65.867 | 68.052
Counterfactual | Dem_BB005 | GWh | NGED South Wales | Alpha Steel (Uskmouth) |  | 0.168 | 0.275 | 0.38 | 0.493 | 0.616 | 0.737 | 0.84 | 0.945 | 1.049 | 1.181 | 1.326 | 1.482 | 1.646 | 1.728 | 1.866 | 2.017 | 2.177 | 2.345 | 2.531 | 2.689 | 2.847 | 3.001 | 3.161 | 3.437 | 3.588 | 3.727 | 3.86 | 3.988
Counterfactual | Dem_BB005 | GWh | NGED South Wales | Cardiff East |  | 1.08 | 1.765 | 2.441 | 3.16 | 3.947 | 4.728 | 5.393 | 6.066 | 6.727 | 7.569 | 8.508 | 9.503 | 10.553 | 11.08 | 11.966 | 12.932 | 13.961 | 15.043 | 16.229 | 17.246 | 18.256 | 19.243 | 20.271 | 22.042 | 23.011 | 23.898 | 24.753 | 25.575
Counterfactual | Dem_BB005 | GWh | NGED South Wales | Grange |  | 0.232 | 0.425 | 0.613 | 0.811 | 1.026 | 1.239 | 1.413 | 1.59 | 1.771 | 1.993 | 2.239 | 2.501 | 2.778 | 2.932 | 3.167 | 3.422 | 3.695 | 3.981 | 4.374 | 4.648 | 4.92 | 5.186 | 5.463 | 6.008 | 6.273 | 6.515 | 6.748 | 6.972
Counterfactual | Dem_BB005 | GWh | NGED South Wales | Imperial Park |  | 0.077 | 0.108 | 0.139 | 0.173 | 0.211 | 0.249 | 0.283 | 0.319 | 0.345 | 0.389 | 0.436 | 0.488 | 0.541 | 0.53 | 0.573 | 0.619 | 0.669 | 0.72 | 0.744 | 0.79 | 0.836 | 0.882 | 0.929 | 0.97 | 1.013 | 1.052 | 1.089 | 1.126
Counterfactual | Dem_BB005 | GWh | NGED South Wales | Pembroke |  | 3.572 | 4.279 | 5.096 | 6.037 | 7.108 | 8.161 | 9.309 | 10.472 | 11.321 | 12.737 | 14.317 | 15.994 | 17.759 | 17.421 | 18.815 | 20.333 | 21.95 | 23.652 | 24.407 | 25.937 | 27.455 | 28.941 | 30.486 | 31.845 | 33.246 | 34.527 | 35.764 | 36.95
Counterfactual | Dem_BB005 | GWh | NGED South Wales | Pyle |  | 0.699 | 1.216 | 1.721 | 2.254 | 2.836 | 3.414 | 3.893 | 4.379 | 4.877 | 5.487 | 6.168 | 6.89 | 7.65 | 8.076 | 8.721 | 9.425 | 10.175 | 10.963 | 12.046 | 12.801 | 13.55 | 14.283 | 15.046 | 16.548 | 17.276 | 17.941 | 18.584 | 19.201
Counterfactual | Dem_BB005 | GWh | NGED South Wales | Rassau |  | 3.041 | 4.552 | 6.076 | 7.716 | 9.521 | 11.31 | 12.9 | 14.512 | 15.689 | 17.652 | 19.841 | 22.164 | 24.61 | 24.142 | 26.074 | 28.179 | 30.419 | 32.777 | 33.823 | 35.943 | 38.047 | 40.105 | 42.247 | 44.132 | 46.073 | 47.848 | 49.561 | 51.206
Counterfactual | Dem_BB005 | GWh | NGED South Wales | Swansea North |  | 10.833 | 14.281 | 17.948 | 22.007 | 26.536 | 31.011 | 35.37 | 39.79 | 43.018 | 48.399 | 54.401 | 60.77 | 67.479 | 66.193 | 71.491 | 77.261 | 83.405 | 89.869 | 92.739 | 98.551 | 104.319 | 109.964 | 115.836 | 121.002 | 126.325 | 131.192 | 135.889 | 140.399
Counterfactual | Dem_BB005 | GWh | NGED South Wales | Upper Boat 132kV |  | 1.642 | 2.683 | 3.711 | 4.805 | 6.001 | 7.188 | 8.199 | 9.224 | 10.229 | 11.509 | 12.936 | 14.45 | 16.046 | 16.847 | 18.195 | 19.663 | 21.227 | 22.872 | 24.676 | 26.223 | 27.758 | 29.26 | 30.822 | 33.514 | 34.988 | 36.336 | 37.637 | 38.887
Counterfactual | Dem_BB005 | GWh | NGED South Wales | Upper Boat 33kV |  | 0.515 | 0.842 | 1.164 | 1.508 | 1.883 | 2.255 | 2.573 | 2.894 | 3.209 | 3.611 | 4.059 | 4.534 | 5.035 | 5.286 | 5.709 | 6.17 | 6.66 | 7.176 | 7.743 | 8.228 | 8.71 | 9.181 | 9.672 | 10.516 | 10.978 | 11.402 | 11.81 | 12.202
Counterfactual | Dem_BB005 | GWh | NGED South Wales | Uskmouth |  | 2.557 | 4.18 | 5.782 | 7.486 | 9.35 | 11.2 | 12.774 | 14.37 | 15.936 | 17.93 | 20.153 | 22.513 | 24.998 | 26.246 | 28.347 | 30.634 | 33.07 | 35.633 | 38.444 | 40.853 | 43.244 | 45.585 | 48.019 | 52.212 | 54.51 | 56.61 | 58.636 | 60.582
Counterfactual | Dem_BB005 | GWh | NGED South West | Abham |  | 13.581 | 15.465 | 17.842 | 20.68 | 23.959 | 27.178 | 30.998 | 34.872 | 36.595 | 41.173 | 46.28 | 51.698 | 57.406 | 57.981 | 62.622 | 67.675 | 73.057 | 78.719 | 79.249 | 84.217 | 89.146 | 93.969 | 98.987 | 100.521 | 104.944 | 108.987 | 112.889 | 116.635
Counterfactual | Dem_BB005 | GWh | NGED South West | Alverdiscott |  | 8.803 | 9.76 | 11.059 | 12.653 | 14.519 | 16.345 | 18.642 | 20.972 | 22.009 | 24.761 | 27.833 | 31.092 | 34.524 | 34.87 | 37.661 | 40.7 | 43.936 | 47.341 | 47.66 | 50.648 | 53.612 | 56.513 | 59.531 | 60.454 | 63.113 | 65.545 | 67.891 | 70.145
Counterfactual | Dem_BB005 | GWh | NGED South West | Axminster |  | 4.584 | 6.026 | 7.563 | 9.265 | 11.165 | 13.042 | 14.781 | 16.062 | 18.594 | 21.883 | 25.453 | 29.271 | 33.262 | 35.944 | 38.639 | 41.388 | 43.999 | 46.142 | 47.651 | 50.048 | 52.806 | 55.722 | 58.139 | 59.304 | 60.676 | 61.174 | 61.246 | 60.885
Counterfactual | Dem_BB005 | GWh | NGED South West | Bridgewater |  | 8.328 | 9.358 | 10.702 | 12.327 | 14.215 | 16.066 | 18.325 | 20.614 | 22.106 | 24.872 | 27.957 | 31.23 | 34.677 | 35.356 | 38.187 | 41.268 | 44.551 | 48.003 | 48.567 | 51.611 | 54.632 | 57.587 | 60.663 | 61.778 | 64.495 | 66.979 | 69.378 | 71.68
Counterfactual | Dem_BB005 | GWh | NGED South West | Exeter |  | 10.273 | 11.247 | 12.634 | 14.364 | 16.401 | 18.393 | 20.978 | 23.6 | 24.766 | 27.864 | 31.32 | 34.987 | 38.849 | 39.238 | 42.379 | 45.799 | 49.441 | 53.274 | 53.632 | 56.994 | 60.329 | 63.594 | 66.99 | 68.028 | 71.021 | 73.757 | 76.398 | 78.933
Counterfactual | Dem_BB005 | GWh | NGED South West | Indian Queens |  | 23.284 | 23.845 | 25.492 | 27.893 | 30.892 | 33.793 | 38.543 | 43.36 | 45.503 | 51.195 | 57.545 | 64.282 | 71.378 | 72.094 | 77.864 | 84.147 | 90.84 | 97.88 | 98.54 | 104.716 | 110.845 | 116.842 | 123.082 | 124.989 | 130.489 | 135.515 | 140.367 | 145.026
Counterfactual | Dem_BB005 | GWh | NGED South West | Landulph |  | 6.708 | 7.532 | 8.609 | 9.912 | 11.427 | 12.912 | 14.728 | 16.568 | 17.387 | 19.563 | 21.989 | 24.563 | 27.275 | 27.548 | 29.752 | 32.154 | 34.711 | 37.401 | 37.653 | 40.014 | 42.355 | 44.647 | 47.031 | 47.76 | 49.862 | 51.782 | 53.636 | 55.416
Counterfactual | Dem_BB005 | GWh | NGED South West | Sandford |  | 0.265 | 0.343 | 0.427 | 0.52 | 0.624 | 0.726 | 0.834 | 0.917 | 1.1 | 1.327 | 1.574 | 1.839 | 2.116 | 2.454 | 2.773 | 3.088 | 3.384 | 3.632 | 3.837 | 4.103 | 4.4 | 4.706 | 4.963 | 5.111 | 5.269 | 5.35 | 5.388 | 5.384
Counterfactual | Dem_BB005 | GWh | NGED South West | Seabank |  | 5.538 | 7.059 | 8.714 | 10.566 | 12.644 | 14.695 | 16.801 | 18.409 | 22.309 | 27.073 | 32.228 | 37.741 | 43.538 | 48.374 | 53.039 | 57.74 | 62.187 | 65.823 | 68.666 | 72.607 | 77.095 | 81.762 | 85.566 | 87.479 | 89.567 | 90.345 | 90.425 | 89.82
Counterfactual | Dem_BB005 | GWh | NGED South West | Taunton |  | 4.876 | 5.342 | 6.004 | 6.828 | 7.799 | 8.747 | 9.977 | 11.225 | 11.824 | 13.303 | 14.953 | 16.704 | 18.548 | 18.849 | 20.358 | 22 | 23.75 | 25.59 | 25.957 | 27.584 | 29.199 | 30.779 | 32.423 | 33.126 | 34.583 | 35.916 | 37.202 | 38.437
Counterfactual | Dem_BB005 | GWh | NGED West Midlands | Bishops Wood |  | 16.634 | 18.815 | 21.61 | 24.968 | 28.86 | 32.677 | 37.271 | 41.928 | 44.246 | 49.78 | 55.955 | 62.507 | 69.407 | 74.144 | 80.079 | 86.541 | 93.423 | 100.665 | 107.77 | 114.525 | 121.228 | 127.787 | 134.611 | 143.719 | 150.043 | 155.822 | 161.401 | 166.758
Counterfactual | Dem_BB005 | GWh | NGED West Midlands | Bushbury |  | 3.003 | 3.906 | 4.874 | 5.95 | 7.153 | 8.342 | 9.515 | 10.703 | 11.295 | 12.707 | 14.284 | 15.956 | 17.718 | 18.928 | 20.443 | 22.092 | 23.849 | 25.697 | 27.511 | 29.236 | 30.947 | 32.621 | 34.363 | 36.688 | 38.302 | 39.778 | 41.202 | 42.569
Counterfactual | Dem_BB005 | GWh | NGED West Midlands | Bustleholme |  | 4.224 | 5.481 | 6.831 | 8.332 | 10.012 | 11.671 | 13.311 | 14.975 | 15.793 | 17.768 | 19.972 | 22.31 | 24.774 | 27.017 | 29.18 | 31.535 | 34.042 | 36.681 | 39.788 | 42.282 | 44.757 | 47.178 | 49.698 | 53.632 | 55.992 | 58.149 | 60.23 | 62.23
Counterfactual | Dem_BB005 | GWh | NGED West Midlands | Cellarhead |  | 8.917 | 11.378 | 14.052 | 17.044 | 20.401 | 23.714 | 27.047 | 30.427 | 32.819 | 36.924 | 41.504 | 46.363 | 51.482 | 55.914 | 60.39 | 65.263 | 70.453 | 75.914 | 81.812 | 86.94 | 92.028 | 97.007 | 102.188 | 109.47 | 114.287 | 118.689 | 122.938 | 127.019
Counterfactual | Dem_BB005 | GWh | NGED West Midlands | Feckenham |  | 10.342 | 11.857 | 13.74 | 15.974 | 18.551 | 21.08 | 24.043 | 27.048 | 28.526 | 32.095 | 36.075 | 40.299 | 44.748 | 48.8 | 52.705 | 56.958 | 61.488 | 66.254 | 71.867 | 76.372 | 80.842 | 85.216 | 89.766 | 96.873 | 101.135 | 105.031 | 108.791 | 112.402
Counterfactual | Dem_BB005 | GWh | NGED West Midlands | Hams Hall |  | 4.527 | 5.652 | 6.896 | 8.301 | 9.883 | 11.442 | 13.052 | 14.682 | 15.485 | 17.422 | 19.583 | 21.875 | 24.29 | 26.49 | 28.61 | 30.919 | 33.378 | 35.965 | 39.012 | 41.457 | 43.883 | 46.258 | 48.728 | 52.586 | 54.899 | 57.014 | 59.055 | 61.016
Counterfactual | Dem_BB005 | GWh | NGED West Midlands | Iron Acton |  | 14.493 | 17.776 | 21.471 | 25.673 | 30.425 | 35.107 | 40.041 | 45.045 | 47.934 | 53.93 | 60.619 | 67.716 | 75.192 | 81.671 | 88.207 | 95.325 | 102.906 | 110.882 | 118.616 | 126.052 | 133.429 | 140.648 | 148.16 | 157.838 | 164.782 | 171.129 | 177.257 | 183.14
Counterfactual | Dem_BB005 | GWh | NGED West Midlands | Ironbridge |  | 2.605 | 3.498 | 4.437 | 5.472 | 6.623 | 7.762 | 8.852 | 9.958 | 10.741 | 12.085 | 13.584 | 15.174 | 16.849 | 18.301 | 19.766 | 21.36 | 23.059 | 24.846 | 26.777 | 28.455 | 30.121 | 31.75 | 33.446 | 35.829 | 37.406 | 38.847 | 40.237 | 41.573
Counterfactual | Dem_BB005 | GWh | NGED West Midlands | Kitwell |  | 4.476 | 5.409 | 6.478 | 7.702 | 9.09 | 10.458 | 11.928 | 13.419 | 14.161 | 15.932 | 17.909 | 20.005 | 22.214 | 23.73 | 25.629 | 27.697 | 29.901 | 32.218 | 34.492 | 36.654 | 38.799 | 40.898 | 43.082 | 45.997 | 48.021 | 49.871 | 51.657 | 53.371
Counterfactual | Dem_BB005 | GWh | NGED West Midlands | Nechells |  | 16 | 18.34 | 21.249 | 24.702 | 28.684 | 32.592 | 37.175 | 41.82 | 44.106 | 49.622 | 55.777 | 62.308 | 69.186 | 75.451 | 81.49 | 88.066 | 95.07 | 102.439 | 111.117 | 118.082 | 124.993 | 131.756 | 138.792 | 149.779 | 156.369 | 162.392 | 168.207 | 173.789
Counterfactual | Dem_BB005 | GWh | NGED West Midlands | Ocker Hill |  | 1.655 | 2.274 | 2.918 | 3.623 | 4.405 | 5.179 | 5.906 | 6.645 | 7.012 | 7.889 | 8.868 | 9.906 | 11 | 11.75 | 12.69 | 13.715 | 14.805 | 15.953 | 17.079 | 18.149 | 19.211 | 20.252 | 21.332 | 22.776 | 23.778 | 24.694 | 25.579 | 26.427
Counterfactual | Dem_BB005 | GWh | NGED West Midlands | Oldbury |  | 2.142 | 3.289 | 4.438 | 5.67 | 7.024 | 8.365 | 9.54 | 10.733 | 11.326 | 12.743 | 14.324 | 16.001 | 17.767 | 18.98 | 20.5 | 22.153 | 23.916 | 25.769 | 27.587 | 29.317 | 31.033 | 32.712 | 34.458 | 36.791 | 38.409 | 39.888 | 41.317 | 42.689
Counterfactual | Dem_BB005 | GWh | NGED West Midlands | Penn |  | 2.301 | 3.128 | 3.993 | 4.943 | 5.997 | 7.041 | 8.03 | 9.034 | 9.705 | 10.918 | 12.272 | 13.71 | 15.223 | 17.02 | 18.382 | 19.865 | 21.445 | 23.107 | 25.352 | 26.941 | 28.517 | 30.061 | 31.666 | 34.387 | 35.9 | 37.283 | 38.618 | 39.899
Counterfactual | Dem_BB005 | GWh | NGED West Midlands | Rugeley |  | 2.007 | 2.714 | 3.455 | 4.27 | 5.176 | 6.071 | 6.925 | 7.79 | 8.403 | 9.454 | 10.626 | 11.871 | 13.181 | 14.316 | 15.462 | 16.709 | 18.038 | 19.436 | 20.946 | 22.259 | 23.562 | 24.837 | 26.163 | 28.027 | 29.261 | 30.387 | 31.475 | 32.52
Counterfactual | Dem_BB005 | GWh | NGED West Midlands | Shrewsbury |  | 3.053 | 3.646 | 4.334 | 5.128 | 6.032 | 6.921 | 7.894 | 8.88 | 9.578 | 10.777 | 12.113 | 13.531 | 15.026 | 16.319 | 17.625 | 19.047 | 20.562 | 22.156 | 23.877 | 25.374 | 26.859 | 28.312 | 29.825 | 31.95 | 33.355 | 34.64 | 35.88 | 37.071
Counterfactual | Dem_BB005 | GWh | NGED West Midlands | Walham |  | 7.939 | 9.603 | 11.505 | 13.683 | 16.154 | 18.587 | 21.202 | 23.85 | 25.68 | 28.893 | 32.476 | 36.279 | 40.284 | 43.489 | 46.97 | 50.761 | 54.797 | 59.044 | 62.675 | 66.604 | 70.502 | 74.316 | 78.285 | 82.862 | 86.508 | 89.84 | 93.057 | 96.145
Counterfactual | Dem_BB005 | GWh | NGED West Midlands | Willenhall |  | 4.309 | 5.974 | 7.699 | 9.584 | 11.674 | 13.741 | 15.673 | 17.631 | 18.606 | 20.934 | 23.53 | 26.285 | 29.186 | 31.178 | 33.674 | 36.392 | 39.286 | 42.33 | 45.318 | 48.159 | 50.977 | 53.736 | 56.605 | 60.436 | 63.095 | 65.525 | 67.871 | 70.124
Counterfactual | Dem_BB005 | GWh | NPg Northeast | Blyth 132kV |  | 2.304 | 2.662 | 3.1 | 3.616 | 4.21 | 4.793 | 5.467 | 6.15 | 7.041 | 7.922 | 8.905 | 9.947 | 11.046 | 12.027 | 12.989 | 14.038 | 15.155 | 16.329 | 17.35 | 18.438 | 19.517 | 20.573 | 21.671 | 22.391 | 23.375 | 24.276 | 25.145 | 25.979
Counterfactual | Dem_BB005 | GWh | NPg Northeast | Blyth 66kV |  | 1.749 | 2.794 | 3.83 | 4.936 | 6.147 | 7.348 | 8.381 | 9.428 | 10.795 | 12.145 | 13.652 | 15.25 | 16.934 | 18.438 | 19.914 | 21.52 | 23.232 | 25.033 | 26.598 | 28.265 | 29.919 | 31.538 | 33.222 | 34.324 | 35.835 | 37.215 | 38.548 | 39.827
Counterfactual | Dem_BB005 | GWh | NPg Northeast | Fourstones |  | 0.585 | 0.678 | 0.79 | 0.923 | 1.075 | 1.225 | 1.398 | 1.572 | 1.751 | 1.97 | 2.215 | 2.473 | 2.747 | 2.852 | 3.079 | 3.329 | 3.593 | 3.872 | 3.997 | 4.247 | 4.496 | 4.739 | 4.992 | 5.054 | 5.277 | 5.479 | 5.676 | 5.864
Counterfactual | Dem_BB005 | GWh | NPg Northeast | Hart Moor |  | 1.669 | 2.21 | 2.784 | 3.419 | 4.127 | 4.826 | 5.505 | 6.192 | 7.078 | 7.963 | 8.951 | 9.999 | 11.103 | 12.659 | 13.672 | 14.774 | 15.95 | 17.186 | 18.93 | 20.117 | 21.294 | 22.446 | 23.644 | 25.096 | 26.2 | 27.209 | 28.184 | 29.119
Counterfactual | Dem_BB005 | GWh | NPg Northeast | Hawthorn Pit |  | 2.277 | 3.016 | 3.8 | 4.666 | 5.631 | 6.586 | 7.511 | 8.45 | 9.659 | 10.867 | 12.215 | 13.645 | 15.151 | 17.275 | 18.658 | 20.164 | 21.767 | 23.454 | 25.834 | 27.454 | 29.06 | 30.632 | 32.269 | 34.249 | 35.755 | 37.133 | 38.462 | 39.739
Counterfactual | Dem_BB005 | GWh | NPg Northeast | Knaresborough |  | 4.037 | 4.811 | 5.714 | 6.755 | 7.941 | 9.108 | 10.389 | 11.686 | 12.987 | 14.612 | 16.425 | 18.347 | 20.373 | 21.893 | 23.646 | 25.554 | 27.586 | 29.724 | 31.539 | 33.516 | 35.477 | 37.396 | 39.394 | 40.766 | 42.559 | 44.198 | 45.781 | 47.3
Counterfactual | Dem_BB005 | GWh | NPg Northeast | Lackenby |  | 1.96 | 2.672 | 3.416 | 4.232 | 5.139 | 6.035 | 6.883 | 7.743 | 8.437 | 9.492 | 10.67 | 11.919 | 13.235 | 14.603 | 15.772 | 17.044 | 18.4 | 19.826 | 21.76 | 23.125 | 24.478 | 25.802 | 27.18 | 28.866 | 30.136 | 31.297 | 32.417 | 33.493
Counterfactual | Dem_BB005 | GWh | NPg Northeast | Norton |  | 7.052 | 9.341 | 11.769 | 14.452 | 17.444 | 20.401 | 23.268 | 26.176 | 29.921 | 33.663 | 37.838 | 42.268 | 46.934 | 53.513 | 57.795 | 62.46 | 67.427 | 72.653 | 80.026 | 85.041 | 90.019 | 94.889 | 99.957 | 106.092 | 110.759 | 115.026 | 119.144 | 123.099
Counterfactual | Dem_BB005 | GWh | NPg Northeast | Offerton |  | 0.947 | 1.254 | 1.58 | 1.941 | 2.343 | 2.74 | 3.125 | 3.515 | 4.018 | 4.52 | 5.081 | 5.677 | 6.303 | 7.186 | 7.761 | 8.388 | 9.054 | 9.756 | 10.746 | 11.42 | 12.088 | 12.743 | 13.423 | 14.247 | 14.874 | 15.446 | 15.999 | 16.53
Counterfactual | Dem_BB005 | GWh | NPg Northeast | Osbaldwick |  | 9.479 | 10.679 | 12.233 | 14.106 | 16.282 | 18.415 | 21.003 | 23.629 | 26.136 | 29.406 | 33.054 | 36.924 | 40.999 | 44.631 | 48.203 | 52.094 | 56.236 | 60.595 | 65.521 | 69.629 | 73.703 | 77.691 | 81.84 | 85.941 | 89.723 | 93.178 | 96.515 | 99.718
Counterfactual | Dem_BB005 | GWh | NPg Northeast | Poppleton |  | 1.531 | 1.821 | 2.16 | 2.552 | 2.998 | 3.437 | 3.921 | 4.41 | 4.902 | 5.514 | 6.198 | 6.924 | 7.689 | 8.262 | 8.924 | 9.644 | 10.411 | 11.218 | 11.902 | 12.648 | 13.388 | 14.113 | 14.866 | 15.384 | 16.061 | 16.68 | 17.277 | 17.851
Counterfactual | Dem_BB005 | GWh | NPg Northeast | Saltholme |  | 0.931 | 1.268 | 1.621 | 2.009 | 2.439 | 2.864 | 3.267 | 3.675 | 4.004 | 4.505 | 5.063 | 5.656 | 6.281 | 6.93 | 7.484 | 8.089 | 8.732 | 9.408 | 10.326 | 10.974 | 11.616 | 12.245 | 12.898 | 13.699 | 14.302 | 14.852 | 15.384 | 15.895
Counterfactual | Dem_BB005 | GWh | NPg Northeast | South Shields |  | 1.368 | 1.812 | 2.283 | 2.803 | 3.383 | 3.956 | 4.512 | 5.077 | 5.802 | 6.529 | 7.338 | 8.197 | 9.102 | 10.377 | 11.208 | 12.112 | 13.076 | 14.09 | 15.519 | 16.492 | 17.457 | 18.402 | 19.385 | 20.574 | 21.479 | 22.307 | 23.105 | 23.872
Counterfactual | Dem_BB005 | GWh | NPg Northeast | Spennymoor |  | 4.618 | 6.116 | 7.705 | 9.461 | 11.419 | 13.354 | 15.231 | 17.134 | 19.552 | 21.998 | 24.726 | 27.621 | 30.67 | 34.115 | 36.846 | 39.82 | 42.986 | 46.318 | 50.46 | 53.624 | 56.762 | 59.833 | 63.028 | 66.412 | 69.334 | 72.004 | 74.583 | 77.058
Counterfactual | Dem_BB005 | GWh | NPg Northeast | Stella North |  | 5.307 | 6.226 | 7.321 | 8.598 | 10.06 | 11.496 | 13.113 | 14.752 | 16.753 | 18.848 | 21.187 | 23.667 | 26.28 | 29.709 | 32.087 | 34.676 | 37.434 | 40.335 | 44.221 | 46.993 | 49.744 | 52.435 | 55.235 | 58.459 | 61.031 | 63.382 | 65.651 | 67.83
Counterfactual | Dem_BB005 | GWh | NPg Northeast | Stella South |  | 1.971 | 3.137 | 4.294 | 5.53 | 6.883 | 8.226 | 9.381 | 10.555 | 11.987 | 13.485 | 15.158 | 16.933 | 18.803 | 21.256 | 22.958 | 24.81 | 26.783 | 28.859 | 31.64 | 33.623 | 35.59 | 37.516 | 39.519 | 41.825 | 43.666 | 45.347 | 46.971 | 48.531
Counterfactual | Dem_BB005 | GWh | NPg Northeast | Tynemouth 1 |  | 2.297 | 3.043 | 3.833 | 4.707 | 5.682 | 6.644 | 7.579 | 8.527 | 9.746 | 10.965 | 12.324 | 13.768 | 15.288 | 17.43 | 18.825 | 20.344 | 21.963 | 23.664 | 26.066 | 27.7 | 29.321 | 30.908 | 32.558 | 34.557 | 36.077 | 37.466 | 38.808 | 40.096
Counterfactual | Dem_BB005 | GWh | NPg Northeast | West Boldon |  | 4.02 | 5.325 | 6.709 | 8.239 | 9.945 | 11.63 | 13.265 | 14.923 | 17.057 | 19.191 | 21.571 | 24.097 | 26.757 | 30.508 | 32.95 | 35.608 | 38.44 | 41.42 | 45.623 | 48.483 | 51.32 | 54.097 | 56.985 | 60.483 | 63.144 | 65.576 | 67.924 | 70.179
Counterfactual | Dem_BB005 | GWh | NPg Yorkshire | Bradford West |  | 8.596 | 10.862 | 13.344 | 16.131 | 19.263 | 22.353 | 25.495 | 28.682 | 32.502 | 36.568 | 41.103 | 45.915 | 50.984 | 58.093 | 62.742 | 67.806 | 73.198 | 78.871 | 86.78 | 92.219 | 97.616 | 102.898 | 108.393 | 115.056 | 120.118 | 124.745 | 129.212 | 133.501
Counterfactual | Dem_BB005 | GWh | NPg Yorkshire | Camblesforth |  | 0.679 | 0.853 | 1.045 | 1.261 | 1.505 | 1.744 | 1.99 | 2.239 | 2.477 | 2.787 | 3.132 | 3.499 | 3.885 | 4.029 | 4.351 | 4.702 | 5.076 | 5.47 | 5.667 | 6.022 | 6.375 | 6.72 | 7.079 | 7.195 | 7.512 | 7.801 | 8.081 | 8.349
Counterfactual | Dem_BB005 | GWh | NPg Yorkshire | Creyke Beck |  | 10.059 | 12.39 | 15.002 | 17.967 | 21.316 | 24.616 | 28.078 | 31.585 | 35.629 | 40.085 | 45.057 | 50.332 | 55.889 | 61.062 | 65.949 | 71.271 | 76.939 | 82.902 | 88.729 | 94.29 | 99.809 | 105.209 | 110.828 | 115.592 | 120.677 | 125.326 | 129.813 | 134.122
Counterfactual | Dem_BB005 | GWh | NPg Yorkshire | Drax |  | 1.697 | 1.986 | 2.332 | 2.736 | 3.198 | 3.653 | 4.167 | 4.687 | 5.185 | 5.834 | 6.557 | 7.325 | 8.134 | 8.435 | 9.111 | 9.845 | 10.629 | 11.452 | 11.866 | 12.61 | 13.348 | 14.07 | 14.821 | 15.065 | 15.728 | 16.334 | 16.918 | 17.48
Counterfactual | Dem_BB005 | GWh | NPg Yorkshire | Elland |  | 4.851 | 7.046 | 9.281 | 11.699 | 14.367 | 17.009 | 19.4 | 21.824 | 24.731 | 27.826 | 31.277 | 34.939 | 38.795 | 44.205 | 47.742 | 51.596 | 55.699 | 60.015 | 66.033 | 70.172 | 74.279 | 78.298 | 82.48 | 87.55 | 91.402 | 94.922 | 98.321 | 101.584
Counterfactual | Dem_BB005 | GWh | NPg Yorkshire | Ferrybridge A |  | 0.92 | 1.474 | 2.024 | 2.61 | 3.252 | 3.888 | 4.435 | 4.989 | 5.724 | 6.439 | 7.238 | 8.085 | 8.978 | 10.157 | 10.97 | 11.855 | 12.798 | 13.79 | 15.034 | 15.977 | 16.912 | 17.827 | 18.778 | 19.778 | 20.649 | 21.444 | 22.212 | 22.949
Counterfactual | Dem_BB005 | GWh | NPg Yorkshire | Ferrybridge B (_M) |  | 4.928 | 6.297 | 7.783 | 9.445 | 11.308 | 13.148 | 14.996 | 16.87 | 19.353 | 21.773 | 24.474 | 27.34 | 30.358 | 34.346 | 37.096 | 40.089 | 43.277 | 46.631 | 50.838 | 54.025 | 57.187 | 60.282 | 63.501 | 66.881 | 69.824 | 72.513 | 75.11 | 77.603
Counterfactual | Dem_BB005 | GWh | NPg Yorkshire | Grimsby West |  | 2.227 | 3.163 | 4.123 | 5.167 | 6.321 | 7.464 | 8.513 | 9.577 | 10.733 | 12.076 | 13.573 | 15.163 | 16.836 | 18.858 | 20.368 | 22.012 | 23.762 | 25.603 | 28.189 | 29.956 | 31.709 | 33.425 | 35.209 | 37.457 | 39.105 | 40.611 | 42.065 | 43.461
Counterfactual | Dem_BB005 | GWh | NPg Yorkshire | Jordanthorpe |  | 0.748 | 1.053 | 1.367 | 1.709 | 2.088 | 2.463 | 2.81 | 3.161 | 3.61 | 4.062 | 4.566 | 5.1 | 5.663 | 6.494 | 7.014 | 7.579 | 8.182 | 8.816 | 9.742 | 10.353 | 10.959 | 11.552 | 12.169 | 13.058 | 13.632 | 14.157 | 14.664 | 15.151
Counterfactual | Dem_BB005 | GWh | NPg Yorkshire | Keadby |  | 4.948 | 6.145 | 7.476 | 8.981 | 10.678 | 12.351 | 14.087 | 15.847 | 17.876 | 20.112 | 22.606 | 25.253 | 28.041 | 30.636 | 33.088 | 35.758 | 38.602 | 41.593 | 44.517 | 47.307 | 50.076 | 52.785 | 55.604 | 57.995 | 60.546 | 62.878 | 65.13 | 67.292
Counterfactual | Dem_BB005 | GWh | NPg Yorkshire | Kirkstall B |  | 6.632 | 7.24 | 8.118 | 9.215 | 10.511 | 11.777 | 13.432 | 15.111 | 17.124 | 19.266 | 21.656 | 24.191 | 26.862 | 30.607 | 33.057 | 35.724 | 38.566 | 41.554 | 45.721 | 48.587 | 51.43 | 54.213 | 57.108 | 60.619 | 63.286 | 65.723 | 68.077 | 70.336
Counterfactual | Dem_BB005 | GWh | NPg Yorkshire | Neepsend |  | 1.353 | 1.809 | 2.289 | 2.819 | 3.409 | 3.993 | 4.554 | 5.123 | 5.851 | 6.582 | 7.399 | 8.265 | 9.178 | 10.524 | 11.367 | 12.284 | 13.26 | 14.289 | 15.789 | 16.779 | 17.76 | 18.721 | 19.721 | 21.162 | 22.093 | 22.944 | 23.766 | 24.555
Counterfactual | Dem_BB005 | GWh | NPg Yorkshire | Norton Lees |  | 2.347 | 2.556 | 2.861 | 3.243 | 3.695 | 4.137 | 4.718 | 5.308 | 6.062 | 6.819 | 7.666 | 8.563 | 9.509 | 10.903 | 11.776 | 12.726 | 13.739 | 14.803 | 16.358 | 17.383 | 18.401 | 19.396 | 20.432 | 21.924 | 22.889 | 23.771 | 24.622 | 25.439
Counterfactual | Dem_BB005 | GWh | NPg Yorkshire | Pitsmoor |  | 0.559 | 0.941 | 1.315 | 1.712 | 2.145 | 2.575 | 2.938 | 3.305 | 3.775 | 4.247 | 4.774 | 5.333 | 5.921 | 6.79 | 7.333 | 7.925 | 8.555 | 9.219 | 10.186 | 10.825 | 11.459 | 12.079 | 12.724 | 13.654 | 14.254 | 14.803 | 15.333 | 15.842
Counterfactual | Dem_BB005 | GWh | NPg Yorkshire | Saltend North |  | 0.936 | 1.367 | 1.805 | 2.279 | 2.801 | 3.319 | 3.784 | 4.257 | 4.802 | 5.403 | 6.073 | 6.784 | 7.533 | 8.231 | 8.889 | 9.606 | 10.371 | 11.174 | 11.959 | 12.709 | 13.453 | 14.181 | 14.939 | 15.581 | 16.266 | 16.893 | 17.498 | 18.078
Counterfactual | Dem_BB005 | GWh | NPg Yorkshire | Sheffield City |  | 2.765 | 2.714 | 2.803 | 2.98 | 3.221 | 3.45 | 3.936 | 4.427 | 5.056 | 5.689 | 6.394 | 7.143 | 7.932 | 9.095 | 9.822 | 10.616 | 11.459 | 12.348 | 13.644 | 14.5 | 15.349 | 16.179 | 17.043 | 18.288 | 19.092 | 19.828 | 20.538 | 21.22
Counterfactual | Dem_BB005 | GWh | NPg Yorkshire | Skelton Grange |  | 9.75 | 12.12 | 14.752 | 17.728 | 21.082 | 24.39 | 27.818 | 31.295 | 35.464 | 39.9 | 44.849 | 50.1 | 55.631 | 63.388 | 68.461 | 73.986 | 79.869 | 86.06 | 94.689 | 100.624 | 106.513 | 112.276 | 118.272 | 125.543 | 131.066 | 136.115 | 140.989 | 145.668
Counterfactual | Dem_BB005 | GWh | NPg Yorkshire | Templeborough |  | 0.474 | 0.767 | 1.057 | 1.366 | 1.703 | 2.039 | 2.325 | 2.616 | 2.987 | 3.36 | 3.777 | 4.22 | 4.685 | 5.374 | 5.803 | 6.272 | 6.77 | 7.295 | 8.061 | 8.566 | 9.068 | 9.558 | 10.069 | 10.804 | 11.28 | 11.714 | 12.133 | 12.536
Counterfactual | Dem_BB005 | GWh | NPg Yorkshire | Thorpe Marsh |  | 2.304 | 4.247 | 6.128 | 8.108 | 10.261 | 12.399 | 14.141 | 15.908 | 17.598 | 19.799 | 22.255 | 24.86 | 27.604 | 30.05 | 32.455 | 35.074 | 37.863 | 40.798 | 44.114 | 46.879 | 49.623 | 52.308 | 55.102 | 57.863 | 60.409 | 62.736 | 64.982 | 67.139
Counterfactual | Dem_BB005 | GWh | NPg Yorkshire | Thurcroft |  | 1.307 | 2.591 | 3.824 | 5.115 | 6.516 | 7.907 | 9.018 | 10.146 | 11.587 | 13.036 | 14.654 | 16.369 | 18.176 | 20.843 | 22.511 | 24.328 | 26.263 | 28.298 | 31.269 | 33.23 | 35.175 | 37.078 | 39.058 | 41.911 | 43.755 | 45.44 | 47.067 | 48.63
Counterfactual | Dem_BB005 | GWh | NPg Yorkshire | West Melton |  | 3.476 | 5.538 | 7.585 | 9.77 | 12.164 | 14.537 | 16.58 | 18.653 | 21.303 | 23.967 | 26.94 | 30.094 | 33.417 | 38.32 | 41.386 | 44.726 | 48.283 | 52.025 | 57.488 | 61.092 | 64.667 | 68.167 | 71.807 | 77.052 | 80.442 | 83.541 | 86.532 | 89.404
Counterfactual | Dem_BB005 | GWh | NPg Yorkshire | Wincobank |  | 0.047 | 0.189 | 0.32 | 0.455 | 0.599 | 0.743 | 0.847 | 0.953 | 1.088 | 1.224 | 1.376 | 1.538 | 1.708 | 1.958 | 2.115 | 2.285 | 2.467 | 2.658 | 2.938 | 3.121 | 3.304 | 3.483 | 3.669 | 3.937 | 4.11 | 4.269 | 4.421 | 4.568
Counterfactual | Dem_BB005 | GWh | SHETL | Direct(SHETL) |  | 0.161 | 0.162 | 0.171 | 0.185 | 0.203 | 0.22 | 0.252 | 0.283 | 0.331 | 0.373 | 0.419 | 0.468 | 0.52 | 0.561 | 0.606 | 0.655 | 0.707 | 0.762 | 0.779 | 0.828 | 0.877 | 0.925 | 0.974 | 0.976 | 1.018 | 1.057 | 1.095 | 1.132
Counterfactual | Dem_BB005 | GWh | SPEN | Ayr |  | 1.371 | 1.888 | 2.426 | 3.014 | 3.667 | 4.313 | 4.918 | 5.533 | 6.67 | 7.506 | 8.436 | 9.424 | 10.464 | 11.472 | 12.39 | 13.39 | 14.455 | 15.576 | 16.117 | 17.128 | 18.13 | 19.111 | 20.131 | 20.284 | 21.177 | 21.993 | 22.78 | 23.536
Counterfactual | Dem_BB005 | GWh | SPEN | Bainsford |  | 0.723 | 1.016 | 1.318 | 1.646 | 2.01 | 2.37 | 2.703 | 3.041 | 3.672 | 4.131 | 4.642 | 5.186 | 5.759 | 6.319 | 6.825 | 7.376 | 7.962 | 8.579 | 8.884 | 9.44 | 9.993 | 10.534 | 11.096 | 11.186 | 11.678 | 12.128 | 12.562 | 12.979
Counterfactual | Dem_BB005 | GWh | SPEN | Bathgate |  | 1.082 | 1.52 | 1.971 | 2.462 | 3.006 | 3.544 | 4.042 | 4.548 | 5.49 | 6.177 | 6.943 | 7.756 | 8.612 | 9.45 | 10.207 | 11.03 | 11.907 | 12.83 | 13.286 | 14.118 | 14.944 | 15.753 | 16.594 | 16.728 | 17.464 | 18.137 | 18.786 | 19.41
Counterfactual | Dem_BB005 | GWh | SPEN | Berwick |  | 0.536 | 0.739 | 0.949 | 1.179 | 1.434 | 1.687 | 1.924 | 2.165 | 2.61 | 2.936 | 3.3 | 3.687 | 4.094 | 4.488 | 4.848 | 5.239 | 5.656 | 6.094 | 6.305 | 6.701 | 7.093 | 7.477 | 7.876 | 7.936 | 8.285 | 8.604 | 8.912 | 9.208
Counterfactual | Dem_BB005 | GWh | SPEN | Bonnybridge |  | 1.799 | 2.526 | 3.276 | 4.092 | 4.996 | 5.891 | 6.718 | 7.559 | 9.125 | 10.267 | 11.54 | 12.891 | 14.315 | 15.707 | 16.965 | 18.333 | 19.791 | 21.325 | 22.083 | 23.467 | 24.84 | 26.184 | 27.583 | 27.805 | 29.028 | 30.146 | 31.225 | 32.262
Counterfactual | Dem_BB005 | GWh | SPEN | Braehead Park |  | 0.994 | 1.369 | 1.759 | 2.185 | 2.658 | 3.126 | 3.566 | 4.011 | 4.836 | 5.441 | 6.116 | 6.832 | 7.587 | 8.317 | 8.982 | 9.707 | 10.48 | 11.291 | 11.684 | 12.416 | 13.143 | 13.854 | 14.595 | 14.705 | 15.352 | 15.943 | 16.514 | 17.063
Counterfactual | Dem_BB005 | GWh | SPEN | Carntyne |  | 0.669 | 0.921 | 1.184 | 1.471 | 1.789 | 2.104 | 2.4 | 2.699 | 3.255 | 3.662 | 4.117 | 4.598 | 5.106 | 5.597 | 6.046 | 6.534 | 7.054 | 7.6 | 7.864 | 8.357 | 8.847 | 9.325 | 9.823 | 9.897 | 10.333 | 10.731 | 11.115 | 11.485
Counterfactual | Dem_BB005 | GWh | SPEN | Carsfad |  | 0 | 0 | 0 | 0 | 0 | 0 | 0 | 0 | 0 | 0 | 0 | 0 | 0 | 0 | 0 | 0 | 0 | 0 | 0 | 0 | 0 | 0 | 0 | 0 | 0 | 0 | 0 | 0
Counterfactual | Dem_BB005 | GWh | SPEN | Chapelcross |  | 0.757 | 1.042 | 1.338 | 1.663 | 2.022 | 2.378 | 2.713 | 3.052 | 3.679 | 4.14 | 4.653 | 5.198 | 5.772 | 6.328 | 6.834 | 7.385 | 7.973 | 8.591 | 8.889 | 9.447 | 10 | 10.541 | 11.104 | 11.188 | 11.68 | 12.13 | 12.564 | 12.982
Counterfactual | Dem_BB005 | GWh | SPEN | Charlotte Street |  | 0.668 | 0.919 | 1.181 | 1.467 | 1.784 | 2.098 | 2.394 | 2.692 | 3.246 | 3.652 | 4.105 | 4.586 | 5.092 | 5.582 | 6.029 | 6.516 | 7.033 | 7.579 | 7.843 | 8.334 | 8.822 | 9.299 | 9.796 | 9.87 | 10.304 | 10.701 | 11.084 | 11.452
Counterfactual | Dem_BB005 | GWh | SPEN | Clyde’s Mill |  | 2.219 | 3.055 | 3.925 | 4.876 | 5.932 | 6.976 | 7.957 | 8.951 | 10.791 | 12.141 | 13.648 | 15.245 | 16.928 | 18.558 | 20.043 | 21.661 | 23.384 | 25.196 | 26.072 | 27.707 | 29.328 | 30.915 | 32.566 | 32.813 | 34.257 | 35.577 | 36.851 | 38.074 | GSP also referred to as Westburn Road
Counterfactual | Dem_BB005 | GWh | SPEN | Coatbridge |  | 1.873 | 2.579 | 3.314 | 4.117 | 5.008 | 5.889 | 6.718 | 7.557 | 9.112 | 10.252 | 11.523 | 12.872 | 14.293 | 15.669 | 16.924 | 18.289 | 19.743 | 21.274 | 22.014 | 23.394 | 24.763 | 26.103 | 27.497 | 27.706 | 28.925 | 30.039 | 31.114 | 32.147
Counterfactual | Dem_BB005 | GWh | SPEN | Cockenzie |  | 1.546 | 2.129 | 2.735 | 3.399 | 4.135 | 4.863 | 5.546 | 6.238 | 7.522 | 8.462 | 9.512 | 10.626 | 11.799 | 12.935 | 13.97 | 15.098 | 16.299 | 17.562 | 18.173 | 19.312 | 20.442 | 21.548 | 22.699 | 22.871 | 23.877 | 24.797 | 25.685 | 26.538
Counterfactual | Dem_BB005 | GWh | SPEN | Coylton |  | 1.243 | 1.712 | 2.199 | 2.732 | 3.323 | 3.908 | 4.458 | 5.015 | 6.047 | 6.803 | 7.647 | 8.542 | 9.485 | 10.399 | 11.231 | 12.137 | 13.102 | 14.118 | 14.609 | 15.525 | 16.433 | 17.322 | 18.248 | 18.386 | 19.195 | 19.934 | 20.648 | 21.333
Counterfactual | Dem_BB005 | GWh | SPEN | Crookston A |  | 0.668 | 1.08 | 1.488 | 1.923 | 2.399 | 2.871 | 3.275 | 3.683 | 4.529 | 5.096 | 5.728 | 6.398 | 7.104 | 7.878 | 8.508 | 9.194 | 9.925 | 10.695 | 11.116 | 11.813 | 12.504 | 13.18 | 13.884 | 14.014 | 14.631 | 15.195 | 15.739 | 16.261
Counterfactual | Dem_BB005 | GWh | SPEN | Crookston B |  | 0.478 | 0.774 | 1.066 | 1.377 | 1.718 | 2.056 | 2.346 | 2.638 | 3.245 | 3.65 | 4.103 | 4.584 | 5.089 | 5.643 | 6.095 | 6.587 | 7.111 | 7.661 | 7.963 | 8.462 | 8.958 | 9.442 | 9.946 | 10.04 | 10.481 | 10.885 | 11.275 | 11.649
Counterfactual | Dem_BB005 | GWh | SPEN | Cumbernauld |  | 0.977 | 1.372 | 1.779 | 2.223 | 2.714 | 3.2 | 3.65 | 4.106 | 4.958 | 5.577 | 6.27 | 7.003 | 7.776 | 8.534 | 9.216 | 9.96 | 10.752 | 11.585 | 11.997 | 12.748 | 13.495 | 14.224 | 14.984 | 15.105 | 15.77 | 16.377 | 16.964 | 17.527
Counterfactual | Dem_BB005 | GWh | SPEN | Cupar |  | 1.203 | 1.69 | 2.191 | 2.738 | 3.343 | 3.941 | 4.495 | 5.057 | 6.106 | 6.869 | 7.722 | 8.626 | 9.578 | 10.51 | 11.351 | 12.267 | 13.242 | 14.269 | 14.776 | 15.702 | 16.621 | 17.52 | 18.456 | 18.604 | 19.423 | 20.171 | 20.893 | 21.587
Counterfactual | Dem_BB005 | GWh | SPEN | Currie |  | 0.512 | 0.705 | 0.906 | 1.126 | 1.37 | 1.611 | 1.837 | 2.067 | 2.492 | 2.803 | 3.151 | 3.521 | 3.909 | 4.286 | 4.628 | 5.002 | 5.4 | 5.818 | 6.02 | 6.398 | 6.773 | 7.139 | 7.52 | 7.577 | 7.911 | 8.215 | 8.51 | 8.792
Counterfactual | Dem_BB005 | GWh | SPEN | Dalmarnock |  | 0.96 | 1.323 | 1.7 | 2.112 | 2.57 | 3.022 | 3.447 | 3.877 | 4.675 | 5.259 | 5.912 | 6.604 | 7.333 | 8.039 | 8.683 | 9.384 | 10.13 | 10.915 | 11.295 | 12.002 | 12.705 | 13.393 | 14.108 | 14.215 | 14.84 | 15.412 | 15.964 | 16.493
Counterfactual | Dem_BB005 | GWh | SPEN | Devol Moor |  | 0.597 | 0.823 | 1.057 | 1.313 | 1.598 | 1.879 | 2.143 | 2.411 | 2.908 | 3.271 | 3.676 | 4.107 | 4.56 | 5 | 5.4 | 5.835 | 6.3 | 6.788 | 7.024 | 7.464 | 7.901 | 8.329 | 8.774 | 8.84 | 9.229 | 9.585 | 9.928 | 10.257
Counterfactual | Dem_BB005 | GWh | SPEN | Devonside |  | 1.709 | 2.4 | 3.113 | 3.889 | 4.748 | 5.598 | 6.384 | 7.182 | 8.671 | 9.755 | 10.965 | 12.249 | 13.601 | 14.925 | 16.119 | 17.42 | 18.806 | 20.263 | 20.983 | 22.298 | 23.603 | 24.88 | 26.209 | 26.42 | 27.582 | 28.645 | 29.67 | 30.655
Counterfactual | Dem_BB005 | GWh | SPEN | Dewar Place |  | 1.09 | 1.501 | 1.929 | 2.396 | 2.915 | 3.428 | 3.91 | 4.398 | 5.302 | 5.966 | 6.706 | 7.491 | 8.317 | 9.118 | 9.848 | 10.642 | 11.489 | 12.38 | 12.81 | 13.613 | 14.41 | 15.19 | 16 | 16.122 | 16.832 | 17.48 | 18.106 | 18.707
Counterfactual | Dem_BB005 | GWh | SPEN | Drumchapel |  | 2.671 | 3.751 | 4.865 | 6.077 | 7.42 | 8.749 | 9.979 | 11.226 | 13.553 | 15.249 | 17.14 | 19.147 | 21.261 | 23.329 | 25.197 | 27.23 | 29.396 | 31.675 | 32.799 | 34.855 | 36.895 | 38.891 | 40.968 | 41.298 | 43.114 | 44.776 | 46.379 | 47.918
Counterfactual | Dem_BB005 | GWh | SPEN | Drumcross |  | 0.528 | 0.742 | 0.962 | 1.202 | 1.467 | 1.73 | 1.974 | 2.221 | 2.681 | 3.017 | 3.391 | 3.787 | 4.206 | 4.615 | 4.984 | 5.386 | 5.815 | 6.265 | 6.487 | 6.894 | 7.298 | 7.693 | 8.104 | 8.169 | 8.528 | 8.857 | 9.174 | 9.478
Counterfactual | Dem_BB005 | GWh | SPEN | Dumfries 11 |  | 0 | 0 | 0 | 0 | 0 | 0 | 0 | 0 | 0 | 0 | 0 | 0 | 0 | 0 | 0 | 0 | 0 | 0 | 0 | 0 | 0 | 0 | 0 | 0 | 0 | 0 | 0 | 0
Counterfactual | Dem_BB005 | GWh | SPEN | Dumfries 33 |  | 2.343 | 2.531 | 2.816 | 3.178 | 3.609 | 4.029 | 4.595 | 5.171 | 6.005 | 6.757 | 7.595 | 8.484 | 9.42 | 10.101 | 10.909 | 11.789 | 12.726 | 13.713 | 13.971 | 14.847 | 15.716 | 16.565 | 17.45 | 17.422 | 18.188 | 18.889 | 19.566 | 20.215
Counterfactual | Dem_BB005 | GWh | SPEN | Dumfries ICI |  | 0.4 | 0.432 | 0.481 | 0.543 | 0.616 | 0.688 | 0.784 | 0.882 | 1.025 | 1.154 | 1.297 | 1.448 | 1.607 | 1.724 | 1.862 | 2.012 | 2.172 | 2.341 | 2.385 | 2.534 | 2.683 | 2.828 | 2.979 | 2.974 | 3.105 | 3.224 | 3.34 | 3.451
Counterfactual | Dem_BB005 | GWh | SPEN | Dunbar A |  | 0.497 | 0.685 | 0.88 | 1.094 | 1.33 | 1.565 | 1.784 | 2.007 | 2.42 | 2.723 | 3.06 | 3.419 | 3.797 | 4.162 | 4.495 | 4.858 | 5.244 | 5.65 | 5.847 | 6.214 | 6.577 | 6.933 | 7.303 | 7.359 | 7.683 | 7.979 | 8.264 | 8.538
Counterfactual | Dem_BB005 | GWh | SPEN | Dunbar B |  | 0.203 | 0.28 | 0.36 | 0.447 | 0.543 | 0.639 | 0.729 | 0.82 | 0.988 | 1.112 | 1.25 | 1.396 | 1.551 | 1.7 | 1.836 | 1.984 | 2.142 | 2.308 | 2.388 | 2.538 | 2.686 | 2.832 | 2.983 | 3.006 | 3.138 | 3.259 | 3.376 | 3.488
Counterfactual | Dem_BB005 | GWh | SPEN | Dunfermline |  | 1.211 | 1.701 | 2.206 | 2.756 | 3.364 | 3.967 | 4.524 | 5.089 | 6.144 | 6.913 | 7.771 | 8.68 | 9.638 | 10.576 | 11.423 | 12.345 | 13.326 | 14.359 | 14.869 | 15.801 | 16.726 | 17.631 | 18.572 | 18.722 | 19.546 | 20.298 | 21.025 | 21.724
Counterfactual | Dem_BB005 | GWh | SPEN | Earlstoun |  | 0 | 0 | 0 | 0 | 0 | 0 | 0 | 0 | 0 | 0 | 0 | 0 | 0 | 0 | 0 | 0 | 0 | 0 | 0 | 0 | 0 | 0 | 0 | 0 | 0 | 0 | 0 | 0
Counterfactual | Dem_BB005 | GWh | SPEN | East Kilbride |  | 1.726 | 2.377 | 3.053 | 3.794 | 4.615 | 5.428 | 6.19 | 6.963 | 8.395 | 9.446 | 10.617 | 11.861 | 13.17 | 14.438 | 15.594 | 16.852 | 18.192 | 19.602 | 20.284 | 21.556 | 22.817 | 24.052 | 25.336 | 25.529 | 26.652 | 27.678 | 28.67 | 29.621
Counterfactual | Dem_BB005 | GWh | SPEN | East Kilbride South |  | 1.669 | 2.298 | 2.952 | 3.668 | 4.462 | 5.247 | 5.985 | 6.733 | 8.117 | 9.133 | 10.265 | 11.467 | 12.733 | 13.959 | 15.076 | 16.293 | 17.588 | 18.952 | 19.611 | 20.84 | 22.06 | 23.253 | 24.496 | 24.682 | 25.767 | 26.76 | 27.718 | 28.638
Counterfactual | Dem_BB005 | GWh | SPEN | Easterhouse |  | 2.704 | 3.723 | 4.783 | 5.942 | 7.229 | 8.501 | 9.696 | 10.908 | 13.151 | 14.796 | 16.631 | 18.578 | 20.629 | 22.616 | 24.426 | 26.397 | 28.496 | 30.705 | 31.773 | 33.764 | 35.74 | 37.674 | 39.687 | 39.988 | 41.748 | 43.356 | 44.908 | 46.398
Counterfactual | Dem_BB005 | GWh | SPEN | Eccles |  | 0.875 | 1.205 | 1.548 | 1.924 | 2.34 | 2.752 | 3.139 | 3.531 | 4.258 | 4.791 | 5.385 | 6.015 | 6.68 | 7.322 | 7.909 | 8.546 | 9.227 | 9.941 | 10.287 | 10.932 | 11.572 | 12.198 | 12.849 | 12.947 | 13.517 | 14.037 | 14.54 | 15.022
Counterfactual | Dem_BB005 | GWh | SPEN | Elderslie |  | 1.621 | 2.233 | 2.869 | 3.565 | 4.337 | 5.101 | 5.817 | 6.545 | 7.891 | 8.877 | 9.978 | 11.147 | 12.377 | 13.569 | 14.654 | 15.837 | 17.097 | 18.422 | 19.063 | 20.257 | 21.443 | 22.603 | 23.81 | 23.992 | 25.047 | 26.011 | 26.943 | 27.838
Counterfactual | Dem_BB005 | GWh | SPEN | Erskine |  | 0.902 | 1.242 | 1.596 | 1.982 | 2.411 | 2.836 | 3.235 | 3.64 | 4.388 | 4.936 | 5.548 | 6.198 | 6.882 | 7.545 | 8.149 | 8.807 | 9.506 | 10.244 | 10.6 | 11.264 | 11.924 | 12.569 | 13.24 | 13.34 | 13.928 | 14.464 | 14.982 | 15.479
Counterfactual | Dem_BB005 | GWh | SPEN | Finnieston |  | 0.442 | 0.62 | 0.803 | 1.003 | 1.225 | 1.444 | 1.647 | 1.853 | 2.237 | 2.518 | 2.829 | 3.161 | 3.509 | 3.851 | 4.159 | 4.495 | 4.853 | 5.229 | 5.414 | 5.754 | 6.091 | 6.42 | 6.763 | 6.818 | 7.117 | 7.392 | 7.656 | 7.91
Counterfactual | Dem_BB005 | GWh | SPEN | Galashiels |  | 0.956 | 1.317 | 1.693 | 2.103 | 2.559 | 3.009 | 3.432 | 3.861 | 4.655 | 5.237 | 5.887 | 6.576 | 7.302 | 8.005 | 8.646 | 9.344 | 10.087 | 10.869 | 11.246 | 11.952 | 12.651 | 13.335 | 14.048 | 14.154 | 14.778 | 15.347 | 15.896 | 16.424
Counterfactual | Dem_BB005 | GWh | SPEN | Giffnock |  | 2.801 | 3.857 | 4.956 | 6.157 | 7.49 | 8.808 | 10.046 | 11.302 | 13.625 | 15.33 | 17.232 | 19.249 | 21.373 | 23.432 | 25.307 | 27.35 | 29.524 | 31.813 | 32.92 | 34.983 | 37.031 | 39.034 | 41.119 | 41.431 | 43.254 | 44.92 | 46.529 | 48.073
Counterfactual | Dem_BB005 | GWh | SPEN | Glenlee |  | 0 | 0 | 0 | 0 | 0 | 0 | 0 | 0 | 0 | 0 | 0 | 0 | 0 | 0 | 0 | 0 | 0 | 0 | 0 | 0 | 0 | 0 | 0 | 0 | 0 | 0 | 0 | 0
Counterfactual | Dem_BB005 | GWh | SPEN | Glenluce |  | 0.486 | 0.669 | 0.86 | 1.068 | 1.299 | 1.527 | 1.743 | 1.961 | 2.363 | 2.659 | 2.989 | 3.338 | 3.708 | 4.064 | 4.39 | 4.744 | 5.121 | 5.518 | 5.709 | 6.067 | 6.423 | 6.771 | 7.132 | 7.186 | 7.502 | 7.791 | 8.07 | 8.338
Counterfactual | Dem_BB005 | GWh | SPEN | Glenniston |  | 0.702 | 0.985 | 1.278 | 1.596 | 1.949 | 2.298 | 2.62 | 2.948 | 3.559 | 4.004 | 4.501 | 5.027 | 5.582 | 6.125 | 6.615 | 7.15 | 7.718 | 8.316 | 8.612 | 9.151 | 9.687 | 10.211 | 10.757 | 10.843 | 11.32 | 11.756 | 12.177 | 12.582
Counterfactual | Dem_BB005 | GWh | SPEN | Glenrothes |  | 1.054 | 1.48 | 1.92 | 2.399 | 2.929 | 3.453 | 3.939 | 4.431 | 5.35 | 6.019 | 6.765 | 7.558 | 8.392 | 9.209 | 9.946 | 10.748 | 11.603 | 12.503 | 12.947 | 13.758 | 14.563 | 15.351 | 16.171 | 16.301 | 17.018 | 17.674 | 18.307 | 18.914
Counterfactual | Dem_BB005 | GWh | SPEN | Gorgie |  | 1.104 | 1.52 | 1.952 | 2.426 | 2.951 | 3.47 | 3.957 | 4.452 | 5.367 | 6.039 | 6.788 | 7.582 | 8.419 | 9.23 | 9.969 | 10.774 | 11.631 | 12.532 | 12.968 | 13.781 | 14.588 | 15.377 | 16.198 | 16.321 | 17.039 | 17.695 | 18.329 | 18.937
Counterfactual | Dem_BB005 | GWh | SPEN | Govan |  | 1.015 | 1.397 | 1.796 | 2.231 | 2.714 | 3.192 | 3.64 | 4.096 | 4.937 | 5.555 | 6.244 | 6.975 | 7.746 | 8.491 | 9.171 | 9.911 | 10.699 | 11.528 | 11.929 | 12.677 | 13.419 | 14.145 | 14.901 | 15.013 | 15.674 | 16.278 | 16.861 | 17.42
Counterfactual | Dem_BB005 | GWh | SPEN | Grangemouth A |  | 0.634 | 0.992 | 1.348 | 1.73 | 2.148 | 2.563 | 2.924 | 3.288 | 4.005 | 4.506 | 5.065 | 5.658 | 6.283 | 6.928 | 7.483 | 8.087 | 8.73 | 9.407 | 9.757 | 10.368 | 10.975 | 11.568 | 12.186 | 12.292 | 12.832 | 13.327 | 13.803 | 14.262
Counterfactual | Dem_BB005 | GWh | SPEN | Grangemouth C |  | 0.458 | 0.716 | 0.974 | 1.25 | 1.552 | 1.852 | 2.112 | 2.376 | 2.893 | 3.256 | 3.66 | 4.088 | 4.539 | 5.006 | 5.406 | 5.842 | 6.307 | 6.796 | 7.049 | 7.491 | 7.929 | 8.358 | 8.804 | 8.88 | 9.271 | 9.628 | 9.973 | 10.304
Counterfactual | Dem_BB005 | GWh | SPEN | Haggs Road |  | 1.416 | 1.949 | 2.504 | 3.111 | 3.785 | 4.451 | 5.077 | 5.711 | 6.886 | 7.747 | 8.708 | 9.727 | 10.802 | 11.842 | 12.789 | 13.822 | 14.921 | 16.077 | 16.636 | 17.679 | 18.714 | 19.727 | 20.78 | 20.938 | 21.859 | 22.701 | 23.514 | 24.294
Counterfactual | Dem_BB005 | GWh | SPEN | Hawick |  | 0.798 | 1.098 | 1.411 | 1.753 | 2.132 | 2.507 | 2.859 | 3.217 | 3.879 | 4.364 | 4.905 | 5.479 | 6.084 | 6.67 | 7.204 | 7.785 | 8.404 | 9.055 | 9.37 | 9.958 | 10.541 | 11.111 | 11.705 | 11.793 | 12.312 | 12.787 | 13.244 | 13.684
Counterfactual | Dem_BB005 | GWh | SPEN | Helensburgh |  | 0.717 | 1.007 | 1.305 | 1.631 | 1.991 | 2.348 | 2.679 | 3.013 | 3.638 | 4.094 | 4.601 | 5.14 | 5.707 | 6.262 | 6.764 | 7.309 | 7.891 | 8.502 | 8.804 | 9.356 | 9.904 | 10.44 | 10.997 | 11.086 | 11.574 | 12.02 | 12.45 | 12.863
Counterfactual | Dem_BB005 | GWh | SPEN | Hunterston Farm |  | 0.172 | 0.237 | 0.305 | 0.378 | 0.46 | 0.542 | 0.618 | 0.695 | 0.838 | 0.942 | 1.059 | 1.184 | 1.314 | 1.441 | 1.556 | 1.681 | 1.815 | 1.956 | 2.024 | 2.151 | 2.276 | 2.399 | 2.528 | 2.547 | 2.659 | 2.762 | 2.86 | 2.955
Counterfactual | Dem_BB005 | GWh | SPEN | Inverkeithing |  | 1.715 | 2.408 | 3.123 | 3.902 | 4.764 | 5.617 | 6.407 | 7.207 | 8.702 | 9.79 | 11.005 | 12.293 | 13.651 | 14.979 | 16.178 | 17.483 | 18.873 | 20.336 | 21.059 | 22.378 | 23.688 | 24.97 | 26.303 | 26.515 | 27.682 | 28.748 | 29.777 | 30.766
Counterfactual | Dem_BB005 | GWh | SPEN | Johnstone |  | 1.67 | 2.3 | 2.955 | 3.672 | 4.467 | 5.253 | 5.992 | 6.74 | 8.126 | 9.143 | 10.277 | 11.48 | 12.747 | 13.975 | 15.093 | 16.311 | 17.608 | 18.973 | 19.633 | 20.864 | 22.085 | 23.279 | 24.522 | 24.709 | 25.796 | 26.79 | 27.749 | 28.67
Counterfactual | Dem_BB005 | GWh | SPEN | Kaimes |  | 3.564 | 4.908 | 6.305 | 7.833 | 9.529 | 11.207 | 12.782 | 14.38 | 17.338 | 19.506 | 21.925 | 24.492 | 27.196 | 29.815 | 32.201 | 34.8 | 37.568 | 40.48 | 41.887 | 44.512 | 47.118 | 49.667 | 52.319 | 52.717 | 55.037 | 57.156 | 59.203 | 61.168
Counterfactual | Dem_BB005 | GWh | SPEN | Kendoon |  | 0 | 0 | 0 | 0 | 0 | 0 | 0 | 0 | 0 | 0 | 0 | 0 | 0 | 0 | 0 | 0 | 0 | 0 | 0 | 0 | 0 | 0 | 0 | 0 | 0 | 0 | 0 | 0
Counterfactual | Dem_BB005 | GWh | SPEN | Kilbowie 11 |  | 0.274 | 0.382 | 0.494 | 0.616 | 0.751 | 0.885 | 1.008 | 1.135 | 1.376 | 1.548 | 1.74 | 1.944 | 2.158 | 2.373 | 2.562 | 2.769 | 2.99 | 3.222 | 3.335 | 3.544 | 3.752 | 3.955 | 4.166 | 4.197 | 4.383 | 4.551 | 4.714 | 4.871
Counterfactual | Dem_BB005 | GWh | SPEN | Kilbowie 33 |  | 0.656 | 0.914 | 1.181 | 1.472 | 1.795 | 2.115 | 2.412 | 2.713 | 3.289 | 3.7 | 4.159 | 4.646 | 5.159 | 5.671 | 6.125 | 6.62 | 7.146 | 7.7 | 7.972 | 8.471 | 8.967 | 9.452 | 9.957 | 10.033 | 10.474 | 10.877 | 11.267 | 11.641
Counterfactual | Dem_BB005 | GWh | SPEN | Killermont |  | 2.329 | 3.27 | 4.24 | 5.297 | 6.467 | 7.626 | 8.698 | 9.785 | 11.814 | 13.291 | 14.94 | 16.689 | 18.532 | 20.335 | 21.963 | 23.735 | 25.623 | 27.609 | 28.589 | 30.381 | 32.159 | 33.899 | 35.709 | 35.997 | 37.58 | 39.028 | 40.426 | 41.767
Counterfactual | Dem_BB005 | GWh | SPEN | Kilwinning |  | 2.158 | 2.972 | 3.818 | 4.744 | 5.771 | 6.787 | 7.741 | 8.71 | 10.5 | 11.814 | 13.279 | 14.833 | 16.471 | 18.057 | 19.502 | 21.076 | 22.753 | 24.516 | 25.368 | 26.959 | 28.536 | 30.081 | 31.687 | 31.928 | 33.333 | 34.617 | 35.856 | 37.046
Counterfactual | Dem_BB005 | GWh | SPEN | Lesmahagow |  | 0 | 0.178 | 0.34 | 0.504 | 0.68 | 0.854 | 0.974 | 1.096 | 1.321 | 1.487 | 1.671 | 1.867 | 2.073 | 2.272 | 2.454 | 2.652 | 2.863 | 3.085 | 3.193 | 3.393 | 3.591 | 3.785 | 3.988 | 4.018 | 4.195 | 4.356 | 4.512 | 4.662
Counterfactual | Dem_BB005 | GWh | SPEN | Leven |  | 1.206 | 1.693 | 2.195 | 2.743 | 3.349 | 3.948 | 4.503 | 5.066 | 6.116 | 6.881 | 7.734 | 8.639 | 9.593 | 10.527 | 11.369 | 12.287 | 13.265 | 14.292 | 14.8 | 15.727 | 16.648 | 17.549 | 18.486 | 18.635 | 19.455 | 20.204 | 20.927 | 21.622
Counterfactual | Dem_BB005 | GWh | SPEN | Livingston East |  | 1.556 | 2.144 | 2.754 | 3.422 | 4.163 | 4.895 | 5.583 | 6.281 | 7.573 | 8.52 | 9.577 | 10.699 | 11.879 | 13.023 | 14.066 | 15.2 | 16.409 | 17.681 | 18.296 | 19.443 | 20.581 | 21.695 | 22.853 | 23.027 | 24.04 | 24.966 | 25.86 | 26.718
Counterfactual | Dem_BB005 | GWh | SPEN | Maybole |  | 0.413 | 0.569 | 0.732 | 0.909 | 1.106 | 1.301 | 1.483 | 1.669 | 2.013 | 2.264 | 2.544 | 2.843 | 3.157 | 3.461 | 3.738 | 4.039 | 4.36 | 4.698 | 4.862 | 5.166 | 5.469 | 5.764 | 6.073 | 6.119 | 6.388 | 6.634 | 6.872 | 7.1
Counterfactual | Dem_BB005 | GWh | SPEN | Moffat |  | 0.548 | 0.754 | 0.969 | 1.204 | 1.464 | 1.722 | 1.965 | 2.21 | 2.664 | 2.998 | 3.37 | 3.764 | 4.18 | 4.582 | 4.949 | 5.348 | 5.773 | 6.221 | 6.437 | 6.841 | 7.241 | 7.633 | 8.041 | 8.102 | 8.458 | 8.784 | 9.098 | 9.401
Counterfactual | Dem_BB005 | GWh | SPEN | Newarthill |  | 3.193 | 4.397 | 5.648 | 7.018 | 8.537 | 10.04 | 11.451 | 12.882 | 15.532 | 17.475 | 19.642 | 21.942 | 24.364 | 26.711 | 28.848 | 31.177 | 33.655 | 36.264 | 37.526 | 39.877 | 42.211 | 44.495 | 46.872 | 47.228 | 49.306 | 51.205 | 53.039 | 54.799
Counterfactual | Dem_BB005 | GWh | SPEN | Newton Stewart |  | 0.226 | 0.311 | 0.4 | 0.497 | 0.604 | 0.71 | 0.81 | 0.911 | 1.098 | 1.235 | 1.389 | 1.551 | 1.723 | 1.889 | 2.04 | 2.204 | 2.38 | 2.565 | 2.654 | 2.82 | 2.985 | 3.146 | 3.315 | 3.34 | 3.487 | 3.621 | 3.751 | 3.875
Counterfactual | Dem_BB005 | GWh | SPEN | Paisley |  | 0.672 | 0.925 | 1.188 | 1.476 | 1.795 | 2.111 | 2.408 | 2.709 | 3.266 | 3.674 | 4.13 | 4.614 | 5.123 | 5.616 | 6.065 | 6.555 | 7.076 | 7.625 | 7.89 | 8.385 | 8.875 | 9.356 | 9.855 | 9.93 | 10.367 | 10.767 | 11.152 | 11.522
Counterfactual | Dem_BB005 | GWh | SPEN | Partick |  | 1.2 | 1.685 | 2.186 | 2.73 | 3.334 | 3.931 | 4.483 | 5.043 | 6.088 | 6.85 | 7.7 | 8.602 | 9.551 | 10.48 | 11.319 | 12.233 | 13.206 | 14.23 | 14.734 | 15.658 | 16.575 | 17.472 | 18.404 | 18.552 | 19.369 | 20.115 | 20.836 | 21.527
Counterfactual | Dem_BB005 | GWh | SPEN | Port Dundas |  | 0.883 | 1.24 | 1.608 | 2.009 | 2.453 | 2.892 | 3.299 | 3.711 | 4.48 | 5.041 | 5.666 | 6.329 | 7.028 | 7.712 | 8.329 | 9.002 | 9.718 | 10.471 | 10.843 | 11.522 | 12.197 | 12.856 | 13.543 | 13.652 | 14.253 | 14.802 | 15.332 | 15.84
Counterfactual | Dem_BB005 | GWh | SPEN | Portobello |  | 3.015 | 4.153 | 5.335 | 6.629 | 8.064 | 9.484 | 10.817 | 12.169 | 14.672 | 16.507 | 18.554 | 20.726 | 23.014 | 25.231 | 27.25 | 29.449 | 31.791 | 34.255 | 35.446 | 37.669 | 39.873 | 42.031 | 44.275 | 44.612 | 46.574 | 48.368 | 50.101 | 51.763
Counterfactual | Dem_BB005 | GWh | SPEN | Ravenscraig |  | 0.18 | 0.249 | 0.32 | 0.397 | 0.483 | 0.569 | 0.649 | 0.729 | 0.88 | 0.989 | 1.112 | 1.242 | 1.38 | 1.512 | 1.634 | 1.765 | 1.906 | 2.053 | 2.125 | 2.258 | 2.39 | 2.519 | 2.654 | 2.675 | 2.792 | 2.899 | 3.003 | 3.103
Counterfactual | Dem_BB005 | GWh | SPEN | Redhouse |  | 0.982 | 1.379 | 1.788 | 2.234 | 2.727 | 3.216 | 3.668 | 4.126 | 4.982 | 5.605 | 6.3 | 7.038 | 7.814 | 8.574 | 9.261 | 10.008 | 10.804 | 11.642 | 12.055 | 12.811 | 13.56 | 14.294 | 15.057 | 15.179 | 15.847 | 16.457 | 17.047 | 17.612
Counterfactual | Dem_BB005 | GWh | SPEN | Saltcoats A |  | 0.182 | 0.354 | 0.52 | 0.693 | 0.882 | 1.069 | 1.219 | 1.373 | 1.682 | 1.893 | 2.127 | 2.377 | 2.638 | 2.92 | 3.154 | 3.409 | 3.679 | 3.964 | 4.123 | 4.382 | 4.638 | 4.89 | 5.151 | 5.204 | 5.432 | 5.642 | 5.844 | 6.037
Counterfactual | Dem_BB005 | GWh | SPEN | Saltcoats B |  | 0.322 | 0.629 | 0.923 | 1.232 | 1.567 | 1.9 | 2.167 | 2.438 | 2.989 | 3.362 | 3.779 | 4.222 | 4.688 | 5.188 | 5.603 | 6.055 | 6.537 | 7.044 | 7.325 | 7.785 | 8.24 | 8.686 | 9.15 | 9.244 | 9.651 | 10.023 | 10.382 | 10.727
Counterfactual | Dem_BB005 | GWh | SPEN | Shrubhill |  | 1.674 | 2.306 | 2.962 | 3.68 | 4.477 | 5.265 | 6.005 | 6.755 | 8.145 | 9.164 | 10.3 | 11.506 | 12.776 | 14.006 | 15.127 | 16.348 | 17.648 | 19.016 | 19.677 | 20.91 | 22.135 | 23.332 | 24.578 | 24.765 | 25.854 | 26.85 | 27.812 | 28.735
Counterfactual | Dem_BB005 | GWh | SPEN | Sighthill |  | 2.984 | 4.11 | 5.28 | 6.561 | 7.981 | 9.386 | 10.706 | 12.043 | 14.52 | 16.337 | 18.362 | 20.513 | 22.777 | 24.971 | 26.969 | 29.145 | 31.463 | 33.902 | 35.081 | 37.28 | 39.461 | 41.597 | 43.818 | 44.151 | 46.094 | 47.869 | 49.583 | 51.229
Counterfactual | Dem_BB005 | GWh | SPEN | Spango Valley |  | 0.836 | 1.151 | 1.479 | 1.838 | 2.236 | 2.629 | 2.998 | 3.373 | 4.067 | 4.576 | 5.143 | 5.745 | 6.379 | 6.993 | 7.554 | 8.163 | 8.813 | 9.496 | 9.826 | 10.441 | 11.053 | 11.651 | 12.273 | 12.366 | 12.91 | 13.407 | 13.888 | 14.348
Counterfactual | Dem_BB005 | GWh | SPEN | St Andrews Cross |  | 1.04 | 1.432 | 1.84 | 2.286 | 2.781 | 3.271 | 3.73 | 4.197 | 5.06 | 5.693 | 6.399 | 7.148 | 7.937 | 8.702 | 9.398 | 10.157 | 10.964 | 11.815 | 12.225 | 12.991 | 13.752 | 14.496 | 15.27 | 15.386 | 16.063 | 16.682 | 17.279 | 17.853
Counterfactual | Dem_BB005 | GWh | SPEN | Stirling |  | 1.142 | 1.604 | 2.08 | 2.599 | 3.173 | 3.742 | 4.268 | 4.801 | 5.797 | 6.522 | 7.331 | 8.189 | 9.093 | 9.978 | 10.776 | 11.646 | 12.572 | 13.546 | 14.028 | 14.907 | 15.779 | 16.633 | 17.521 | 17.662 | 18.44 | 19.15 | 19.835 | 20.493
Counterfactual | Dem_BB005 | GWh | SPEN | Strathaven |  | 1.672 | 2.302 | 2.958 | 3.675 | 4.471 | 5.258 | 5.997 | 6.747 | 8.134 | 9.152 | 10.287 | 11.491 | 12.76 | 13.989 | 15.108 | 16.327 | 17.626 | 18.992 | 19.653 | 20.884 | 22.107 | 23.303 | 24.547 | 24.734 | 25.822 | 26.817 | 27.777 | 28.699
Counterfactual | Dem_BB005 | GWh | SPEN | Strathleven |  | 0.997 | 1.4 | 1.815 | 2.267 | 2.768 | 3.264 | 3.723 | 4.188 | 5.056 | 5.689 | 6.394 | 7.143 | 7.932 | 8.703 | 9.4 | 10.159 | 10.967 | 11.817 | 12.236 | 13.004 | 13.764 | 14.509 | 15.284 | 15.407 | 16.085 | 16.705 | 17.302 | 17.876
Counterfactual | Dem_BB005 | GWh | SPEN | Telford Road |  | 1.26 | 1.735 | 2.229 | 2.769 | 3.369 | 3.962 | 4.519 | 5.083 | 6.129 | 6.895 | 7.751 | 8.658 | 9.614 | 10.54 | 11.384 | 12.302 | 13.28 | 14.31 | 14.807 | 15.736 | 16.656 | 17.558 | 18.495 | 18.636 | 19.456 | 20.205 | 20.929 | 21.623
Counterfactual | Dem_BB005 | GWh | SPEN | Tongland |  | 0.566 | 0.78 | 1.002 | 1.245 | 1.515 | 1.782 | 2.031 | 2.286 | 2.756 | 3.1 | 3.485 | 3.893 | 4.323 | 4.739 | 5.118 | 5.532 | 5.972 | 6.435 | 6.658 | 7.075 | 7.49 | 7.895 | 8.317 | 8.38 | 8.749 | 9.086 | 9.411 | 9.723
Counterfactual | Dem_BB005 | GWh | SPEN | West George Street |  | 0.469 | 0.658 | 0.854 | 1.067 | 1.302 | 1.536 | 1.752 | 1.97 | 2.379 | 2.676 | 3.009 | 3.361 | 3.731 | 4.094 | 4.423 | 4.78 | 5.159 | 5.559 | 5.757 | 6.118 | 6.475 | 6.826 | 7.19 | 7.249 | 7.567 | 7.859 | 8.14 | 8.411
Counterfactual | Dem_BB005 | GWh | SPEN | Westfield |  | 1.123 | 1.577 | 2.045 | 2.555 | 3.12 | 3.679 | 4.196 | 4.721 | 5.699 | 6.412 | 7.207 | 8.051 | 8.941 | 9.811 | 10.595 | 11.451 | 12.361 | 13.319 | 13.792 | 14.656 | 15.514 | 16.353 | 17.227 | 17.366 | 18.13 | 18.828 | 19.503 | 20.15
Counterfactual | Dem_BB005 | GWh | SPEN | Whitehouse |  | 2.236 | 3.079 | 3.956 | 4.915 | 5.979 | 7.031 | 8.02 | 9.022 | 10.877 | 12.238 | 13.756 | 15.366 | 17.063 | 18.706 | 20.202 | 21.833 | 23.569 | 25.396 | 26.279 | 27.926 | 29.561 | 31.16 | 32.824 | 33.074 | 34.529 | 35.859 | 37.143 | 38.376
Counterfactual | Dem_BB005 | GWh | SPEN | Wishaw |  | 2.576 | 3.548 | 4.559 | 5.664 | 6.891 | 8.104 | 9.243 | 10.397 | 12.535 | 14.104 | 15.853 | 17.709 | 19.664 | 21.558 | 23.284 | 25.163 | 27.163 | 29.268 | 30.287 | 32.185 | 34.069 | 35.912 | 37.83 | 38.117 | 39.794 | 41.327 | 42.807 | 44.228
Counterfactual | Dem_BB005 | GWh | SPEN Manweb | Birkenhead |  | 3.592 | 5.415 | 7.249 | 9.222 | 11.392 | 13.542 | 15.445 | 17.375 | 19.722 | 22.189 | 24.941 | 27.861 | 30.937 | 34.437 | 37.193 | 40.195 | 43.391 | 46.754 | 50.774 | 53.956 | 57.114 | 60.205 | 63.42 | 66.747 | 69.683 | 72.368 | 74.959 | 77.446
Counterfactual | Dem_BB005 | GWh | SPEN Manweb | Capenhurst |  | 3.577 | 4.616 | 5.737 | 6.985 | 8.383 | 9.763 | 11.134 | 12.526 | 14.218 | 15.996 | 17.98 | 20.085 | 22.303 | 24.825 | 26.812 | 28.976 | 31.28 | 33.705 | 36.602 | 38.897 | 41.173 | 43.401 | 45.719 | 48.117 | 50.234 | 52.169 | 54.037 | 55.83
Counterfactual | Dem_BB005 | GWh | SPEN Manweb | Carrington |  | 2.518 | 4.184 | 5.823 | 7.564 | 9.466 | 11.353 | 12.949 | 14.567 | 16.182 | 18.207 | 20.465 | 22.861 | 25.384 | 28.587 | 30.875 | 33.367 | 36.02 | 38.812 | 42.401 | 45.058 | 47.696 | 50.276 | 52.961 | 55.99 | 58.453 | 60.704 | 62.878 | 64.965
Counterfactual | Dem_BB005 | GWh | SPEN Manweb | Connah's Quay |  | 3.204 | 4.507 | 5.849 | 7.311 | 8.929 | 10.53 | 12.011 | 13.512 | 14.43 | 16.234 | 18.249 | 20.384 | 22.635 | 22.46 | 24.258 | 26.216 | 28.301 | 30.494 | 31.952 | 33.955 | 35.942 | 37.886 | 39.909 | 42.192 | 44.049 | 45.746 | 47.383 | 48.956
Counterfactual | Dem_BB005 | GWh | SPEN Manweb | Fiddlers Ferry |  | 3.405 | 5.114 | 6.836 | 8.688 | 10.727 | 12.746 | 14.539 | 16.355 | 18.844 | 21.202 | 23.832 | 26.622 | 29.56 | 33.775 | 36.478 | 39.422 | 42.557 | 45.855 | 50.337 | 53.493 | 56.623 | 59.687 | 62.874 | 66.543 | 69.471 | 72.147 | 74.73 | 77.211
Counterfactual | Dem_BB005 | GWh | SPEN Manweb | Frodsham |  | 6.131 | 7.924 | 9.855 | 12.005 | 14.412 | 16.789 | 19.15 | 21.543 | 24.452 | 27.51 | 30.922 | 34.543 | 38.356 | 42.694 | 46.112 | 49.833 | 53.796 | 57.966 | 62.949 | 66.895 | 70.811 | 74.642 | 78.628 | 82.753 | 86.394 | 89.721 | 92.934 | 96.019
Counterfactual | Dem_BB005 | GWh | SPEN Manweb | Kirkby (_D) |  | 2.621 | 3.587 | 4.594 | 5.697 | 6.923 | 8.134 | 9.279 | 10.438 | 12.026 | 13.531 | 15.209 | 16.99 | 18.866 | 21.555 | 23.28 | 25.159 | 27.16 | 29.265 | 32.125 | 34.139 | 36.137 | 38.092 | 40.126 | 42.468 | 44.337 | 46.044 | 47.693 | 49.276
Counterfactual | Dem_BB005 | GWh | SPEN Manweb | Legacy |  | 6.734 | 8.237 | 9.934 | 11.866 | 14.052 | 16.206 | 18.484 | 20.794 | 22.07 | 24.83 | 27.91 | 31.178 | 34.619 | 33.373 | 36.044 | 38.953 | 42.051 | 45.311 | 45.627 | 48.488 | 51.326 | 54.103 | 56.992 | 58.146 | 60.705 | 63.043 | 65.3 | 67.468
Counterfactual | Dem_BB005 | GWh | SPEN Manweb | Lister Drive |  | 11.759 | 13.962 | 16.54 | 19.524 | 22.926 | 26.273 | 29.966 | 33.711 | 38.843 | 43.701 | 49.122 | 54.873 | 60.931 | 69.618 | 75.19 | 81.258 | 87.72 | 94.518 | 103.757 | 110.26 | 116.713 | 123.028 | 129.598 | 137.161 | 143.196 | 148.711 | 154.036 | 159.148
Counterfactual | Dem_BB005 | GWh | SPEN Manweb | Pentir |  | 3.644 | 4.343 | 5.157 | 6.097 | 7.168 | 8.221 | 9.377 | 10.548 | 10.915 | 12.281 | 13.804 | 15.42 | 17.123 | 16.167 | 17.461 | 18.87 | 20.371 | 21.95 | 21.864 | 23.234 | 24.594 | 25.925 | 27.309 | 27.801 | 29.025 | 30.143 | 31.222 | 32.258
Counterfactual | Dem_BB005 | GWh | SPEN Manweb | Rainhill |  | 1.012 | 1.975 | 2.901 | 3.872 | 4.925 | 5.971 | 6.812 | 7.662 | 8.829 | 9.934 | 11.165 | 12.473 | 13.85 | 15.824 | 17.091 | 18.47 | 19.938 | 21.484 | 23.584 | 25.062 | 26.529 | 27.964 | 29.457 | 31.176 | 32.548 | 33.802 | 35.012 | 36.174
Counterfactual | Dem_BB005 | GWh | SPEN Manweb | St. Asaph |  | 1.017 | 1.213 | 1.44 | 1.702 | 2.001 | 2.295 | 2.618 | 2.945 | 3.048 | 3.429 | 3.854 | 4.306 | 4.78 | 4.514 | 4.876 | 5.268 | 5.688 | 6.129 | 6.105 | 6.487 | 6.867 | 7.239 | 7.625 | 7.763 | 8.104 | 8.416 | 8.717 | 9.007
Counterfactual | Dem_BB005 | GWh | SPEN Manweb | Trawsfynydd |  | 5.245 | 5.95 | 6.847 | 7.922 | 9.167 | 10.387 | 11.847 | 13.328 | 13.107 | 14.748 | 16.577 | 18.517 | 20.562 | 18.553 | 20.039 | 21.656 | 23.378 | 25.19 | 24.727 | 26.277 | 27.815 | 29.32 | 30.886 | 31.145 | 32.515 | 33.768 | 34.977 | 36.137
Counterfactual | Dem_BB005 | GWh | SPEN Manweb | Wylfa |  | 1.458 | 1.645 | 1.887 | 2.178 | 2.515 | 2.846 | 3.246 | 3.651 | 3.793 | 4.268 | 4.797 | 5.359 | 5.951 | 5.509 | 5.95 | 6.43 | 6.942 | 7.48 | 7.284 | 7.741 | 8.194 | 8.637 | 9.098 | 9.049 | 9.447 | 9.811 | 10.162 | 10.499
Counterfactual | Dem_BB005 | GWh | SPTL | Direct(SPTL) |  | 7.128 | 9.638 | 12.27 | 15.164 | 18.381 | 21.562 | 24.593 | 27.667 | 33.356 | 37.528 | 42.183 | 47.121 | 52.323 | 57.363 | 61.952 | 66.953 | 72.277 | 77.879 | 80.588 | 85.64 | 90.652 | 95.556 | 100.658 | 101.424 | 105.887 | 109.965 | 113.904 | 117.683
Counterfactual | Dem_BB005 | GWh | SSEN (SHEPD) | Abernethy |  | 0.897 | 1.039 | 1.211 | 1.415 | 1.648 | 1.878 | 2.142 | 2.409 | 2.826 | 3.18 | 3.575 | 3.993 | 4.434 | 4.782 | 5.165 | 5.582 | 6.026 | 6.493 | 6.647 | 7.063 | 7.477 | 7.881 | 8.303 | 8.314 | 8.68 | 9.014 | 9.336 | 9.647
Counterfactual | Dem_BB005 | GWh | SSEN (SHEPD) | Alness |  | 1.964 | 1.713 | 1.581 | 1.508 | 1.467 | 1.42 | 1.619 | 1.821 | 1.805 | 2.031 | 2.283 | 2.551 | 2.832 | 2.712 | 2.929 | 3.166 | 3.418 | 3.682 | 3.426 | 3.641 | 3.855 | 4.063 | 4.28 | 4.027 | 4.204 | 4.366 | 4.522 | 4.672
Counterfactual | Dem_BB005 | GWh | SSEN (SHEPD) | Arbroath |  | 1.42 | 1.695 | 2.016 | 2.385 | 2.805 | 3.219 | 3.672 | 4.131 | 4.846 | 5.452 | 6.128 | 6.846 | 7.602 | 8.198 | 8.854 | 9.57 | 10.33 | 11.131 | 11.396 | 12.11 | 12.818 | 13.512 | 14.233 | 14.253 | 14.88 | 15.453 | 16.006 | 16.537
Counterfactual | Dem_BB005 | GWh | SSEN (SHEPD) | Ardkinglas |  | 0 | 0 | 0 | 0 | 0 | 0 | 0 | 0 | 0 | 0 | 0 | 0 | 0 | 0 | 0 | 0 | 0 | 0 | 0 | 0 | 0 | 0 | 0 | 0 | 0 | 0 | 0 | 0
Counterfactual | Dem_BB005 | GWh | SSEN (SHEPD) | Ardmore |  | 2.11 | 2.017 | 2.035 | 2.12 | 2.25 | 2.371 | 2.705 | 3.043 | 3.35 | 3.769 | 4.237 | 4.732 | 5.255 | 5.44 | 5.876 | 6.35 | 6.855 | 7.387 | 7.328 | 7.787 | 8.243 | 8.689 | 9.153 | 8.986 | 9.382 | 9.744 | 10.092 | 10.427
Counterfactual | Dem_BB005 | GWh | SSEN (SHEPD) | Beauly |  | 1.583 | 1.513 | 1.527 | 1.59 | 1.687 | 1.778 | 2.029 | 2.283 | 2.512 | 2.826 | 3.178 | 3.55 | 3.941 | 4.081 | 4.407 | 4.762 | 5.141 | 5.54 | 5.496 | 5.84 | 6.182 | 6.517 | 6.865 | 6.74 | 7.037 | 7.307 | 7.569 | 7.82
Counterfactual | Dem_BB005 | GWh | SSEN (SHEPD) | Berryburn |  | 0 | 0 | 0 | 0 | 0 | 0 | 0 | 0 | 0 | 0 | 0 | 0 | 0 | 0 | 0 | 0 | 0 | 0 | 0 | 0 | 0 | 0 | 0 | 0 | 0 | 0 | 0 | 0
Counterfactual | Dem_BB005 | GWh | SSEN (SHEPD) | Boat of Garten |  | 0.895 | 0.856 | 0.864 | 0.9 | 0.955 | 1.007 | 1.148 | 1.292 | 1.422 | 1.6 | 1.798 | 2.009 | 2.231 | 2.31 | 2.494 | 2.696 | 2.91 | 3.136 | 3.111 | 3.306 | 3.499 | 3.689 | 3.886 | 3.815 | 3.983 | 4.136 | 4.285 | 4.427
Counterfactual | Dem_BB005 | GWh | SSEN (SHEPD) | Braco West |  | 1.581 | 1.72 | 1.923 | 2.179 | 2.481 | 2.777 | 3.167 | 3.564 | 4.179 | 4.702 | 5.286 | 5.904 | 6.557 | 7.071 | 7.638 | 8.254 | 8.91 | 9.601 | 9.829 | 10.445 | 11.056 | 11.654 | 12.277 | 12.294 | 12.835 | 13.329 | 13.806 | 14.265
Counterfactual | Dem_BB005 | GWh | SSEN (SHEPD) | Bridge of Dun |  | 1.619 | 1.665 | 1.785 | 1.958 | 2.174 | 2.382 | 2.717 | 3.057 | 3.586 | 4.035 | 4.535 | 5.066 | 5.626 | 6.067 | 6.553 | 7.082 | 7.645 | 8.238 | 8.433 | 8.962 | 9.485 | 9.999 | 10.533 | 10.547 | 11.011 | 11.436 | 11.845 | 12.238
Counterfactual | Dem_BB005 | GWh | SSEN (SHEPD) | Broadford-Skye |  | 0.54 | 0.517 | 0.521 | 0.543 | 0.576 | 0.607 | 0.693 | 0.78 | 0.857 | 0.965 | 1.085 | 1.212 | 1.345 | 1.393 | 1.505 | 1.626 | 1.755 | 1.891 | 1.876 | 1.994 | 2.11 | 2.225 | 2.343 | 2.301 | 2.403 | 2.495 | 2.584 | 2.67
Counterfactual | Dem_BB005 | GWh | SSEN (SHEPD) | Brora |  | 0.394 | 0.344 | 0.317 | 0.303 | 0.294 | 0.285 | 0.325 | 0.366 | 0.363 | 0.407 | 0.458 | 0.512 | 0.569 | 0.544 | 0.589 | 0.636 | 0.686 | 0.739 | 0.688 | 0.731 | 0.774 | 0.816 | 0.859 | 0.809 | 0.844 | 0.876 | 0.908 | 0.939
Counterfactual | Dem_BB005 | GWh | SSEN (SHEPD) | Burghmuir |  | 2.75 | 3.013 | 3.386 | 3.851 | 4.399 | 4.934 | 5.627 | 6.33 | 7.426 | 8.355 | 9.391 | 10.491 | 11.649 | 12.564 | 13.569 | 14.664 | 15.831 | 17.058 | 17.463 | 18.557 | 19.644 | 20.706 | 21.812 | 21.842 | 22.803 | 23.681 | 24.529 | 25.343
Counterfactual | Dem_BB005 | GWh | SSEN (SHEPD) | Carradale |  | 1.456 | 1.203 | 1.043 | 0.927 | 0.831 | 0.729 | 0.831 | 0.935 | 0.871 | 0.979 | 1.101 | 1.23 | 1.366 | 1.24 | 1.34 | 1.447 | 1.563 | 1.684 | 1.495 | 1.589 | 1.681 | 1.772 | 1.867 | 1.697 | 1.772 | 1.841 | 1.907 | 1.97
Counterfactual | Dem_BB005 | GWh | SSEN (SHEPD) | Cassley |  | 0.049 | 0.043 | 0.039 | 0.037 | 0.036 | 0.035 | 0.041 | 0.046 | 0.046 | 0.051 | 0.057 | 0.064 | 0.071 | 0.068 | 0.073 | 0.079 | 0.086 | 0.092 | 0.086 | 0.091 | 0.097 | 0.102 | 0.108 | 0.101 | 0.105 | 0.109 | 0.113 | 0.117
Counterfactual | Dem_BB005 | GWh | SSEN (SHEPD) | Ceannacroc |  | 0.08 | 0.076 | 0.077 | 0.081 | 0.086 | 0.09 | 0.103 | 0.116 | 0.128 | 0.143 | 0.162 | 0.181 | 0.2 | 0.207 | 0.224 | 0.242 | 0.261 | 0.282 | 0.28 | 0.297 | 0.314 | 0.331 | 0.349 | 0.343 | 0.357 | 0.371 | 0.385 | 0.398
Counterfactual | Dem_BB005 | GWh | SSEN (SHEPD) | Charleston |  | 0.591 | 0.747 | 0.918 | 1.11 | 1.325 | 1.538 | 1.754 | 1.973 | 2.315 | 2.604 | 2.927 | 3.27 | 3.631 | 3.916 | 4.23 | 4.571 | 4.934 | 5.317 | 5.443 | 5.784 | 6.123 | 6.454 | 6.799 | 6.808 | 7.108 | 7.381 | 7.646 | 7.9
Counterfactual | Dem_BB005 | GWh | SSEN (SHEPD) | Clachan |  | 0.271 | 0.224 | 0.194 | 0.173 | 0.155 | 0.136 | 0.155 | 0.173 | 0.162 | 0.182 | 0.205 | 0.229 | 0.254 | 0.23 | 0.249 | 0.269 | 0.29 | 0.313 | 0.278 | 0.295 | 0.312 | 0.329 | 0.347 | 0.316 | 0.33 | 0.342 | 0.355 | 0.366
Counterfactual | Dem_BB005 | GWh | SSEN (SHEPD) | Clayhills |  | 0.535 | 0.69 | 0.856 | 1.042 | 1.251 | 1.456 | 1.631 | 1.76 | 1.986 | 2.277 | 2.598 | 2.943 | 3.305 | 3.55 | 3.779 | 4.016 | 4.245 | 4.431 | 4.565 | 4.803 | 5.072 | 5.354 | 5.589 | 5.694 | 5.855 | 5.941 | 5.99 | 5.997
Counterfactual | Dem_BB005 | GWh | SSEN (SHEPD) | Coupar Angus |  | 1.29 | 1.331 | 1.431 | 1.573 | 1.749 | 1.919 | 2.189 | 2.463 | 2.888 | 3.25 | 3.654 | 4.081 | 4.532 | 4.888 | 5.278 | 5.705 | 6.158 | 6.635 | 6.793 | 7.218 | 7.641 | 8.055 | 8.485 | 8.496 | 8.87 | 9.212 | 9.542 | 9.859
Counterfactual | Dem_BB005 | GWh | SSEN (SHEPD) | Craigiebuckler |  | 1.569 | 2.021 | 2.51 | 3.055 | 3.665 | 4.267 | 4.78 | 5.161 | 5.82 | 6.676 | 7.616 | 8.627 | 9.687 | 10.407 | 11.079 | 11.772 | 12.441 | 12.989 | 13.382 | 14.078 | 14.867 | 15.695 | 16.384 | 16.689 | 17.164 | 17.415 | 17.558 | 17.579
Counterfactual | Dem_BB005 | GWh | SSEN (SHEPD) | Dallas |  | 0 | 0 | 0 | 0 | 0 | 0 | 0 | 0 | 0 | 0 | 0 | 0 | 0 | 0 | 0 | 0 | 0 | 0 | 0 | 0 | 0 | 0 | 0 | 0 | 0 | 0 | 0 | 0
Counterfactual | Dem_BB005 | GWh | SSEN (SHEPD) | Dounreay |  | 0.45 | 0.392 | 0.362 | 0.345 | 0.336 | 0.325 | 0.371 | 0.417 | 0.413 | 0.465 | 0.523 | 0.584 | 0.649 | 0.621 | 0.671 | 0.725 | 0.783 | 0.843 | 0.785 | 0.834 | 0.882 | 0.931 | 0.98 | 0.922 | 0.962 | 1 | 1.036 | 1.07
Counterfactual | Dem_BB005 | GWh | SSEN (SHEPD) | Dudhope |  | 2.735 | 2.895 | 3.175 | 3.544 | 3.99 | 4.423 | 5.045 | 5.676 | 6.658 | 7.491 | 8.419 | 9.406 | 10.444 | 11.264 | 12.166 | 13.147 | 14.193 | 15.293 | 15.656 | 16.637 | 17.611 | 18.565 | 19.556 | 19.582 | 20.444 | 21.231 | 21.992 | 22.721
Counterfactual | Dem_BB005 | GWh | SSEN (SHEPD) | Dunbeath |  | 0 | 0 | 0 | 0 | 0 | 0 | 0 | 0 | 0 | 0 | 0 | 0 | 0 | 0 | 0 | 0.001 | 0.001 | 0.001 | 0.001 | 0.001 | 0.001 | 0.001 | 0.001 | 0.001 | 0.001 | 0.001 | 0.001 | 0.001
Counterfactual | Dem_BB005 | GWh | SSEN (SHEPD) | Dunoon |  | 0.28 | 0.393 | 0.51 | 0.637 | 0.778 | 0.917 | 1.046 | 1.177 | 1.42 | 1.598 | 1.796 | 2.006 | 2.228 | 2.445 | 2.641 | 2.854 | 3.08 | 3.319 | 3.437 | 3.653 | 3.867 | 4.076 | 4.293 | 4.328 | 4.518 | 4.692 | 4.86 | 5.021
Counterfactual | Dem_BB005 | GWh | SSEN (SHEPD) | Dunvegan |  | 0.293 | 0.28 | 0.282 | 0.294 | 0.311 | 0.328 | 0.374 | 0.421 | 0.463 | 0.521 | 0.586 | 0.655 | 0.727 | 0.752 | 0.813 | 0.879 | 0.948 | 1.022 | 1.014 | 1.078 | 1.14 | 1.203 | 1.266 | 1.243 | 1.298 | 1.348 | 1.397 | 1.443
Counterfactual | Dem_BB005 | GWh | SSEN (SHEPD) | Dyce |  | 1.439 | 1.853 | 2.301 | 2.801 | 3.36 | 3.912 | 4.38 | 4.731 | 5.335 | 6.119 | 6.981 | 7.907 | 8.879 | 9.539 | 10.154 | 10.789 | 11.403 | 11.905 | 12.265 | 12.903 | 13.626 | 14.385 | 15.016 | 15.296 | 15.731 | 15.962 | 16.092 | 16.112
Counterfactual | Dem_BB005 | GWh | SSEN (SHEPD) | Elgin |  | 2.423 | 2.316 | 2.337 | 2.434 | 2.584 | 2.723 | 3.106 | 3.494 | 3.846 | 4.328 | 4.864 | 5.433 | 6.033 | 6.247 | 6.747 | 7.291 | 7.871 | 8.481 | 8.413 | 8.941 | 9.464 | 9.976 | 10.509 | 10.318 | 10.772 | 11.186 | 11.587 | 11.972
Counterfactual | Dem_BB005 | GWh | SSEN (SHEPD) | Fasnakyle |  | 0.039 | 0.037 | 0.038 | 0.039 | 0.041 | 0.043 | 0.05 | 0.056 | 0.062 | 0.07 | 0.079 | 0.087 | 0.097 | 0.1 | 0.108 | 0.117 | 0.126 | 0.136 | 0.135 | 0.144 | 0.152 | 0.16 | 0.169 | 0.165 | 0.173 | 0.18 | 0.186 | 0.192
Counterfactual | Dem_BB005 | GWh | SSEN (SHEPD) | Fetteresso |  | 0 | 0 | 0 | 0 | 0 | 0 | 0 | 0 | 0 | 0 | 0 | 0 | 0 | 0 | 0 | 0 | 0 | 0 | 0 | 0 | 0 | 0 | 0 | 0 | 0 | 0 | 0 | 0
Counterfactual | Dem_BB005 | GWh | SSEN (SHEPD) | Fiddes |  | 0.727 | 0.938 | 1.164 | 1.417 | 1.7 | 1.98 | 2.217 | 2.395 | 2.701 | 3.097 | 3.533 | 4.003 | 4.495 | 4.828 | 5.139 | 5.462 | 5.772 | 6.026 | 6.209 | 6.532 | 6.898 | 7.282 | 7.601 | 7.743 | 7.963 | 8.08 | 8.146 | 8.156
Counterfactual | Dem_BB005 | GWh | SSEN (SHEPD) | Finstown |  | 0 | 0 | 0 | 0 | 0 | 0 | 0 | 0 | 0 | 0 | 0 | 0 | 0 | 0 | 0 | 0 | 0 | 0 | 0 | 0 | 0 | 0 | 0 | 0 | 0 | 0 | 0 | 0
Counterfactual | Dem_BB005 | GWh | SSEN (SHEPD) | Fort Augustus |  | 0.184 | 0.176 | 0.178 | 0.185 | 0.197 | 0.207 | 0.237 | 0.267 | 0.294 | 0.33 | 0.371 | 0.414 | 0.46 | 0.477 | 0.514 | 0.556 | 0.6 | 0.647 | 0.642 | 0.682 | 0.722 | 0.761 | 0.802 | 0.787 | 0.821 | 0.854 | 0.884 | 0.913
Counterfactual | Dem_BB005 | GWh | SSEN (SHEPD) | Fort William |  | 1.189 | 1.137 | 1.147 | 1.195 | 1.268 | 1.336 | 1.524 | 1.714 | 1.888 | 2.123 | 2.386 | 2.666 | 2.961 | 3.065 | 3.31 | 3.578 | 3.862 | 4.161 | 4.128 | 4.387 | 4.644 | 4.895 | 5.157 | 5.063 | 5.286 | 5.489 | 5.686 | 5.874
Counterfactual | Dem_BB005 | GWh | SSEN (SHEPD) | Fraserburgh |  | 0.828 | 1.066 | 1.324 | 1.611 | 1.932 | 2.25 | 2.52 | 2.72 | 3.069 | 3.519 | 4.015 | 4.548 | 5.107 | 5.487 | 5.84 | 6.206 | 6.558 | 6.848 | 7.055 | 7.422 | 7.837 | 8.274 | 8.637 | 8.798 | 9.048 | 9.181 | 9.256 | 9.267
Counterfactual | Dem_BB005 | GWh | SSEN (SHEPD) | Glenfarclas |  | 0 | 0 | 0 | 0 | 0 | 0 | 0 | 0 | 0 | 0 | 0 | 0 | 0 | 0 | 0 | 0 | 0 | 0 | 0 | 0 | 0 | 0 | 0 | 0 | 0 | 0 | 0 | 0
Counterfactual | Dem_BB005 | GWh | SSEN (SHEPD) | Grudie Bridge |  | 0.107 | 0.102 | 0.103 | 0.107 | 0.114 | 0.12 | 0.136 | 0.153 | 0.169 | 0.19 | 0.214 | 0.238 | 0.265 | 0.274 | 0.297 | 0.32 | 0.346 | 0.373 | 0.369 | 0.392 | 0.416 | 0.438 | 0.461 | 0.453 | 0.473 | 0.492 | 0.509 | 0.526
Counterfactual | Dem_BB005 | GWh | SSEN (SHEPD) | Inverness |  | 4.471 | 4.274 | 4.313 | 4.492 | 4.768 | 5.025 | 5.731 | 6.448 | 7.098 | 7.986 | 8.976 | 10.027 | 11.134 | 11.527 | 12.45 | 13.454 | 14.525 | 15.65 | 15.526 | 16.499 | 17.465 | 18.409 | 19.393 | 19.04 | 19.877 | 20.643 | 21.382 | 22.092
Counterfactual | Dem_BB005 | GWh | SSEN (SHEPD) | Keith |  | 1.588 | 1.597 | 1.682 | 1.818 | 1.993 | 2.162 | 2.466 | 2.774 | 3.055 | 3.436 | 3.863 | 4.315 | 4.791 | 4.961 | 5.358 | 5.79 | 6.251 | 6.734 | 6.681 | 7.1 | 7.515 | 7.922 | 8.345 | 8.193 | 8.554 | 8.883 | 9.201 | 9.507
Counterfactual | Dem_BB005 | GWh | SSEN (SHEPD) | Killin |  | 0.421 | 0.356 | 0.317 | 0.29 | 0.27 | 0.249 | 0.284 | 0.319 | 0.375 | 0.421 | 0.473 | 0.529 | 0.587 | 0.633 | 0.684 | 0.74 | 0.798 | 0.86 | 0.88 | 0.935 | 0.99 | 1.044 | 1.1 | 1.101 | 1.15 | 1.194 | 1.237 | 1.278
Counterfactual | Dem_BB005 | GWh | SSEN (SHEPD) | Kinlochleven |  | 0.107 | 0.102 | 0.103 | 0.107 | 0.114 | 0.12 | 0.136 | 0.154 | 0.17 | 0.19 | 0.214 | 0.239 | 0.266 | 0.275 | 0.297 | 0.321 | 0.346 | 0.374 | 0.371 | 0.394 | 0.417 | 0.44 | 0.463 | 0.455 | 0.475 | 0.493 | 0.511 | 0.528
Counterfactual | Dem_BB005 | GWh | SSEN (SHEPD) | Kintore |  | 2.743 | 3.535 | 4.39 | 5.343 | 6.41 | 7.463 | 8.359 | 9.026 | 10.179 | 11.674 | 13.319 | 15.088 | 16.942 | 18.201 | 19.374 | 20.587 | 21.757 | 22.716 | 23.403 | 24.62 | 26 | 27.447 | 28.652 | 29.186 | 30.015 | 30.457 | 30.705 | 30.743
Counterfactual | Dem_BB005 | GWh | SSEN (SHEPD) | Lairg |  | 0.065 | 0.057 | 0.052 | 0.05 | 0.048 | 0.047 | 0.053 | 0.06 | 0.059 | 0.067 | 0.075 | 0.084 | 0.093 | 0.089 | 0.096 | 0.104 | 0.112 | 0.121 | 0.112 | 0.119 | 0.127 | 0.134 | 0.14 | 0.132 | 0.138 | 0.144 | 0.148 | 0.154
Counterfactual | Dem_BB005 | GWh | SSEN (SHEPD) | Lunanhead |  | 1.178 | 1.315 | 1.497 | 1.718 | 1.977 | 2.23 | 2.544 | 2.861 | 3.357 | 3.777 | 4.245 | 4.742 | 5.265 | 5.679 | 6.133 | 6.628 | 7.155 | 7.71 | 7.893 | 8.388 | 8.879 | 9.36 | 9.859 | 9.873 | 10.307 | 10.704 | 11.087 | 11.455
Counterfactual | Dem_BB005 | GWh | SSEN (SHEPD) | Lyndhurst |  | 0.889 | 1.202 | 1.53 | 1.891 | 2.292 | 2.689 | 3.067 | 3.451 | 4.048 | 4.554 | 5.119 | 5.719 | 6.35 | 6.849 | 7.397 | 7.994 | 8.63 | 9.299 | 9.519 | 10.116 | 10.708 | 11.287 | 11.89 | 11.906 | 12.43 | 12.909 | 13.371 | 13.815
Counterfactual | Dem_BB005 | GWh | SSEN (SHEPD) | Macduff |  | 0.927 | 0.886 | 0.893 | 0.931 | 0.988 | 1.041 | 1.187 | 1.335 | 1.47 | 1.654 | 1.859 | 2.077 | 2.306 | 2.387 | 2.578 | 2.787 | 3.008 | 3.241 | 3.216 | 3.417 | 3.617 | 3.812 | 4.017 | 3.943 | 4.116 | 4.275 | 4.429 | 4.576
Counterfactual | Dem_BB005 | GWh | SSEN (SHEPD) | Milton of Craigie |  | 1.7 | 2.286 | 2.903 | 3.581 | 4.336 | 5.083 | 5.798 | 6.522 | 7.651 | 8.608 | 9.676 | 10.809 | 12.002 | 12.945 | 13.98 | 15.109 | 16.31 | 17.575 | 17.991 | 19.119 | 20.238 | 21.333 | 22.472 | 22.503 | 23.493 | 24.398 | 25.271 | 26.111
Counterfactual | Dem_BB005 | GWh | SSEN (SHEPD) | Mybster |  | 0.587 | 0.512 | 0.472 | 0.45 | 0.439 | 0.424 | 0.484 | 0.544 | 0.539 | 0.607 | 0.682 | 0.762 | 0.846 | 0.811 | 0.875 | 0.946 | 1.021 | 1.1 | 1.024 | 1.088 | 1.152 | 1.215 | 1.279 | 1.203 | 1.256 | 1.305 | 1.352 | 1.396
Counterfactual | Dem_BB005 | GWh | SSEN (SHEPD) | Nairn |  | 1.425 | 1.362 | 1.374 | 1.431 | 1.519 | 1.601 | 1.826 | 2.054 | 2.261 | 2.544 | 2.859 | 3.195 | 3.547 | 3.673 | 3.966 | 4.287 | 4.627 | 4.985 | 4.946 | 5.256 | 5.564 | 5.865 | 6.178 | 6.065 | 6.332 | 6.576 | 6.812 | 7.038
Counterfactual | Dem_BB005 | GWh | SSEN (SHEPD) | Orrin |  | 0 | 0 | 0 | 0 | 0 | 0 | 0 | 0 | 0 | 0 | 0 | 0 | 0 | 0 | 0 | 0 | 0 | 0 | 0 | 0 | 0 | 0 | 0 | 0 | 0 | 0 | 0 | 0
Counterfactual | Dem_BB005 | GWh | SSEN (SHEPD) | Persley |  | 2.081 | 2.681 | 3.33 | 4.052 | 4.862 | 5.661 | 6.339 | 6.846 | 7.72 | 8.854 | 10.101 | 11.443 | 12.849 | 13.803 | 14.693 | 15.614 | 16.502 | 17.228 | 17.75 | 18.672 | 19.719 | 20.817 | 21.73 | 22.135 | 22.764 | 23.099 | 23.287 | 23.316
Counterfactual | Dem_BB005 | GWh | SSEN (SHEPD) | Peterhead Grange |  | 0.149 | 0.192 | 0.238 | 0.29 | 0.348 | 0.405 | 0.455 | 0.49 | 0.554 | 0.634 | 0.724 | 0.82 | 0.921 | 0.99 | 1.053 | 1.119 | 1.182 | 1.234 | 1.272 | 1.338 | 1.413 | 1.492 | 1.557 | 1.586 | 1.631 | 1.655 | 1.669 | 1.671
Counterfactual | Dem_BB005 | GWh | SSEN (SHEPD) | Peterhead Shell |  | 0.381 | 0.491 | 0.61 | 0.742 | 0.89 | 1.037 | 1.162 | 1.254 | 1.414 | 1.621 | 1.85 | 2.096 | 2.354 | 2.529 | 2.692 | 2.86 | 3.022 | 3.155 | 3.251 | 3.42 | 3.611 | 3.812 | 3.98 | 4.054 | 4.17 | 4.231 | 4.265 | 4.271
Counterfactual | Dem_BB005 | GWh | SSEN (SHEPD) | Port Ann |  | 1.184 | 0.978 | 0.848 | 0.754 | 0.676 | 0.593 | 0.676 | 0.76 | 0.708 | 0.797 | 0.896 | 1.001 | 1.111 | 1.009 | 1.09 | 1.178 | 1.272 | 1.37 | 1.216 | 1.292 | 1.368 | 1.441 | 1.519 | 1.381 | 1.442 | 1.497 | 1.551 | 1.602
Counterfactual | Dem_BB005 | GWh | SSEN (SHEPD) | Quoich |  | 0.003 | 0.003 | 0.003 | 0.003 | 0.003 | 0.004 | 0.003 | 0.004 | 0.004 | 0.005 | 0.006 | 0.007 | 0.007 | 0.007 | 0.008 | 0.009 | 0.009 | 0.01 | 0.01 | 0.011 | 0.011 | 0.012 | 0.012 | 0.012 | 0.013 | 0.013 | 0.014 | 0.014
Counterfactual | Dem_BB005 | GWh | SSEN (SHEPD) | Rannoch |  | 0.038 | 0.033 | 0.031 | 0.03 | 0.03 | 0.029 | 0.033 | 0.037 | 0.044 | 0.049 | 0.055 | 0.062 | 0.069 | 0.074 | 0.079 | 0.086 | 0.093 | 0.1 | 0.102 | 0.109 | 0.115 | 0.122 | 0.128 | 0.129 | 0.134 | 0.139 | 0.144 | 0.149
Counterfactual | Dem_BB005 | GWh | SSEN (SHEPD) | Redmoss |  | 1.769 | 2.28 | 2.831 | 3.446 | 4.134 | 4.813 | 5.39 | 5.821 | 6.565 | 7.529 | 8.59 | 9.73 | 10.926 | 11.738 | 12.494 | 13.277 | 14.032 | 14.65 | 15.093 | 15.877 | 16.768 | 17.701 | 18.478 | 18.822 | 19.357 | 19.642 | 19.802 | 19.827
Counterfactual | Dem_BB005 | GWh | SSEN (SHEPD) | Rothienorman |  | 1.023 | 1.312 | 1.624 | 1.973 | 2.365 | 2.751 | 3.077 | 3.318 | 3.667 | 4.145 | 4.677 | 5.253 | 5.859 | 6.183 | 6.481 | 6.796 | 7.098 | 7.333 | 7.455 | 7.747 | 8.091 | 8.454 | 8.743 | 8.863 | 9.072 | 9.163 | 9.195 | 9.166
Counterfactual | Dem_BB005 | GWh | SSEN (SHEPD) | Shin |  | 0.079 | 0.068 | 0.063 | 0.06 | 0.058 | 0.056 | 0.064 | 0.073 | 0.072 | 0.081 | 0.091 | 0.101 | 0.112 | 0.108 | 0.117 | 0.126 | 0.136 | 0.146 | 0.137 | 0.145 | 0.153 | 0.162 | 0.17 | 0.16 | 0.167 | 0.174 | 0.18 | 0.186
Counterfactual | Dem_BB005 | GWh | SSEN (SHEPD) | Sloy |  | 0.192 | 0.159 | 0.138 | 0.122 | 0.11 | 0.096 | 0.111 | 0.124 | 0.115 | 0.13 | 0.145 | 0.163 | 0.181 | 0.164 | 0.177 | 0.192 | 0.207 | 0.222 | 0.198 | 0.21 | 0.222 | 0.234 | 0.247 | 0.225 | 0.234 | 0.243 | 0.252 | 0.26
Counterfactual | Dem_BB005 | GWh | SSEN (SHEPD) | St Fergus Gas Terminal |  | 0.203 | 0.262 | 0.325 | 0.396 | 0.475 | 0.554 | 0.621 | 0.669 | 0.755 | 0.867 | 0.988 | 1.12 | 1.257 | 1.351 | 1.438 | 1.527 | 1.615 | 1.686 | 1.737 | 1.827 | 1.93 | 2.037 | 2.126 | 2.165 | 2.227 | 2.26 | 2.278 | 2.281
Counterfactual | Dem_BB005 | GWh | SSEN (SHEPD) | Strichen |  | 0.757 | 0.976 | 1.211 | 1.474 | 1.768 | 2.059 | 2.307 | 2.49 | 2.809 | 3.221 | 3.674 | 4.163 | 4.674 | 5.022 | 5.345 | 5.68 | 6.003 | 6.268 | 6.457 | 6.793 | 7.174 | 7.573 | 7.905 | 8.053 | 8.281 | 8.403 | 8.471 | 8.482
Counterfactual | Dem_BB005 | GWh | SSEN (SHEPD) | Tarland |  | 0.852 | 1.098 | 1.364 | 1.66 | 1.991 | 2.319 | 2.597 | 2.805 | 3.162 | 3.627 | 4.138 | 4.687 | 5.264 | 5.655 | 6.02 | 6.397 | 6.759 | 7.058 | 7.271 | 7.649 | 8.078 | 8.528 | 8.902 | 9.068 | 9.325 | 9.463 | 9.54 | 9.552
Counterfactual | Dem_BB005 | GWh | SSEN (SHEPD) | Taynuilt |  | 2.032 | 1.678 | 1.455 | 1.293 | 1.159 | 1.018 | 1.161 | 1.305 | 1.216 | 1.368 | 1.537 | 1.717 | 1.908 | 1.731 | 1.87 | 2.021 | 2.182 | 2.351 | 2.087 | 2.218 | 2.348 | 2.475 | 2.607 | 2.37 | 2.474 | 2.57 | 2.662 | 2.75
Counterfactual | Dem_BB005 | GWh | SSEN (SHEPD) | Thurso |  | 2.549 | 2.224 | 2.052 | 1.957 | 1.905 | 1.843 | 2.101 | 2.364 | 2.344 | 2.636 | 2.964 | 3.31 | 3.676 | 3.52 | 3.802 | 4.11 | 4.436 | 4.78 | 4.448 | 4.727 | 5.004 | 5.275 | 5.556 | 5.227 | 5.457 | 5.668 | 5.87 | 6.065
Counterfactual | Dem_BB005 | GWh | SSEN (SHEPD) | Tummel Bridge |  | 0.513 | 0.51 | 0.532 | 0.571 | 0.622 | 0.671 | 0.765 | 0.86 | 1.009 | 1.135 | 1.275 | 1.425 | 1.582 | 1.706 | 1.842 | 1.991 | 2.15 | 2.317 | 2.371 | 2.52 | 2.668 | 2.812 | 2.962 | 2.966 | 3.096 | 3.216 | 3.331 | 3.442
Counterfactual | Dem_BB005 | GWh | SSEN (SHEPD) | Willowdale |  | 1.191 | 1.534 | 1.905 | 2.318 | 2.781 | 3.238 | 3.626 | 3.915 | 4.416 | 5.064 | 5.778 | 6.544 | 7.349 | 7.895 | 8.404 | 8.931 | 9.438 | 9.854 | 10.152 | 10.679 | 11.278 | 11.906 | 12.428 | 12.66 | 13.02 | 13.211 | 13.319 | 13.336
Counterfactual | Dem_BB005 | GWh | SSEN (SHEPD) | Woodhill |  | 1.906 | 2.456 | 3.049 | 3.71 | 4.451 | 5.182 | 5.805 | 6.268 | 7.069 | 8.107 | 9.249 | 10.477 | 11.765 | 12.639 | 13.454 | 14.298 | 15.109 | 15.775 | 16.253 | 17.097 | 18.055 | 19.061 | 19.898 | 20.268 | 20.844 | 21.151 | 21.323 | 21.35
Counterfactual | Dem_BB005 | GWh | SSEN South | Acton Lane 66kV |  | 0.689 | 0.969 | 1.257 | 1.571 | 1.919 | 2.263 | 2.56 | 2.792 | 3.285 | 3.902 | 4.565 | 5.262 | 5.986 | 6.5 | 6.966 | 7.432 | 7.864 | 8.208 | 8.502 | 8.916 | 9.393 | 9.885 | 10.288 | 10.562 | 10.818 | 10.939 | 10.983 | 10.952
Counterfactual | Dem_BB005 | GWh | SSEN South | Axminster_H |  | 0 | 0 | 0 | 0 | 0 | 0 | 0 | 0 | 0 | 0 | 0 | 0 | 0 | 0 | 0 | 0 | 0 | 0 | 0 | 0 | 0 | 0 | 0 | 0 | 0 | 0 | 0 | 0
Counterfactual | Dem_BB005 | GWh | SSEN South | Botley Wood |  | 3.878 | 4.364 | 4.995 | 5.757 | 6.642 | 7.509 | 8.565 | 9.635 | 10.076 | 11.337 | 12.743 | 14.234 | 15.806 | 17.235 | 18.614 | 20.117 | 21.716 | 23.399 | 25.219 | 26.799 | 28.367 | 29.902 | 31.5 | 33.84 | 35.329 | 36.689 | 38.003 | 39.264
Counterfactual | Dem_BB005 | GWh | SSEN South | Bramley |  | 7.209 | 7.747 | 8.589 | 9.668 | 10.955 | 12.21 | 13.926 | 15.666 | 16.257 | 18.29 | 20.559 | 22.966 | 25.501 | 25.458 | 27.495 | 29.714 | 32.078 | 34.564 | 34.999 | 37.193 | 39.369 | 41.5 | 43.716 | 44.686 | 46.653 | 48.45 | 50.184 | 51.85
Counterfactual | Dem_BB005 | GWh | SSEN South | Chickerell |  | 3.201 | 4.208 | 5.281 | 6.47 | 7.797 | 9.108 | 10.322 | 11.217 | 12.986 | 15.282 | 17.776 | 20.442 | 23.23 | 25.103 | 26.985 | 28.904 | 30.729 | 32.225 | 33.278 | 34.953 | 36.879 | 38.915 | 40.603 | 41.417 | 42.376 | 42.722 | 42.773 | 42.521
Counterfactual | Dem_BB005 | GWh | SSEN South | Cowley |  | 13.012 | 15.201 | 17.829 | 20.902 | 24.422 | 27.882 | 31.801 | 35.775 | 37.655 | 42.364 | 47.619 | 53.194 | 59.067 | 62.679 | 67.696 | 73.158 | 78.976 | 85.098 | 90.232 | 95.888 | 101.5 | 106.992 | 112.706 | 119.52 | 124.779 | 129.585 | 134.225 | 138.68
Counterfactual | Dem_BB005 | GWh | SSEN South | Ealing |  | 6.022 | 8.462 | 10.976 | 13.715 | 16.747 | 19.747 | 22.344 | 24.368 | 28.671 | 34.063 | 39.847 | 45.934 | 52.256 | 56.737 | 60.809 | 64.875 | 68.642 | 71.642 | 74.215 | 77.827 | 81.99 | 86.287 | 89.807 | 92.195 | 94.428 | 95.484 | 95.871 | 95.604
Counterfactual | Dem_BB005 | GWh | SSEN South | Fawley |  | 4.661 | 5.151 | 5.824 | 6.653 | 7.624 | 8.575 | 9.781 | 11.003 | 11.506 | 12.945 | 14.552 | 16.255 | 18.05 | 19.682 | 21.257 | 22.973 | 24.8 | 26.721 | 28.799 | 30.604 | 32.395 | 34.148 | 35.971 | 38.644 | 40.344 | 41.898 | 43.398 | 44.838
Counterfactual | Dem_BB005 | GWh | SSEN South | Fleet |  | 23.517 | 27.859 | 32.958 | 38.867 | 45.608 | 52.239 | 59.583 | 67.029 | 71.351 | 80.276 | 90.233 | 100.797 | 111.924 | 122.333 | 132.123 | 142.786 | 154.141 | 166.088 | 179.566 | 190.821 | 201.989 | 212.918 | 224.289 | 241.263 | 251.878 | 261.58 | 270.946 | 279.939
Counterfactual | Dem_BB005 | GWh | SSEN South | Iver 132kV |  | 4.606 | 5.638 | 6.802 | 8.127 | 9.626 | 11.102 | 12.664 | 14.245 | 15.199 | 17.1 | 19.221 | 21.471 | 23.842 | 26.672 | 28.807 | 31.132 | 33.608 | 36.213 | 39.749 | 42.241 | 44.713 | 47.132 | 49.65 | 54.031 | 56.409 | 58.582 | 60.679 | 62.693
Counterfactual | Dem_BB005 | GWh | SSEN South | Iver 66kV |  | 2.52 | 3.022 | 3.601 | 4.268 | 5.027 | 5.773 | 6.585 | 7.408 | 7.904 | 8.892 | 9.995 | 11.165 | 12.398 | 13.87 | 14.979 | 16.188 | 17.476 | 18.83 | 20.669 | 21.964 | 23.25 | 24.508 | 25.817 | 28.096 | 29.332 | 30.461 | 31.552 | 32.6
Counterfactual | Dem_BB005 | GWh | SSEN South | Laleham |  | 3.258 | 3.729 | 4.316 | 5.014 | 5.82 | 6.61 | 7.539 | 8.482 | 9.049 | 10.181 | 11.444 | 12.784 | 14.195 | 15.88 | 17.151 | 18.535 | 20.009 | 21.56 | 23.666 | 25.149 | 26.621 | 28.061 | 29.559 | 32.169 | 33.584 | 34.877 | 36.127 | 37.325
Counterfactual | Dem_BB005 | GWh | SSEN South | Lovedean |  | 13.651 | 15.973 | 18.753 | 22 | 25.717 | 29.372 | 33.501 | 37.687 | 39.412 | 44.342 | 49.841 | 55.677 | 61.823 | 67.414 | 72.81 | 78.686 | 84.944 | 91.528 | 98.642 | 104.824 | 110.96 | 116.963 | 123.209 | 132.364 | 138.188 | 143.51 | 148.649 | 153.582
Counterfactual | Dem_BB005 | GWh | SSEN South | Mannington |  | 20.627 | 27.119 | 34.033 | 41.693 | 50.243 | 58.69 | 66.515 | 72.28 | 83.677 | 98.476 | 114.544 | 131.726 | 149.683 | 161.752 | 173.883 | 186.249 | 198.004 | 207.647 | 214.436 | 225.223 | 237.635 | 250.756 | 261.633 | 266.879 | 273.054 | 275.291 | 275.615 | 273.991
Counterfactual | Dem_BB005 | GWh | SSEN South | Melksham |  | 14.396 | 16.069 | 18.293 | 21.001 | 24.159 | 27.252 | 31.083 | 34.966 | 36.647 | 41.23 | 46.345 | 51.771 | 57.486 | 59.601 | 64.371 | 69.566 | 75.098 | 80.919 | 83.928 | 89.189 | 94.409 | 99.517 | 104.832 | 109.158 | 113.961 | 118.35 | 122.588 | 126.657
Counterfactual | Dem_BB005 | GWh | SSEN South | Minety |  | 6.643 | 7.932 | 9.429 | 11.156 | 13.122 | 15.057 | 17.173 | 19.32 | 20.248 | 22.781 | 25.607 | 28.605 | 31.762 | 32.93 | 35.567 | 38.436 | 41.493 | 44.71 | 46.372 | 49.279 | 52.163 | 54.985 | 57.921 | 60.312 | 62.966 | 65.391 | 67.732 | 69.98
Counterfactual | Dem_BB005 | GWh | SSEN South | North Hyde |  | 2.207 | 2.749 | 3.351 | 4.03 | 4.796 | 5.551 | 6.331 | 7.122 | 7.599 | 8.549 | 9.609 | 10.734 | 11.919 | 13.335 | 14.402 | 15.564 | 16.802 | 18.104 | 19.872 | 21.118 | 22.353 | 23.563 | 24.821 | 27.012 | 28.2 | 29.287 | 30.336 | 31.342
Counterfactual | Dem_BB005 | GWh | SSEN South | Nursling |  | 10.785 | 11.715 | 13.087 | 14.817 | 16.864 | 18.864 | 21.515 | 24.204 | 25.312 | 28.478 | 32.01 | 35.758 | 39.705 | 43.296 | 46.762 | 50.536 | 54.554 | 58.782 | 63.352 | 67.323 | 71.263 | 75.119 | 79.13 | 85.009 | 88.75 | 92.168 | 95.468 | 98.637
Counterfactual | Dem_BB005 | GWh | UKPN Eastern | Amersham Main |  | 4.559 | 5.747 | 7.05 | 8.515 | 10.161 | 11.786 | 13.442 | 15.122 | 16.134 | 18.152 | 20.403 | 22.792 | 25.309 | 28.313 | 30.579 | 33.047 | 35.675 | 38.44 | 42.194 | 44.839 | 47.463 | 50.031 | 52.703 | 57.354 | 59.877 | 62.184 | 64.41 | 66.549
Counterfactual | Dem_BB005 | GWh | UKPN Eastern | Braintree |  | 9.807 | 11.019 | 12.6 | 14.512 | 16.734 | 18.912 | 21.571 | 24.267 | 25.34 | 28.509 | 32.045 | 35.797 | 39.749 | 40.655 | 43.908 | 47.452 | 51.226 | 55.196 | 56.991 | 60.563 | 64.108 | 67.576 | 71.185 | 73.923 | 77.175 | 80.148 | 83.018 | 85.773
Counterfactual | Dem_BB005 | GWh | UKPN Eastern | Bramford |  | 19.544 | 21.584 | 24.393 | 27.856 | 31.916 | 35.889 | 40.933 | 46.048 | 47.971 | 53.972 | 60.667 | 67.769 | 75.251 | 77.369 | 83.561 | 90.304 | 97.486 | 105.042 | 108.476 | 115.275 | 122.022 | 128.624 | 135.493 | 140.766 | 146.958 | 152.619 | 158.084 | 163.331
Counterfactual | Dem_BB005 | GWh | UKPN Eastern | Brimsdown |  | 3.664 | 4.279 | 5.017 | 5.88 | 6.87 | 7.842 | 8.944 | 10.062 | 10.531 | 11.849 | 13.318 | 14.877 | 16.52 | 18.314 | 19.78 | 21.376 | 23.076 | 24.865 | 27.13 | 28.829 | 30.517 | 32.169 | 33.886 | 36.748 | 38.365 | 39.842 | 41.269 | 42.638
Counterfactual | Dem_BB005 | GWh | UKPN Eastern | Burwell Main |  | 11.552 | 13.02 | 14.919 | 17.208 | 19.865 | 22.47 | 25.628 | 28.83 | 30.74 | 34.586 | 38.876 | 43.428 | 48.222 | 50.123 | 54.134 | 58.503 | 63.156 | 68.051 | 70.619 | 75.045 | 79.437 | 83.736 | 88.207 | 91.888 | 95.931 | 99.626 | 103.193 | 106.618
Counterfactual | Dem_BB005 | GWh | UKPN Eastern | Clacton |  | 0.914 | 1.01 | 1.141 | 1.303 | 1.493 | 1.679 | 1.914 | 2.153 | 2.243 | 2.525 | 2.837 | 3.169 | 3.52 | 3.619 | 3.908 | 4.224 | 4.56 | 4.913 | 5.074 | 5.391 | 5.707 | 6.016 | 6.337 | 6.583 | 6.873 | 7.138 | 7.394 | 7.639
Counterfactual | Dem_BB005 | GWh | UKPN Eastern | Eaton Socon |  | 9.532 | 11.442 | 13.645 | 16.179 | 19.058 | 21.893 | 24.971 | 28.092 | 29.659 | 33.369 | 37.507 | 41.898 | 46.524 | 50.271 | 54.295 | 58.676 | 63.343 | 68.253 | 73.867 | 78.497 | 83.091 | 87.587 | 92.265 | 99.382 | 103.755 | 107.751 | 111.61 | 115.314
Counterfactual | Dem_BB005 | GWh | UKPN Eastern | Elstree |  | 4.858 | 5.853 | 6.996 | 8.308 | 9.798 | 11.264 | 12.848 | 14.452 | 15.42 | 17.349 | 19.5 | 21.783 | 24.188 | 27.06 | 29.225 | 31.584 | 34.096 | 36.738 | 40.326 | 42.853 | 45.361 | 47.816 | 50.37 | 54.815 | 57.227 | 59.431 | 61.559 | 63.603
Counterfactual | Dem_BB005 | GWh | UKPN Eastern | Loudwater |  | 1.183 | 1.353 | 1.566 | 1.819 | 2.111 | 2.397 | 2.734 | 3.076 | 3.282 | 3.693 | 4.15 | 4.637 | 5.148 | 5.76 | 6.221 | 6.723 | 7.257 | 7.82 | 8.584 | 9.121 | 9.655 | 10.178 | 10.721 | 11.668 | 12.181 | 12.65 | 13.103 | 13.538
Counterfactual | Dem_BB005 | GWh | UKPN Eastern | Mill Hill |  | 9.302 | 11.127 | 13.242 | 15.679 | 18.451 | 21.179 | 24.157 | 27.176 | 28.994 | 32.621 | 36.667 | 40.96 | 45.482 | 50.882 | 54.953 | 59.389 | 64.112 | 69.08 | 75.827 | 80.579 | 85.296 | 89.911 | 94.712 | 103.072 | 107.606 | 111.751 | 115.752 | 119.594
Counterfactual | Dem_BB005 | GWh | UKPN Eastern | Norwich Main |  | 23.041 | 25.651 | 29.15 | 33.421 | 38.409 | 43.293 | 49.378 | 55.549 | 58.691 | 66.033 | 74.222 | 82.912 | 92.066 | 92.875 | 100.308 | 108.403 | 117.023 | 126.094 | 127.845 | 135.859 | 143.81 | 151.591 | 159.686 | 163.261 | 170.445 | 177.01 | 183.348 | 189.434
Counterfactual | Dem_BB005 | GWh | UKPN Eastern | Pelham |  | 4.918 | 5.716 | 6.682 | 7.816 | 9.117 | 10.396 | 11.857 | 13.34 | 14.183 | 15.957 | 17.936 | 20.037 | 22.248 | 23.778 | 25.682 | 27.754 | 29.962 | 32.284 | 34.348 | 36.501 | 38.638 | 40.728 | 42.903 | 45.581 | 47.586 | 49.419 | 51.189 | 52.887
Counterfactual | Dem_BB005 | GWh | UKPN Eastern | Rayleigh |  | 9.863 | 11.986 | 14.399 | 17.156 | 20.28 | 23.357 | 26.642 | 29.971 | 31.822 | 35.803 | 40.244 | 44.956 | 49.918 | 55.034 | 59.439 | 64.235 | 69.344 | 74.718 | 81.218 | 86.309 | 91.36 | 96.303 | 101.446 | 109.613 | 114.436 | 118.844 | 123.1 | 127.185
Counterfactual | Dem_BB005 | GWh | UKPN Eastern | Rye House |  | 4.196 | 5.069 | 6.068 | 7.213 | 8.512 | 9.792 | 11.168 | 12.563 | 13.158 | 14.805 | 16.641 | 18.589 | 20.641 | 22.572 | 24.379 | 26.347 | 28.442 | 30.646 | 33.42 | 35.515 | 37.593 | 39.628 | 41.743 | 45.244 | 47.235 | 49.054 | 50.81 | 52.497
Counterfactual | Dem_BB005 | GWh | UKPN Eastern | Sheringham Shoal |  | 4.348 | 4.841 | 5.501 | 6.307 | 7.248 | 8.169 | 9.317 | 10.482 | 11.074 | 12.46 | 14.006 | 15.645 | 17.372 | 17.525 | 18.928 | 20.455 | 22.081 | 23.793 | 24.124 | 25.636 | 27.136 | 28.605 | 30.132 | 30.807 | 32.162 | 33.401 | 34.597 | 35.745
Counterfactual | Dem_BB005 | GWh | UKPN Eastern | Sundon |  | 7.267 | 9.7 | 12.268 | 15.101 | 18.256 | 21.375 | 24.218 | 26.464 | 31.913 | 38.591 | 45.815 | 53.566 | 61.719 | 68.433 | 74.969 | 81.575 | 87.84 | 92.962 | 97.088 | 102.782 | 109.296 | 116.181 | 121.826 | 124.513 | 127.437 | 128.383 | 128.329 | 127.257
Counterfactual | Dem_BB005 | GWh | UKPN Eastern | Tilbury |  | 1.5 | 1.789 | 2.125 | 2.513 | 2.955 | 3.39 | 3.866 | 4.349 | 4.639 | 5.218 | 5.866 | 6.553 | 7.276 | 8.177 | 8.831 | 9.545 | 10.303 | 11.102 | 12.105 | 12.863 | 13.616 | 14.353 | 15.119 | 16.357 | 17.078 | 17.735 | 18.37 | 18.98
Counterfactual | Dem_BB005 | GWh | UKPN Eastern | Tottenham |  | 7.457 | 8.686 | 10.169 | 11.906 | 13.898 | 15.856 | 18.086 | 20.346 | 21.395 | 24.072 | 27.058 | 30.226 | 33.562 | 37.316 | 40.303 | 43.556 | 47.02 | 50.664 | 55.444 | 58.919 | 62.368 | 65.742 | 69.253 | 75.356 | 78.671 | 81.702 | 84.627 | 87.436
Counterfactual | Dem_BB005 | GWh | UKPN Eastern | Walpole (_A) |  | 9.754 | 10.376 | 11.417 | 12.779 | 14.415 | 16.008 | 18.26 | 20.542 | 21.633 | 24.339 | 27.357 | 30.561 | 33.934 | 33.873 | 36.585 | 39.537 | 42.681 | 45.989 | 46.519 | 49.435 | 52.328 | 55.16 | 58.105 | 59.287 | 61.896 | 64.28 | 66.581 | 68.791
Counterfactual | Dem_BB005 | GWh | UKPN Eastern | Warley |  | 5.887 | 7.553 | 9.357 | 11.372 | 13.629 | 15.857 | 18.087 | 20.347 | 21.789 | 24.515 | 27.556 | 30.782 | 34.181 | 38.277 | 41.341 | 44.677 | 48.23 | 51.968 | 57.055 | 60.631 | 64.179 | 67.652 | 71.265 | 77.541 | 80.952 | 84.071 | 87.081 | 89.971
Counterfactual | Dem_BB005 | GWh | UKPN Eastern | Watford South |  | 6.063 | 7.508 | 9.12 | 10.944 | 13.003 | 15.032 | 17.144 | 19.287 | 20.577 | 23.151 | 26.023 | 29.07 | 32.279 | 36.112 | 39.002 | 42.149 | 45.501 | 49.028 | 53.815 | 57.189 | 60.535 | 63.811 | 67.218 | 73.151 | 76.37 | 79.311 | 82.151 | 84.877
Counterfactual | Dem_BB005 | GWh | UKPN Eastern | West Thurrock |  | 1.487 | 1.732 | 2.028 | 2.374 | 2.771 | 3.162 | 3.606 | 4.056 | 4.266 | 4.799 | 5.395 | 6.026 | 6.692 | 7.44 | 8.035 | 8.684 | 9.374 | 10.101 | 11.054 | 11.747 | 12.435 | 13.108 | 13.808 | 15.025 | 15.686 | 16.29 | 16.873 | 17.433
Counterfactual | Dem_BB005 | GWh | UKPN Eastern | Wymondley |  | 5.394 | 6.535 | 7.836 | 9.325 | 11.014 | 12.677 | 14.46 | 16.266 | 17.296 | 19.459 | 21.873 | 24.433 | 27.131 | 28.996 | 31.317 | 33.845 | 36.536 | 39.368 | 41.886 | 44.512 | 47.116 | 49.666 | 52.319 | 55.583 | 58.029 | 60.264 | 62.421 | 64.494
Counterfactual | Dem_BB005 | GWh | UKPN London | Acton Lane 22kV |  | 1.197 | 1.682 | 2.182 | 2.726 | 3.328 | 3.924 | 4.441 | 4.843 | 5.698 | 6.77 | 7.919 | 9.13 | 10.386 | 11.276 | 12.086 | 12.894 | 13.643 | 14.239 | 14.75 | 15.468 | 16.296 | 17.15 | 17.849 | 18.324 | 18.767 | 18.978 | 19.054 | 19.001
Counterfactual | Dem_BB005 | GWh | UKPN London | Barking |  | 3.057 | 3.561 | 4.169 | 4.881 | 5.698 | 6.5 | 7.413 | 8.34 | 8.77 | 9.867 | 11.091 | 12.39 | 13.757 | 15.297 | 16.521 | 17.854 | 19.273 | 20.768 | 22.727 | 24.152 | 25.565 | 26.948 | 28.387 | 30.889 | 32.248 | 33.49 | 34.689 | 35.84
Counterfactual | Dem_BB005 | GWh | UKPN London | Barking West |  | 4.279 | 4.984 | 5.835 | 6.832 | 7.976 | 9.099 | 10.377 | 11.675 | 12.277 | 13.812 | 15.526 | 17.343 | 19.258 | 21.412 | 23.126 | 24.992 | 26.98 | 29.071 | 31.814 | 33.809 | 35.787 | 37.723 | 39.738 | 43.239 | 45.142 | 46.881 | 48.559 | 50.171
Counterfactual | Dem_BB005 | GWh | UKPN London | Beddington (_C) |  | 5.326 | 7.473 | 9.687 | 12.099 | 14.769 | 17.412 | 19.859 | 22.34 | 24.143 | 27.163 | 30.533 | 34.107 | 37.872 | 42.776 | 46.2 | 49.929 | 53.899 | 58.077 | 63.808 | 67.807 | 71.776 | 75.659 | 79.7 | 86.763 | 90.58 | 94.069 | 97.437 | 100.671
Counterfactual | Dem_BB005 | GWh | UKPN London | Canal Bank |  | 0.852 | 1.197 | 1.552 | 1.939 | 2.367 | 2.791 | 3.158 | 3.445 | 4.053 | 4.815 | 5.633 | 6.493 | 7.387 | 8.02 | 8.596 | 9.171 | 9.704 | 10.127 | 10.491 | 11.002 | 11.59 | 12.198 | 12.695 | 13.032 | 13.348 | 13.498 | 13.552 | 13.514
Counterfactual | Dem_BB005 | GWh | UKPN London | City Road |  | 9.861 | 13.855 | 17.972 | 22.456 | 27.419 | 32.331 | 36.584 | 39.899 | 46.945 | 55.774 | 65.243 | 75.211 | 85.562 | 92.898 | 99.567 | 106.224 | 112.392 | 117.305 | 121.517 | 127.431 | 134.247 | 141.283 | 147.046 | 150.956 | 154.613 | 156.341 | 156.976 | 156.538
Counterfactual | Dem_BB005 | GWh | UKPN London | Greenford |  | 1.08 | 1.517 | 1.967 | 2.458 | 3.001 | 3.538 | 4.003 | 4.366 | 5.136 | 6.103 | 7.138 | 8.229 | 9.362 | 10.165 | 10.895 | 11.623 | 12.298 | 12.835 | 13.296 | 13.943 | 14.689 | 15.459 | 16.09 | 16.518 | 16.918 | 17.107 | 17.177 | 17.128
Counterfactual | Dem_BB005 | GWh | UKPN London | Hackney 132kV |  | 2.788 | 3.248 | 3.802 | 4.452 | 5.197 | 5.929 | 6.762 | 7.608 | 8 | 9.001 | 10.118 | 11.302 | 12.549 | 13.953 | 15.07 | 16.286 | 17.581 | 18.944 | 20.731 | 22.031 | 23.32 | 24.582 | 25.895 | 28.177 | 29.416 | 30.55 | 31.644 | 32.694
Counterfactual | Dem_BB005 | GWh | UKPN London | Hackney 66kV |  | 3.384 | 3.941 | 4.614 | 5.402 | 6.306 | 7.194 | 8.205 | 9.231 | 9.707 | 10.921 | 12.276 | 13.713 | 15.227 | 16.93 | 18.286 | 19.761 | 21.333 | 22.986 | 25.154 | 26.732 | 28.296 | 29.827 | 31.42 | 34.188 | 35.693 | 37.067 | 38.395 | 39.669
Counterfactual | Dem_BB005 | GWh | UKPN London | Hurst |  | 2.948 | 3.767 | 4.656 | 5.651 | 6.766 | 7.867 | 8.973 | 10.094 | 10.909 | 12.273 | 13.796 | 15.411 | 17.112 | 19.328 | 20.875 | 22.56 | 24.354 | 26.242 | 28.831 | 30.638 | 32.432 | 34.186 | 36.012 | 39.203 | 40.928 | 42.504 | 44.026 | 45.487
Counterfactual | Dem_BB005 | GWh | UKPN London | Islington |  | 7.22 | 10.096 | 13.066 | 16.305 | 19.891 | 23.441 | 26.497 | 28.875 | 34.256 | 40.914 | 48.037 | 55.526 | 63.299 | 69.019 | 74.232 | 79.426 | 84.246 | 88.116 | 91.433 | 96.027 | 101.299 | 106.738 | 111.214 | 113.985 | 116.56 | 117.676 | 117.971 | 117.461
Counterfactual | Dem_BB005 | GWh | UKPN London | Littlebrook (_C) |  | 0.773 | 0.929 | 1.107 | 1.313 | 1.547 | 1.777 | 2.027 | 2.281 | 2.465 | 2.773 | 3.117 | 3.481 | 3.866 | 4.367 | 4.716 | 5.097 | 5.502 | 5.928 | 6.513 | 6.922 | 7.327 | 7.723 | 8.136 | 8.856 | 9.247 | 9.602 | 9.946 | 10.277
Counterfactual | Dem_BB005 | GWh | UKPN London | Lodge Road |  | 6.906 | 9.703 | 12.586 | 15.727 | 19.203 | 22.643 | 25.621 | 27.943 | 32.877 | 39.06 | 45.693 | 52.672 | 59.922 | 65.06 | 69.73 | 74.392 | 78.712 | 82.152 | 85.102 | 89.244 | 94.018 | 98.945 | 102.981 | 105.719 | 108.281 | 109.491 | 109.936 | 109.628
Counterfactual | Dem_BB005 | GWh | UKPN London | New Cross |  | 9.195 | 10.553 | 12.238 | 14.235 | 16.536 | 18.796 | 21.438 | 24.118 | 25.359 | 28.531 | 32.07 | 35.825 | 39.78 | 44.079 | 47.608 | 51.45 | 55.541 | 59.846 | 65.224 | 69.312 | 73.368 | 77.338 | 81.468 | 88.411 | 92.301 | 95.856 | 99.288 | 102.584
Counterfactual | Dem_BB005 | GWh | UKPN London | Perivale |  | 0.983 | 1.381 | 1.792 | 2.239 | 2.733 | 3.223 | 3.647 | 3.977 | 4.679 | 5.559 | 6.503 | 7.496 | 8.528 | 9.259 | 9.924 | 10.588 | 11.203 | 11.692 | 12.112 | 12.701 | 13.38 | 14.082 | 14.656 | 15.046 | 15.41 | 15.582 | 15.646 | 15.602
Counterfactual | Dem_BB005 | GWh | UKPN London | Redbridge |  | 2.742 | 3.194 | 3.739 | 4.378 | 5.111 | 5.831 | 6.649 | 7.481 | 7.867 | 8.851 | 9.949 | 11.114 | 12.34 | 13.721 | 14.819 | 16.015 | 17.288 | 18.629 | 20.386 | 21.664 | 22.932 | 24.173 | 25.464 | 27.708 | 28.927 | 30.041 | 31.117 | 32.149
Counterfactual | Dem_BB005 | GWh | UKPN London | St John's Wood |  | 9.557 | 13.427 | 17.416 | 21.761 | 26.571 | 31.331 | 35.452 | 38.665 | 45.493 | 54.048 | 63.226 | 72.884 | 82.915 | 90.024 | 96.486 | 102.938 | 108.916 | 113.676 | 117.758 | 123.489 | 130.095 | 136.912 | 142.497 | 146.287 | 149.831 | 151.505 | 152.12 | 151.696
Counterfactual | Dem_BB005 | GWh | UKPN London | Wesley Avenue (Willesden) |  | 2.38 | 3.343 | 4.337 | 5.418 | 6.616 | 7.801 | 8.828 | 9.626 | 11.327 | 13.457 | 15.742 | 18.147 | 20.644 | 22.415 | 24.023 | 25.629 | 27.117 | 28.303 | 29.319 | 30.746 | 32.391 | 34.088 | 35.478 | 36.422 | 37.304 | 37.721 | 37.875 | 37.769
Counterfactual | Dem_BB005 | GWh | UKPN London | West Ham |  | 6.01 | 7.001 | 8.196 | 9.596 | 11.202 | 12.779 | 14.576 | 16.397 | 17.244 | 19.401 | 21.806 | 24.36 | 27.049 | 30.075 | 32.482 | 35.103 | 37.895 | 40.832 | 44.684 | 47.485 | 50.264 | 52.984 | 55.813 | 60.732 | 63.404 | 65.846 | 68.204 | 70.468
Counterfactual | Dem_BB005 | GWh | UKPN London | Willesden 132kV |  | 6.576 | 9.24 | 11.985 | 14.975 | 18.284 | 21.56 | 24.396 | 26.607 | 31.305 | 37.191 | 43.507 | 50.153 | 57.056 | 61.948 | 66.395 | 70.834 | 74.948 | 78.223 | 81.033 | 84.976 | 89.522 | 94.213 | 98.056 | 100.664 | 103.102 | 104.254 | 104.678 | 104.386
Counterfactual | Dem_BB005 | GWh | UKPN London | Willesden 66kV |  | 1.955 | 2.746 | 3.562 | 4.45 | 5.434 | 6.408 | 7.251 | 7.908 | 9.304 | 11.053 | 12.931 | 14.907 | 16.958 | 18.411 | 19.733 | 21.052 | 22.276 | 23.248 | 24.084 | 25.256 | 26.607 | 28.001 | 29.143 | 29.918 | 30.643 | 30.986 | 31.111 | 31.025
Counterfactual | Dem_BB005 | GWh | UKPN London | Wimbledon North |  | 3.195 | 3.668 | 4.253 | 4.947 | 5.748 | 6.533 | 7.451 | 8.382 | 8.813 | 9.916 | 11.145 | 12.451 | 13.825 | 15.32 | 16.546 | 17.881 | 19.303 | 20.799 | 22.668 | 24.089 | 25.498 | 26.878 | 28.313 | 30.727 | 32.079 | 33.314 | 34.507 | 35.652
Counterfactual | Dem_BB005 | GWh | UKPN London | Wimbledon South |  | 14.056 | 16.133 | 18.708 | 21.761 | 25.28 | 28.734 | 32.773 | 36.87 | 38.767 | 43.617 | 49.026 | 54.766 | 60.812 | 67.386 | 72.778 | 78.651 | 84.907 | 91.488 | 99.709 | 105.958 | 112.159 | 118.228 | 124.542 | 135.155 | 141.101 | 146.536 | 151.784 | 156.821
Counterfactual | Dem_BB005 | GWh | UKPN South East | Beddington (_J) |  | 13.065 | 15.945 | 19.204 | 22.919 | 27.124 | 31.267 | 35.662 | 40.118 | 43.355 | 48.778 | 54.828 | 61.248 | 68.009 | 76.816 | 82.964 | 89.659 | 96.789 | 104.291 | 114.583 | 121.765 | 128.891 | 135.865 | 143.121 | 155.803 | 162.658 | 168.924 | 174.972 | 180.779
Counterfactual | Dem_BB005 | GWh | UKPN South East | Bolney |  | 21.448 | 24.922 | 29.129 | 34.069 | 39.738 | 45.309 | 51.678 | 58.136 | 61.183 | 68.836 | 77.374 | 86.433 | 95.974 | 103.768 | 112.075 | 121.119 | 130.75 | 140.885 | 150.814 | 160.268 | 169.647 | 178.826 | 188.376 | 201.302 | 210.159 | 218.254 | 226.069 | 233.572
Counterfactual | Dem_BB005 | GWh | UKPN South East | Canterbury |  | 3.571 | 4.073 | 4.704 | 5.457 | 6.326 | 7.179 | 8.188 | 9.212 | 9.866 | 11.099 | 12.477 | 13.937 | 15.476 | 17.182 | 18.557 | 20.055 | 21.649 | 23.327 | 25.378 | 26.969 | 28.547 | 30.092 | 31.698 | 34.254 | 35.761 | 37.138 | 38.468 | 39.744
Counterfactual | Dem_BB005 | GWh | UKPN South East | Chessington |  | 7.067 | 9.334 | 11.742 | 14.405 | 17.377 | 20.313 | 23.169 | 26.064 | 28.166 | 31.689 | 35.621 | 39.79 | 44.183 | 49.904 | 53.899 | 58.249 | 62.88 | 67.754 | 74.44 | 79.106 | 83.736 | 88.267 | 92.98 | 101.22 | 105.673 | 109.744 | 113.673 | 117.446
Counterfactual | Dem_BB005 | GWh | UKPN South East | Kemsley |  | 3.492 | 4.013 | 4.657 | 5.42 | 6.299 | 7.163 | 8.17 | 9.19 | 9.758 | 10.979 | 12.34 | 13.785 | 15.307 | 16.489 | 17.809 | 19.246 | 20.777 | 22.387 | 24.189 | 25.705 | 27.21 | 28.682 | 30.213 | 32.483 | 33.912 | 35.218 | 36.479 | 37.69
Counterfactual | Dem_BB005 | GWh | UKPN South East | Kingsnorth |  | 5.67 | 7.41 | 9.271 | 11.335 | 13.642 | 15.92 | 18.158 | 20.428 | 21.777 | 24.501 | 27.54 | 30.764 | 34.161 | 37.828 | 40.856 | 44.152 | 47.664 | 51.358 | 56.253 | 59.778 | 63.277 | 66.701 | 70.263 | 76.341 | 79.7 | 82.77 | 85.734 | 88.579
Counterfactual | Dem_BB005 | GWh | UKPN South East | Littlebrook (_J) |  | 2.387 | 3.247 | 4.146 | 5.132 | 6.229 | 7.313 | 8.34 | 9.383 | 10.14 | 11.408 | 12.824 | 14.325 | 15.906 | 17.966 | 19.404 | 20.97 | 22.637 | 24.393 | 26.799 | 28.479 | 30.146 | 31.777 | 33.474 | 36.44 | 38.044 | 39.509 | 40.923 | 42.282
Counterfactual | Dem_BB005 | GWh | UKPN South East | Ninfield |  | 12.817 | 14.277 | 16.231 | 18.614 | 21.397 | 24.122 | 27.513 | 30.95 | 32.573 | 36.647 | 41.192 | 46.016 | 51.095 | 55.244 | 59.666 | 64.482 | 69.609 | 75.005 | 80.291 | 85.324 | 90.317 | 95.204 | 100.288 | 107.17 | 111.885 | 116.194 | 120.355 | 124.35
Counterfactual | Dem_BB005 | GWh | UKPN South East | Northfleet East |  | 5.669 | 6.813 | 8.13 | 9.644 | 11.364 | 13.058 | 14.893 | 16.754 | 17.861 | 20.095 | 22.586 | 25.231 | 28.017 | 31.024 | 33.508 | 36.211 | 39.091 | 42.122 | 46.136 | 49.027 | 51.897 | 54.704 | 57.626 | 62.611 | 65.366 | 67.883 | 70.314 | 72.648
Counterfactual | Dem_BB005 | GWh | UKPN South East | Richborough |  | 4.566 | 5.522 | 6.614 | 7.865 | 9.284 | 10.682 | 12.183 | 13.706 | 14.679 | 16.515 | 18.564 | 20.737 | 23.026 | 25.564 | 27.61 | 29.838 | 32.211 | 34.707 | 37.758 | 40.125 | 42.474 | 44.772 | 47.163 | 50.964 | 53.206 | 55.256 | 57.234 | 59.134
Counterfactual | Dem_BB005 | GWh | UKPN South East | Sellindge |  | 5.336 | 6.158 | 7.167 | 8.357 | 9.726 | 11.071 | 12.627 | 14.205 | 14.82 | 16.674 | 18.741 | 20.936 | 23.247 | 24.422 | 26.376 | 28.505 | 30.771 | 33.157 | 35.182 | 37.387 | 39.575 | 41.717 | 43.944 | 46.667 | 48.721 | 50.597 | 52.409 | 54.148
Counterfactual | Dem_BB005 | GWh | UKPN South East | West Weybridge |  | 7.023 | 8.066 | 9.357 | 10.887 | 12.65 | 14.381 | 16.403 | 18.453 | 19.941 | 22.436 | 25.218 | 28.17 | 31.28 | 35.331 | 38.159 | 41.238 | 44.518 | 47.969 | 52.702 | 56.005 | 59.284 | 62.491 | 65.828 | 71.661 | 74.815 | 77.697 | 80.479 | 83.15
Counterfactual | Dem_BB006 | GWh | Electricity North West | Bredbury |  | 17.236 | 22.093 | 28.657 | 36.873 | 46.625 | 58.301 | 71.981 | 85.951 | 101.287 | 118.035 | 136.141 | 155.23 | 175.226 | 198.048 | 222.292 | 246.534 | 269.978 | 290.542 | 309.493 | 326.293 | 340.926 | 353.13 | 363.272 | 367.286 | 368.805 | 369.988 | 370.951 | 371.801
Counterfactual | Dem_BB006 | GWh | Electricity North West | Harker |  | 12.421 | 16.116 | 21.652 | 29.441 | 39.963 | 54.24 | 73.176 | 87.378 | 102.969 | 119.995 | 138.401 | 157.808 | 178.136 | 201.336 | 225.983 | 250.628 | 274.461 | 295.367 | 314.632 | 331.711 | 346.588 | 358.994 | 369.305 | 373.385 | 374.929 | 376.132 | 377.111 | 377.975
Counterfactual | Dem_BB006 | GWh | Electricity North West | Heysham (NGET) |  | 6.517 | 8.4 | 11.075 | 14.628 | 19.151 | 24.968 | 32.311 | 38.582 | 45.467 | 52.984 | 61.112 | 69.681 | 78.657 | 88.901 | 99.784 | 110.667 | 121.19 | 130.421 | 138.928 | 146.469 | 153.038 | 158.516 | 163.069 | 164.871 | 165.552 | 166.083 | 166.516 | 166.898
Counterfactual | Dem_BB006 | GWh | Electricity North West | Hutton |  | 12.471 | 16.205 | 21.869 | 29.931 | 40.948 | 56.043 | 76.235 | 91.03 | 107.272 | 125.01 | 144.186 | 164.403 | 185.581 | 209.751 | 235.427 | 261.103 | 285.931 | 307.711 | 327.781 | 345.574 | 361.072 | 373.997 | 384.739 | 388.989 | 390.598 | 391.851 | 392.871 | 393.772
Counterfactual | Dem_BB006 | GWh | Electricity North West | Kearsley 132kV |  | 18.639 | 24.096 | 32.043 | 42.895 | 57.122 | 75.924 | 100.281 | 119.743 | 141.109 | 164.441 | 189.665 | 216.26 | 244.118 | 275.911 | 309.687 | 343.461 | 376.121 | 404.771 | 431.172 | 454.577 | 474.964 | 491.965 | 506.095 | 511.686 | 513.803 | 515.45 | 516.792 | 517.977
Counterfactual | Dem_BB006 | GWh | Electricity North West | Kearsley 33kV |  | 18.639 | 24.096 | 32.043 | 42.895 | 57.122 | 75.924 | 100.281 | 119.743 | 141.109 | 164.441 | 189.665 | 216.26 | 244.118 | 275.911 | 309.687 | 343.461 | 376.121 | 404.771 | 431.172 | 454.577 | 474.964 | 491.965 | 506.095 | 511.686 | 513.803 | 515.45 | 516.792 | 517.977
Counterfactual | Dem_BB006 | GWh | Electricity North West | Kirkby (_G) |  | 3.753 | 4.836 | 6.372 | 8.407 | 10.991 | 14.308 | 18.484 | 22.072 | 26.01 | 30.311 | 34.96 | 39.862 | 44.997 | 50.858 | 57.084 | 63.309 | 69.329 | 74.61 | 79.476 | 83.791 | 87.548 | 90.682 | 93.287 | 94.317 | 94.707 | 95.011 | 95.259 | 95.477
Counterfactual | Dem_BB006 | GWh | Electricity North West | Macclesfield |  | 8.124 | 10.338 | 13.119 | 16.268 | 19.51 | 22.74 | 25.669 | 30.65 | 36.119 | 42.092 | 48.548 | 55.356 | 62.487 | 70.625 | 79.27 | 87.915 | 96.275 | 103.609 | 110.367 | 116.358 | 121.576 | 125.928 | 129.545 | 130.976 | 131.518 | 131.939 | 132.283 | 132.586
Counterfactual | Dem_BB006 | GWh | Electricity North West | Ormonde |  | 3.259 | 4.2 | 5.538 | 7.314 | 9.576 | 12.484 | 16.156 | 19.291 | 22.733 | 26.492 | 30.556 | 34.841 | 39.329 | 44.451 | 49.892 | 55.333 | 60.595 | 65.211 | 69.464 | 73.235 | 76.519 | 79.258 | 81.534 | 82.435 | 82.776 | 83.042 | 83.258 | 83.449
Counterfactual | Dem_BB006 | GWh | Electricity North West | Padiham |  | 23.923 | 30.814 | 40.547 | 53.39 | 69.621 | 90.348 | 116.336 | 138.914 | 163.701 | 190.768 | 220.031 | 250.884 | 283.202 | 320.085 | 359.269 | 398.45 | 436.339 | 469.576 | 500.204 | 527.357 | 551.007 | 570.731 | 587.122 | 593.609 | 596.064 | 597.976 | 599.533 | 600.907
Counterfactual | Dem_BB006 | GWh | Electricity North West | Penwortham East |  | 11.92 | 15.393 | 20.406 | 27.186 | 35.983 | 47.503 | 62.298 | 74.388 | 87.662 | 102.156 | 117.827 | 134.348 | 151.654 | 171.405 | 192.388 | 213.37 | 233.659 | 251.458 | 267.859 | 282.399 | 295.064 | 305.626 | 314.404 | 317.877 | 319.192 | 320.216 | 321.049 | 321.785
Counterfactual | Dem_BB006 | GWh | Electricity North West | Penwortham West |  | 7.598 | 9.811 | 13.007 | 17.328 | 22.935 | 30.278 | 39.708 | 47.414 | 55.874 | 65.113 | 75.101 | 85.631 | 96.662 | 109.251 | 122.625 | 135.999 | 148.931 | 160.275 | 170.729 | 179.997 | 188.069 | 194.801 | 200.396 | 202.61 | 203.448 | 204.101 | 204.632 | 205.101
Counterfactual | Dem_BB006 | GWh | Electricity North West | Robin Rigg |  | 12.421 | 16.116 | 21.652 | 29.441 | 39.963 | 54.24 | 73.176 | 87.378 | 102.969 | 119.995 | 138.401 | 157.808 | 178.136 | 201.336 | 225.983 | 250.628 | 274.461 | 295.367 | 314.632 | 331.711 | 346.588 | 358.994 | 369.305 | 373.385 | 374.929 | 376.132 | 377.111 | 377.975
Counterfactual | Dem_BB006 | GWh | Electricity North West | Rochdale |  | 13.883 | 17.947 | 23.866 | 31.949 | 42.545 | 56.55 | 74.691 | 89.187 | 105.1 | 122.478 | 141.266 | 161.074 | 181.823 | 205.504 | 230.661 | 255.816 | 280.142 | 301.481 | 321.145 | 338.578 | 353.762 | 366.425 | 376.949 | 381.114 | 382.69 | 383.917 | 384.917 | 385.799
Counterfactual | Dem_BB006 | GWh | Electricity North West | South Manchester |  | 15.075 | 19.323 | 25.064 | 32.249 | 40.778 | 50.991 | 62.955 | 75.173 | 88.586 | 103.234 | 119.069 | 135.765 | 153.254 | 173.213 | 194.417 | 215.62 | 236.124 | 254.11 | 270.684 | 285.378 | 298.176 | 308.849 | 317.72 | 321.23 | 322.559 | 323.593 | 324.436 | 325.179
Counterfactual | Dem_BB006 | GWh | Electricity North West | Stalybridge |  | 21.324 | 27.572 | 36.69 | 49.162 | 65.544 | 87.234 | 115.376 | 137.767 | 162.349 | 189.194 | 218.215 | 248.813 | 280.864 | 317.443 | 356.304 | 395.161 | 432.738 | 465.7 | 496.075 | 523.004 | 546.459 | 566.02 | 582.276 | 588.709 | 591.144 | 593.04 | 594.584 | 595.947
Counterfactual | Dem_BB006 | GWh | Electricity North West | Stanah |  | 7.598 | 9.811 | 13.007 | 17.328 | 22.935 | 30.278 | 39.708 | 47.414 | 55.874 | 65.113 | 75.101 | 85.631 | 96.662 | 109.251 | 122.625 | 135.999 | 148.931 | 160.275 | 170.729 | 179.997 | 188.069 | 194.801 | 200.396 | 202.61 | 203.448 | 204.101 | 204.632 | 205.101
Counterfactual | Dem_BB006 | GWh | Electricity North West | Walney 2 |  | 7.598 | 9.811 | 13.007 | 17.328 | 22.935 | 30.278 | 39.708 | 47.414 | 55.874 | 65.113 | 75.101 | 85.631 | 96.662 | 109.251 | 122.625 | 135.999 | 148.931 | 160.275 | 170.729 | 179.997 | 188.069 | 194.801 | 200.396 | 202.61 | 203.448 | 204.101 | 204.632 | 205.101
Counterfactual | Dem_BB006 | GWh | Electricity North West | Washway Farm |  | 3.753 | 4.836 | 6.372 | 8.407 | 10.991 | 14.308 | 18.484 | 22.072 | 26.01 | 30.311 | 34.96 | 39.862 | 44.997 | 50.858 | 57.084 | 63.309 | 69.329 | 74.61 | 79.476 | 83.791 | 87.548 | 90.682 | 93.287 | 94.317 | 94.707 | 95.011 | 95.259 | 95.477
Counterfactual | Dem_BB006 | GWh | Electricity North West | Whitegate |  | 9.301 | 12.024 | 15.99 | 21.405 | 28.504 | 37.886 | 50.04 | 59.751 | 70.413 | 82.055 | 94.642 | 107.913 | 121.814 | 137.679 | 154.533 | 171.386 | 187.683 | 201.979 | 215.153 | 226.832 | 237.005 | 245.489 | 252.54 | 255.33 | 256.386 | 257.208 | 257.878 | 258.469
Counterfactual | Dem_BB006 | GWh | IDNO - Refer to Comment Field | Tynemouth 2 |  | 2.137 | 2.763 | 3.675 | 4.92 | 6.553 | 8.711 | 11.508 | 13.741 | 16.193 | 18.87 | 21.765 | 24.817 | 28.013 | 31.662 | 35.538 | 39.414 | 43.161 | 46.449 | 49.479 | 52.165 | 54.504 | 56.455 | 58.076 | 58.718 | 58.961 | 59.15 | 59.304 | 59.44 | Note: TYNE2 is operated by an IDNO allocated to GSP Group/licence area F
Counterfactual | Dem_BB006 | GWh | NGED East Midlands | Berkswell |  | 38.709 | 49.68 | 64.682 | 83.734 | 106.759 | 134.868 | 168.512 | 201.216 | 237.119 | 276.327 | 318.714 | 363.404 | 410.216 | 463.642 | 520.399 | 577.153 | 632.035 | 680.178 | 724.543 | 763.873 | 798.131 | 826.7 | 850.444 | 859.84 | 863.396 | 866.165 | 868.42 | 870.411
Counterfactual | Dem_BB006 | GWh | NGED East Midlands | Bicker Fen |  | 14.681 | 18.964 | 25.161 | 33.564 | 44.499 | 58.855 | 77.338 | 92.347 | 108.824 | 126.818 | 146.272 | 166.782 | 188.266 | 212.785 | 238.834 | 264.881 | 290.068 | 312.163 | 332.524 | 350.575 | 366.297 | 379.409 | 390.306 | 394.618 | 396.25 | 397.521 | 398.556 | 399.47
Counterfactual | Dem_BB006 | GWh | NGED East Midlands | Chesterfield |  | 34.827 | 44.848 | 58.971 | 77.562 | 100.992 | 130.834 | 168.153 | 200.787 | 236.614 | 275.738 | 318.035 | 362.629 | 409.342 | 462.654 | 519.29 | 575.923 | 630.688 | 678.728 | 722.998 | 762.245 | 796.429 | 824.938 | 848.631 | 858.007 | 861.555 | 864.319 | 866.569 | 868.556
Counterfactual | Dem_BB006 | GWh | NGED East Midlands | Coventry |  | 50.352 | 64.623 | 84.136 | 108.919 | 138.87 | 175.434 | 219.197 | 261.737 | 308.44 | 359.44 | 414.577 | 472.708 | 533.6 | 603.096 | 676.924 | 750.748 | 822.138 | 884.762 | 942.47 | 993.63 | 1038.191 | 1075.354 | 1106.239 | 1118.461 | 1123.087 | 1126.689 | 1129.622 | 1132.212
Counterfactual | Dem_BB006 | GWh | NGED East Midlands | Drakelow |  | 12.39 | 15.982 | 21.119 | 27.993 | 36.814 | 48.245 | 62.783 | 74.968 | 88.345 | 102.952 | 118.745 | 135.395 | 152.836 | 172.741 | 193.887 | 215.032 | 235.48 | 253.417 | 269.946 | 284.6 | 297.363 | 308.007 | 316.854 | 320.354 | 321.679 | 322.711 | 323.551 | 324.293
Counterfactual | Dem_BB006 | GWh | NGED East Midlands | East Claydon (_B) |  | 61.223 | 77.806 | 98.335 | 121.062 | 143.624 | 164.835 | 182.049 | 217.38 | 256.167 | 298.524 | 344.317 | 392.596 | 443.169 | 500.886 | 562.203 | 623.515 | 682.806 | 734.817 | 782.745 | 825.235 | 862.244 | 893.109 | 918.759 | 928.91 | 932.752 | 935.744 | 938.18 | 940.331
Counterfactual | Dem_BB006 | GWh | NGED East Midlands | Enderby |  | 21.972 | 28.344 | 37.457 | 49.657 | 65.32 | 85.625 | 111.457 | 133.088 | 156.835 | 182.768 | 210.804 | 240.362 | 271.325 | 306.662 | 344.202 | 381.74 | 418.04 | 449.883 | 479.226 | 505.24 | 527.899 | 546.795 | 562.5 | 568.714 | 571.067 | 572.898 | 574.39 | 575.707
Counterfactual | Dem_BB006 | GWh | NGED East Midlands | Grendon |  | 81.539 | 104.402 | 134.978 | 172.738 | 216.802 | 268.568 | 327.907 | 391.545 | 461.41 | 537.703 | 620.185 | 707.146 | 798.238 | 902.199 | 1012.642 | 1123.079 | 1229.875 | 1323.556 | 1409.884 | 1486.417 | 1553.079 | 1608.672 | 1654.874 | 1673.158 | 1680.078 | 1685.467 | 1689.854 | 1693.729
Counterfactual | Dem_BB006 | GWh | NGED East Midlands | Ratcliffe |  | 26.102 | 33.555 | 43.899 | 57.275 | 73.79 | 94.404 | 119.659 | 142.882 | 168.376 | 196.217 | 226.316 | 258.05 | 291.291 | 329.228 | 369.531 | 409.831 | 448.803 | 482.989 | 514.491 | 542.419 | 566.746 | 587.032 | 603.893 | 610.564 | 613.09 | 615.056 | 616.657 | 618.071
Counterfactual | Dem_BB006 | GWh | NGED East Midlands | Staythorpe |  | 33.105 | 42.468 | 55.219 | 71.329 | 90.677 | 114.14 | 142.02 | 169.583 | 199.842 | 232.885 | 268.609 | 306.273 | 345.726 | 390.752 | 438.587 | 486.418 | 532.673 | 573.247 | 610.637 | 643.784 | 672.656 | 696.734 | 716.745 | 724.663 | 727.661 | 729.994 | 731.895 | 733.573
Counterfactual | Dem_BB006 | GWh | NGED East Midlands | Stoke Bardolph |  | 7.573 | 9.735 | 12.737 | 16.617 | 21.409 | 27.389 | 34.717 | 41.454 | 48.851 | 56.929 | 65.661 | 74.868 | 84.513 | 95.519 | 107.212 | 118.905 | 130.212 | 140.13 | 149.27 | 157.373 | 164.431 | 170.316 | 175.208 | 177.144 | 177.877 | 178.447 | 178.912 | 179.322
Counterfactual | Dem_BB006 | GWh | NGED East Midlands | Walpole (_B) |  | 19.813 | 25.469 | 33.312 | 43.447 | 55.949 | 71.539 | 90.621 | 108.208 | 127.515 | 148.6 | 171.395 | 195.427 | 220.601 | 249.332 | 279.854 | 310.375 | 339.889 | 365.779 | 389.636 | 410.787 | 429.21 | 444.574 | 457.342 | 462.395 | 464.307 | 465.797 | 467.009 | 468.08
Counterfactual | Dem_BB006 | GWh | NGED East Midlands | West Burton |  | 6.646 | 8.576 | 11.343 | 15.058 | 19.84 | 26.057 | 33.988 | 40.584 | 47.826 | 55.734 | 64.283 | 73.297 | 82.739 | 93.514 | 104.962 | 116.409 | 127.478 | 137.189 | 146.137 | 154.069 | 160.979 | 166.741 | 171.53 | 173.425 | 174.143 | 174.701 | 175.156 | 175.558
Counterfactual | Dem_BB006 | GWh | NGED East Midlands | Willington |  | 41.325 | 53.038 | 69.053 | 89.393 | 113.975 | 143.984 | 179.901 | 214.816 | 253.146 | 295.003 | 340.255 | 387.965 | 437.941 | 494.978 | 555.571 | 616.161 | 674.753 | 726.15 | 773.513 | 815.501 | 852.074 | 882.574 | 907.923 | 917.954 | 921.75 | 924.707 | 927.114 | 929.24
Counterfactual | Dem_BB006 | GWh | NGED South Wales | Aberthaw |  | 9.854 | 12.766 | 17.082 | 23.083 | 31.097 | 41.864 | 56.021 | 66.894 | 78.83 | 91.864 | 105.956 | 120.813 | 136.375 | 154.137 | 173.005 | 191.873 | 210.118 | 226.123 | 240.872 | 253.948 | 265.336 | 274.834 | 282.728 | 285.851 | 287.034 | 287.954 | 288.704 | 289.366
Counterfactual | Dem_BB006 | GWh | NGED South Wales | Alpha Steel (Uskmouth) |  | 10.175 | 13.182 | 17.638 | 23.835 | 32.11 | 43.228 | 57.847 | 69.073 | 81.398 | 94.857 | 109.408 | 124.749 | 140.818 | 159.158 | 178.642 | 198.124 | 216.964 | 233.49 | 248.72 | 262.221 | 273.981 | 283.788 | 291.939 | 295.164 | 296.385 | 297.335 | 298.11 | 298.793
Counterfactual | Dem_BB006 | GWh | NGED South Wales | Cardiff East |  | 12.55 | 16.259 | 21.755 | 29.397 | 39.603 | 53.316 | 71.346 | 85.192 | 100.393 | 116.993 | 134.94 | 153.86 | 173.68 | 196.3 | 220.33 | 244.359 | 267.596 | 287.979 | 306.762 | 323.414 | 337.918 | 350.014 | 360.067 | 364.045 | 365.551 | 366.723 | 367.678 | 368.521
Counterfactual | Dem_BB006 | GWh | NGED South Wales | Grange |  | 4.36 | 5.659 | 7.611 | 10.365 | 14.095 | 19.167 | 25.909 | 30.937 | 36.457 | 42.485 | 49.002 | 55.873 | 63.07 | 71.285 | 80.011 | 88.737 | 97.175 | 104.577 | 111.398 | 117.445 | 122.712 | 127.104 | 130.755 | 132.2 | 132.746 | 133.172 | 133.519 | 133.825
Counterfactual | Dem_BB006 | GWh | NGED South Wales | Imperial Park |  | 0.387 | 0.506 | 0.697 | 0.983 | 1.393 | 1.974 | 2.776 | 3.315 | 3.907 | 4.553 | 5.251 | 5.987 | 6.759 | 7.639 | 8.574 | 9.509 | 10.413 | 11.206 | 11.937 | 12.585 | 13.15 | 13.62 | 14.012 | 14.166 | 14.225 | 14.271 | 14.308 | 14.34
Counterfactual | Dem_BB006 | GWh | NGED South Wales | Pembroke |  | 4.776 | 6.252 | 8.614 | 12.149 | 17.207 | 24.393 | 34.303 | 40.96 | 48.269 | 56.25 | 64.879 | 73.976 | 83.505 | 94.381 | 105.934 | 117.487 | 128.66 | 138.46 | 147.491 | 155.497 | 162.47 | 168.286 | 173.12 | 175.032 | 175.756 | 176.32 | 176.779 | 177.184
Counterfactual | Dem_BB006 | GWh | NGED South Wales | Pyle |  | 5.341 | 6.932 | 9.323 | 12.696 | 17.265 | 23.478 | 31.735 | 37.894 | 44.656 | 52.04 | 60.023 | 68.439 | 77.255 | 87.316 | 98.005 | 108.694 | 119.03 | 128.096 | 136.451 | 143.858 | 150.31 | 155.69 | 160.162 | 161.931 | 162.601 | 163.123 | 163.547 | 163.922
Counterfactual | Dem_BB006 | GWh | NGED South Wales | Rassau |  | 11.573 | 15.151 | 20.876 | 29.443 | 41.699 | 59.115 | 83.13 | 99.263 | 116.975 | 136.317 | 157.227 | 179.273 | 202.366 | 228.722 | 256.722 | 284.719 | 311.794 | 335.543 | 357.429 | 376.831 | 393.731 | 407.825 | 419.538 | 424.173 | 425.928 | 427.294 | 428.406 | 429.388
Counterfactual | Dem_BB006 | GWh | NGED South Wales | Swansea North |  | 28.612 | 37.458 | 51.61 | 72.791 | 103.091 | 146.149 | 205.519 | 245.405 | 289.193 | 337.011 | 388.707 | 443.211 | 500.304 | 565.462 | 634.684 | 703.902 | 770.837 | 829.552 | 883.66 | 931.627 | 973.408 | 1008.252 | 1037.21 | 1048.669 | 1053.007 | 1056.384 | 1059.134 | 1061.562
Counterfactual | Dem_BB006 | GWh | NGED South Wales | Upper Boat 132kV |  | 8.024 | 10.395 | 13.909 | 18.795 | 25.321 | 34.088 | 45.616 | 54.469 | 64.188 | 74.802 | 86.276 | 98.374 | 111.046 | 125.508 | 140.872 | 156.236 | 171.092 | 184.124 | 196.134 | 206.781 | 216.054 | 223.788 | 230.215 | 232.759 | 233.722 | 234.471 | 235.082 | 235.621
Counterfactual | Dem_BB006 | GWh | NGED South Wales | Upper Boat 33kV |  | 8.024 | 10.395 | 13.909 | 18.795 | 25.321 | 34.088 | 45.616 | 54.469 | 64.188 | 74.802 | 86.276 | 98.374 | 111.046 | 125.508 | 140.872 | 156.236 | 171.092 | 184.124 | 196.134 | 206.781 | 216.054 | 223.788 | 230.215 | 232.759 | 233.722 | 234.471 | 235.082 | 235.621
Counterfactual | Dem_BB006 | GWh | NGED South Wales | Uskmouth |  | 10.175 | 13.182 | 17.638 | 23.835 | 32.11 | 43.228 | 57.847 | 69.073 | 81.398 | 94.857 | 109.408 | 124.749 | 140.818 | 159.158 | 178.642 | 198.124 | 216.964 | 233.49 | 248.72 | 262.221 | 273.981 | 283.788 | 291.939 | 295.164 | 296.385 | 297.335 | 298.11 | 298.793
Counterfactual | Dem_BB006 | GWh | NGED South West | Abham |  | 20.887 | 26.98 | 35.797 | 47.751 | 63.306 | 83.727 | 110.015 | 131.366 | 154.806 | 180.403 | 208.076 | 237.252 | 267.814 | 302.694 | 339.749 | 376.801 | 412.632 | 444.062 | 473.026 | 498.703 | 521.069 | 539.721 | 555.222 | 561.356 | 563.678 | 565.486 | 566.958 | 568.258
Counterfactual | Dem_BB006 | GWh | NGED South West | Alverdiscott |  | 33.37 | 43.105 | 57.191 | 76.289 | 101.141 | 133.766 | 175.765 | 209.877 | 247.326 | 288.221 | 332.433 | 379.046 | 427.873 | 483.598 | 542.799 | 601.995 | 659.24 | 709.455 | 755.729 | 796.752 | 832.485 | 862.284 | 887.049 | 896.849 | 900.559 | 903.447 | 905.799 | 907.876
Counterfactual | Dem_BB006 | GWh | NGED South West | Axminster |  | 7.083 | 9.079 | 11.773 | 15.141 | 19.133 | 23.906 | 29.488 | 35.211 | 41.494 | 48.355 | 55.772 | 63.592 | 71.784 | 81.133 | 91.065 | 100.996 | 110.6 | 119.025 | 126.788 | 133.67 | 139.665 | 144.665 | 148.819 | 150.464 | 151.086 | 151.571 | 151.965 | 152.314
Counterfactual | Dem_BB006 | GWh | NGED South West | Bridgewater |  | 33.266 | 42.616 | 55.183 | 70.804 | 89.185 | 110.981 | 136.239 | 162.679 | 191.707 | 223.405 | 257.675 | 293.805 | 331.652 | 374.846 | 420.733 | 466.617 | 510.989 | 549.911 | 585.779 | 617.577 | 645.274 | 668.372 | 687.568 | 695.164 | 698.039 | 700.278 | 702.101 | 703.711
Counterfactual | Dem_BB006 | GWh | NGED South West | Exeter |  | 17.772 | 22.957 | 30.459 | 40.631 | 53.867 | 71.242 | 93.611 | 111.778 | 131.723 | 153.503 | 177.05 | 201.876 | 227.881 | 257.559 | 289.089 | 320.616 | 351.104 | 377.848 | 402.493 | 424.342 | 443.372 | 459.243 | 472.433 | 477.653 | 479.628 | 481.166 | 482.419 | 483.525
Counterfactual | Dem_BB006 | GWh | NGED South West | Indian Queens |  | 22.045 | 28.476 | 37.782 | 50.398 | 66.816 | 88.368 | 116.114 | 138.649 | 163.389 | 190.405 | 219.612 | 250.406 | 282.662 | 319.475 | 358.584 | 397.691 | 435.508 | 468.681 | 499.251 | 526.351 | 549.957 | 569.643 | 586.004 | 592.478 | 594.928 | 596.836 | 598.39 | 599.762
Counterfactual | Dem_BB006 | GWh | NGED South West | Landulph |  | 12.111 | 15.644 | 20.756 | 27.687 | 36.707 | 48.547 | 63.79 | 76.17 | 89.761 | 104.603 | 120.649 | 137.566 | 155.286 | 175.51 | 196.996 | 218.48 | 239.255 | 257.48 | 274.274 | 289.162 | 302.13 | 312.945 | 321.933 | 325.49 | 326.836 | 327.885 | 328.738 | 329.492
Counterfactual | Dem_BB006 | GWh | NGED South West | Sandford |  | 6.464 | 8.257 | 10.6 | 13.407 | 16.551 | 20.068 | 23.865 | 28.496 | 33.581 | 39.133 | 45.136 | 51.465 | 58.095 | 65.661 | 73.699 | 81.736 | 89.508 | 96.326 | 102.609 | 108.179 | 113.031 | 117.077 | 120.439 | 121.77 | 122.274 | 122.666 | 122.985 | 123.267
Counterfactual | Dem_BB006 | GWh | NGED South West | Seabank |  | 16.136 | 20.613 | 26.462 | 33.469 | 41.317 | 50.098 | 59.575 | 71.137 | 83.83 | 97.691 | 112.677 | 128.476 | 145.026 | 163.913 | 183.979 | 204.044 | 223.446 | 240.467 | 256.151 | 270.056 | 282.167 | 292.267 | 300.661 | 303.983 | 305.24 | 306.219 | 307.017 | 307.721
Counterfactual | Dem_BB006 | GWh | NGED South West | Taunton |  | 15.767 | 20.313 | 26.744 | 35.249 | 46.02 | 59.806 | 77.129 | 92.097 | 108.531 | 126.476 | 145.877 | 166.332 | 187.758 | 212.211 | 238.189 | 264.166 | 289.285 | 311.321 | 331.626 | 349.628 | 365.308 | 378.384 | 389.252 | 393.552 | 395.18 | 396.448 | 397.48 | 398.391
Counterfactual | Dem_BB006 | GWh | NGED West Midlands | Bishops Wood |  | 54.891 | 70.805 | 93.561 | 124.013 | 163.092 | 213.736 | 278.143 | 332.124 | 391.385 | 456.1 | 526.064 | 599.828 | 677.096 | 765.279 | 858.962 | 952.639 | 1043.227 | 1122.691 | 1195.918 | 1260.836 | 1317.381 | 1364.537 | 1403.728 | 1419.236 | 1425.107 | 1429.677 | 1433.399 | 1436.686
Counterfactual | Dem_BB006 | GWh | NGED West Midlands | Bushbury |  | 10.217 | 13.179 | 17.414 | 23.082 | 30.356 | 39.782 | 51.77 | 61.817 | 72.848 | 84.893 | 97.915 | 111.644 | 126.026 | 142.439 | 159.876 | 177.312 | 194.173 | 208.964 | 222.593 | 234.676 | 245.201 | 253.978 | 261.272 | 264.159 | 265.251 | 266.102 | 266.795 | 267.407
Counterfactual | Dem_BB006 | GWh | NGED West Midlands | Bustleholme |  | 14.214 | 18.243 | 23.752 | 30.748 | 39.203 | 49.525 | 61.879 | 73.889 | 87.073 | 101.47 | 117.035 | 133.446 | 150.636 | 170.254 | 191.096 | 211.936 | 232.09 | 249.768 | 266.059 | 280.502 | 293.082 | 303.573 | 312.292 | 315.742 | 317.048 | 318.065 | 318.893 | 319.624
Counterfactual | Dem_BB006 | GWh | NGED West Midlands | Cellarhead |  | 41.5 | 53.552 | 70.84 | 94.056 | 123.964 | 162.86 | 212.495 | 253.735 | 299.01 | 348.45 | 401.902 | 458.256 | 517.286 | 584.657 | 656.228 | 727.795 | 797.002 | 857.711 | 913.655 | 963.251 | 1006.45 | 1042.476 | 1072.417 | 1084.265 | 1088.75 | 1092.242 | 1095.085 | 1097.596
Counterfactual | Dem_BB006 | GWh | NGED West Midlands | Feckenham |  | 69.624 | 89.357 | 116.339 | 150.607 | 192.022 | 242.581 | 303.095 | 361.917 | 426.495 | 497.015 | 573.256 | 653.637 | 737.836 | 833.93 | 936.016 | 1038.097 | 1136.811 | 1223.403 | 1303.199 | 1373.941 | 1435.558 | 1486.945 | 1529.651 | 1546.551 | 1552.948 | 1557.928 | 1561.984 | 1565.566
Counterfactual | Dem_BB006 | GWh | NGED West Midlands | Hams Hall |  | 28.132 | 36.105 | 47.008 | 60.854 | 77.588 | 98.017 | 122.468 | 146.235 | 172.329 | 200.823 | 231.628 | 264.107 | 298.128 | 336.956 | 378.204 | 419.451 | 459.337 | 494.325 | 526.567 | 555.151 | 580.048 | 600.811 | 618.067 | 624.896 | 627.48 | 629.493 | 631.131 | 632.579
Counterfactual | Dem_BB006 | GWh | NGED West Midlands | Iron Acton |  | 66.812 | 85.431 | 110.006 | 139.839 | 173.873 | 212.813 | 256.053 | 305.746 | 360.301 | 419.876 | 484.284 | 552.189 | 623.32 | 704.5 | 790.743 | 876.98 | 960.373 | 1033.526 | 1100.937 | 1160.699 | 1212.754 | 1256.165 | 1292.243 | 1306.52 | 1311.924 | 1316.131 | 1319.558 | 1322.583
Counterfactual | Dem_BB006 | GWh | NGED West Midlands | Ironbridge |  | 10.67 | 13.769 | 18.214 | 24.183 | 31.873 | 41.874 | 54.636 | 65.239 | 76.88 | 89.592 | 103.335 | 117.825 | 133.002 | 150.324 | 168.726 | 187.127 | 204.922 | 220.531 | 234.915 | 247.667 | 258.774 | 268.037 | 275.735 | 278.781 | 279.934 | 280.832 | 281.563 | 282.209
Counterfactual | Dem_BB006 | GWh | NGED West Midlands | Kitwell |  | 10.445 | 13.473 | 17.803 | 23.598 | 31.034 | 40.67 | 52.926 | 63.198 | 74.474 | 86.788 | 100.101 | 114.137 | 128.84 | 145.62 | 163.446 | 181.271 | 198.509 | 213.629 | 227.563 | 239.916 | 250.676 | 259.649 | 267.106 | 270.057 | 271.174 | 272.044 | 272.752 | 273.377
Counterfactual | Dem_BB006 | GWh | NGED West Midlands | Nechells |  | 26.935 | 34.569 | 45.007 | 58.264 | 74.286 | 93.845 | 117.255 | 140.011 | 164.994 | 192.275 | 221.769 | 252.865 | 285.439 | 322.614 | 362.107 | 401.597 | 439.786 | 473.285 | 504.155 | 531.522 | 555.359 | 575.239 | 591.76 | 598.298 | 600.772 | 602.699 | 604.268 | 605.654
Counterfactual | Dem_BB006 | GWh | NGED West Midlands | Ocker Hill |  | 2.847 | 3.672 | 4.853 | 6.432 | 8.459 | 11.085 | 14.426 | 17.226 | 20.299 | 23.656 | 27.284 | 31.11 | 35.117 | 39.691 | 44.55 | 49.408 | 54.107 | 58.228 | 62.026 | 65.393 | 68.326 | 70.771 | 72.804 | 73.608 | 73.913 | 74.15 | 74.343 | 74.513
Counterfactual | Dem_BB006 | GWh | NGED West Midlands | Oldbury |  | 4.395 | 5.669 | 7.491 | 9.929 | 13.058 | 17.112 | 22.269 | 26.591 | 31.335 | 36.517 | 42.118 | 48.024 | 54.21 | 61.271 | 68.771 | 76.271 | 83.524 | 89.886 | 95.749 | 100.946 | 105.473 | 109.249 | 112.387 | 113.628 | 114.098 | 114.464 | 114.762 | 115.025
Counterfactual | Dem_BB006 | GWh | NGED West Midlands | Penn |  | 6.454 | 8.37 | 11.233 | 15.249 | 20.659 | 27.98 | 37.669 | 44.979 | 53.005 | 61.769 | 71.244 | 81.234 | 91.698 | 103.641 | 116.328 | 129.014 | 141.283 | 152.044 | 161.961 | 170.753 | 178.411 | 184.797 | 190.105 | 192.205 | 193 | 193.619 | 194.123 | 194.568
Counterfactual | Dem_BB006 | GWh | NGED West Midlands | Rugeley |  | 7.505 | 9.684 | 12.81 | 17.009 | 22.417 | 29.451 | 38.426 | 45.884 | 54.071 | 63.012 | 72.678 | 82.868 | 93.543 | 105.726 | 118.669 | 131.61 | 144.125 | 155.104 | 165.22 | 174.189 | 182.001 | 188.516 | 193.93 | 196.072 | 196.883 | 197.515 | 198.029 | 198.483
Counterfactual | Dem_BB006 | GWh | NGED West Midlands | Shrewsbury |  | 7.952 | 10.261 | 13.574 | 18.023 | 23.753 | 31.207 | 40.718 | 48.62 | 57.295 | 66.769 | 77.011 | 87.809 | 99.121 | 112.03 | 125.744 | 139.457 | 152.719 | 164.351 | 175.071 | 184.575 | 192.852 | 199.756 | 205.493 | 207.763 | 208.622 | 209.291 | 209.836 | 210.317
Counterfactual | Dem_BB006 | GWh | NGED West Midlands | Walham |  | 19.933 | 25.481 | 32.786 | 41.623 | 51.657 | 63.074 | 75.664 | 90.348 | 106.469 | 124.074 | 143.106 | 163.172 | 184.192 | 208.18 | 233.665 | 259.148 | 283.791 | 305.408 | 325.328 | 342.988 | 358.37 | 371.198 | 381.859 | 386.078 | 387.675 | 388.918 | 389.93 | 390.825
Counterfactual | Dem_BB006 | GWh | NGED West Midlands | Willenhall |  | 6.411 | 8.269 | 10.927 | 14.483 | 19.047 | 24.962 | 32.484 | 38.788 | 45.709 | 53.267 | 61.439 | 70.053 | 79.077 | 89.376 | 100.317 | 111.258 | 121.837 | 131.118 | 139.67 | 147.252 | 153.855 | 159.363 | 163.94 | 165.751 | 166.437 | 166.97 | 167.405 | 167.789
Counterfactual | Dem_BB006 | GWh | NPg Northeast | Blyth 132kV |  | 8.978 | 11.523 | 15.003 | 19.423 | 24.766 | 31.289 | 39.098 | 46.686 | 55.016 | 64.113 | 73.948 | 84.317 | 95.178 | 107.574 | 120.742 | 133.91 | 146.644 | 157.814 | 168.108 | 177.233 | 185.181 | 191.81 | 197.319 | 199.499 | 200.324 | 200.967 | 201.49 | 201.952
Counterfactual | Dem_BB006 | GWh | NPg Northeast | Blyth 66kV |  | 8.569 | 10.998 | 14.32 | 18.538 | 23.638 | 29.864 | 37.317 | 44.56 | 52.511 | 61.193 | 70.58 | 80.477 | 90.843 | 102.675 | 115.244 | 127.812 | 139.966 | 150.627 | 160.452 | 169.161 | 176.748 | 183.075 | 188.333 | 190.413 | 191.201 | 191.814 | 192.314 | 192.755
Counterfactual | Dem_BB006 | GWh | NPg Northeast | Fourstones |  | 3.308 | 4.292 | 5.767 | 7.841 | 10.643 | 14.446 | 19.489 | 23.272 | 27.424 | 31.958 | 36.861 | 42.029 | 47.443 | 53.622 | 60.187 | 66.75 | 73.098 | 78.666 | 83.797 | 88.345 | 92.308 | 95.612 | 98.358 | 99.444 | 99.856 | 100.176 | 100.437 | 100.667
Counterfactual | Dem_BB006 | GWh | NPg Northeast | Hart Moor |  | 4.12 | 5.326 | 7.083 | 9.484 | 12.631 | 16.791 | 22.182 | 26.487 | 31.214 | 36.375 | 41.954 | 47.837 | 53.999 | 61.032 | 68.503 | 75.974 | 83.199 | 89.536 | 95.376 | 100.553 | 105.063 | 108.824 | 111.949 | 113.186 | 113.654 | 114.019 | 114.316 | 114.578
Counterfactual | Dem_BB006 | GWh | NPg Northeast | Hawthorn Pit |  | 4.731 | 6.116 | 8.134 | 10.89 | 14.504 | 19.281 | 25.472 | 30.415 | 35.842 | 41.768 | 48.175 | 54.931 | 62.006 | 70.082 | 78.661 | 87.24 | 95.536 | 102.813 | 109.519 | 115.464 | 120.642 | 124.96 | 128.549 | 129.97 | 130.507 | 130.926 | 131.266 | 131.567
Counterfactual | Dem_BB006 | GWh | NPg Northeast | Knaresborough |  | 11.881 | 15.226 | 19.739 | 25.375 | 32.046 | 40.01 | 49.308 | 58.877 | 69.383 | 80.855 | 93.258 | 106.335 | 120.032 | 135.665 | 152.273 | 168.88 | 184.939 | 199.026 | 212.007 | 223.515 | 233.539 | 241.899 | 248.847 | 251.596 | 252.637 | 253.447 | 254.107 | 254.689
Counterfactual | Dem_BB006 | GWh | NPg Northeast | Lackenby |  | 6.805 | 8.939 | 12.433 | 17.767 | 25.528 | 36.698 | 52.259 | 62.401 | 73.536 | 85.695 | 98.84 | 112.699 | 127.217 | 143.785 | 161.387 | 178.987 | 196.008 | 210.938 | 224.696 | 236.893 | 247.517 | 256.377 | 263.741 | 266.654 | 267.757 | 268.616 | 269.315 | 269.933
Counterfactual | Dem_BB006 | GWh | NPg Northeast | Norton |  | 30.688 | 39.674 | 52.764 | 70.643 | 94.087 | 125.079 | 165.236 | 197.303 | 232.509 | 270.954 | 312.517 | 356.338 | 402.24 | 454.627 | 510.28 | 565.931 | 619.746 | 666.953 | 710.455 | 749.02 | 782.612 | 810.626 | 833.908 | 843.121 | 846.608 | 849.323 | 851.534 | 853.487
Counterfactual | Dem_BB006 | GWh | NPg Northeast | Offerton |  | 1.748 | 2.26 | 3.006 | 4.024 | 5.359 | 7.125 | 9.412 | 11.239 | 13.244 | 15.434 | 17.801 | 20.297 | 22.912 | 25.896 | 29.066 | 32.236 | 35.302 | 37.99 | 40.468 | 42.665 | 44.579 | 46.174 | 47.5 | 48.025 | 48.224 | 48.379 | 48.504 | 48.616
Counterfactual | Dem_BB006 | GWh | NPg Northeast | Osbaldwick |  | 31.926 | 40.976 | 53.351 | 69.071 | 88.073 | 111.276 | 139.055 | 166.042 | 195.669 | 228.022 | 263 | 299.877 | 338.507 | 382.593 | 429.429 | 476.261 | 521.55 | 561.277 | 597.886 | 630.341 | 658.61 | 682.185 | 701.778 | 709.532 | 712.466 | 714.751 | 716.612 | 718.255
Counterfactual | Dem_BB006 | GWh | NPg Northeast | Poppleton |  | 1.728 | 2.214 | 2.87 | 3.69 | 4.66 | 5.818 | 7.17 | 8.562 | 10.09 | 11.758 | 13.562 | 15.463 | 17.455 | 19.729 | 22.144 | 24.559 | 26.894 | 28.943 | 30.83 | 32.504 | 33.962 | 35.177 | 36.188 | 36.587 | 36.739 | 36.857 | 36.952 | 37.037
Counterfactual | Dem_BB006 | GWh | NPg Northeast | Saltholme |  | 1.112 | 1.461 | 2.032 | 2.903 | 4.172 | 5.997 | 8.54 | 10.197 | 12.017 | 14.004 | 16.152 | 18.417 | 20.789 | 23.496 | 26.373 | 29.249 | 32.03 | 34.47 | 36.718 | 38.711 | 40.448 | 41.895 | 43.099 | 43.575 | 43.755 | 43.895 | 44.01 | 44.111
Counterfactual | Dem_BB006 | GWh | NPg Northeast | South Shields |  | 1.51 | 1.952 | 2.596 | 3.476 | 4.629 | 6.154 | 8.13 | 9.708 | 11.44 | 13.331 | 15.376 | 17.532 | 19.791 | 22.368 | 25.106 | 27.844 | 30.492 | 32.815 | 34.955 | 36.853 | 38.505 | 39.884 | 41.029 | 41.482 | 41.654 | 41.788 | 41.896 | 41.993
Counterfactual | Dem_BB006 | GWh | NPg Northeast | Spennymoor |  | 24.062 | 31.14 | 41.537 | 55.866 | 74.828 | 100.101 | 133.094 | 158.924 | 187.281 | 218.248 | 251.726 | 287.023 | 323.996 | 366.193 | 411.021 | 455.846 | 499.193 | 537.217 | 572.257 | 603.321 | 630.378 | 652.943 | 671.696 | 679.117 | 681.926 | 684.113 | 685.894 | 687.467
Counterfactual | Dem_BB006 | GWh | NPg Northeast | Stella North |  | 11.339 | 14.614 | 19.265 | 25.438 | 33.292 | 43.387 | 56.123 | 67.015 | 78.973 | 92.031 | 106.148 | 121.032 | 136.623 | 154.416 | 173.32 | 192.222 | 210.5 | 226.534 | 241.31 | 254.409 | 265.818 | 275.333 | 283.241 | 286.371 | 287.555 | 288.477 | 289.228 | 289.891
Counterfactual | Dem_BB006 | GWh | NPg Northeast | Stella South |  | 13.33 | 17.181 | 22.647 | 29.905 | 39.138 | 51.005 | 65.978 | 78.783 | 92.84 | 108.191 | 124.787 | 142.285 | 160.613 | 181.531 | 203.754 | 225.975 | 247.463 | 266.312 | 283.683 | 299.082 | 312.495 | 323.681 | 332.977 | 336.656 | 338.048 | 339.132 | 340.015 | 340.795
Counterfactual | Dem_BB006 | GWh | NPg Northeast | Tynemouth 1 |  | 4.987 | 6.447 | 8.574 | 11.48 | 15.289 | 20.326 | 26.851 | 32.062 | 37.783 | 44.031 | 50.785 | 57.906 | 65.365 | 73.878 | 82.922 | 91.965 | 100.71 | 108.381 | 115.45 | 121.717 | 127.176 | 131.728 | 135.512 | 137.009 | 137.576 | 138.017 | 138.376 | 138.693
Counterfactual | Dem_BB006 | GWh | NPg Northeast | West Boldon |  | 9.447 | 12.213 | 16.243 | 21.746 | 28.963 | 38.504 | 50.865 | 60.737 | 71.574 | 83.409 | 96.203 | 109.693 | 123.823 | 139.95 | 157.082 | 174.213 | 190.779 | 205.311 | 218.702 | 230.574 | 240.914 | 249.538 | 256.705 | 259.541 | 260.615 | 261.45 | 262.131 | 262.732
Counterfactual | Dem_BB006 | GWh | NPg Yorkshire | Bradford West |  | 29.33 | 37.705 | 49.326 | 64.352 | 82.904 | 106.055 | 134.417 | 160.504 | 189.143 | 220.418 | 254.229 | 289.877 | 327.218 | 369.834 | 415.107 | 460.378 | 504.157 | 542.559 | 577.947 | 609.32 | 636.646 | 659.435 | 678.375 | 685.869 | 688.706 | 690.915 | 692.714 | 694.302
Counterfactual | Dem_BB006 | GWh | NPg Yorkshire | Camblesforth |  | 2.8 | 3.609 | 4.76 | 6.289 | 8.237 | 10.745 | 13.913 | 16.613 | 19.577 | 22.814 | 26.314 | 30.004 | 33.869 | 38.28 | 42.966 | 47.651 | 52.183 | 56.157 | 59.82 | 63.067 | 65.896 | 68.255 | 70.215 | 70.991 | 71.284 | 71.513 | 71.699 | 71.864
Counterfactual | Dem_BB006 | GWh | NPg Yorkshire | Creyke Beck |  | 24.608 | 31.896 | 42.738 | 57.874 | 78.171 | 105.533 | 141.622 | 169.107 | 199.282 | 232.233 | 267.856 | 305.415 | 344.757 | 389.657 | 437.358 | 485.055 | 531.18 | 571.64 | 608.926 | 641.98 | 670.771 | 694.781 | 714.736 | 722.633 | 725.622 | 727.949 | 729.844 | 731.517
Counterfactual | Dem_BB006 | GWh | NPg Yorkshire | Drax |  | 2.373 | 3.059 | 4.034 | 5.33 | 6.982 | 9.107 | 11.792 | 14.08 | 16.593 | 19.336 | 22.302 | 25.429 | 28.705 | 32.444 | 36.415 | 40.387 | 44.227 | 47.596 | 50.7 | 53.453 | 55.85 | 57.849 | 59.51 | 60.168 | 60.417 | 60.611 | 60.768 | 60.908
Counterfactual | Dem_BB006 | GWh | NPg Yorkshire | Elland |  | 25.497 | 32.777 | 42.879 | 55.942 | 72.068 | 92.194 | 116.849 | 139.527 | 164.423 | 191.61 | 221.002 | 251.99 | 284.451 | 321.497 | 360.854 | 400.208 | 438.264 | 471.647 | 502.41 | 529.682 | 553.437 | 573.248 | 589.712 | 596.227 | 598.693 | 600.613 | 602.177 | 603.558
Counterfactual | Dem_BB006 | GWh | NPg Yorkshire | Ferrybridge A |  | 10.454 | 13.433 | 17.551 | 22.852 | 29.362 | 37.443 | 47.287 | 56.464 | 66.539 | 77.542 | 89.436 | 101.977 | 115.113 | 130.105 | 146.032 | 161.958 | 177.359 | 190.869 | 203.318 | 214.355 | 223.968 | 231.985 | 238.648 | 241.285 | 242.283 | 243.06 | 243.692 | 244.251
Counterfactual | Dem_BB006 | GWh | NPg Yorkshire | Ferrybridge B (_M) |  | 31.232 | 40.132 | 52.437 | 68.275 | 87.725 | 111.868 | 141.279 | 168.697 | 198.798 | 231.669 | 267.207 | 304.674 | 343.921 | 388.712 | 436.297 | 483.879 | 529.892 | 570.254 | 607.449 | 640.423 | 669.144 | 693.096 | 713.003 | 720.88 | 723.862 | 726.183 | 728.074 | 729.743
Counterfactual | Dem_BB006 | GWh | NPg Yorkshire | Grimsby West |  | 5.549 | 7.266 | 10.018 | 14.143 | 20.052 | 28.457 | 40.055 | 47.829 | 56.363 | 65.683 | 75.758 | 86.381 | 97.508 | 110.208 | 123.699 | 137.189 | 150.235 | 161.678 | 172.224 | 181.573 | 189.716 | 196.507 | 202.151 | 204.384 | 205.229 | 205.887 | 206.423 | 206.897
Counterfactual | Dem_BB006 | GWh | NPg Yorkshire | Jordanthorpe |  | 2.895 | 3.728 | 4.901 | 6.447 | 8.394 | 10.874 | 13.976 | 16.688 | 19.666 | 22.918 | 26.433 | 30.14 | 34.022 | 38.453 | 43.16 | 47.867 | 52.419 | 56.412 | 60.092 | 63.354 | 66.195 | 68.564 | 70.533 | 71.313 | 71.608 | 71.837 | 72.024 | 72.19
Counterfactual | Dem_BB006 | GWh | NPg Yorkshire | Keadby |  | 17.878 | 23.173 | 31.05 | 42.047 | 56.793 | 76.672 | 102.892 | 122.86 | 144.783 | 168.722 | 194.604 | 221.891 | 250.474 | 283.095 | 317.75 | 352.404 | 385.914 | 415.31 | 442.398 | 466.413 | 487.33 | 504.774 | 519.272 | 525.009 | 527.181 | 528.871 | 530.248 | 531.464
Counterfactual | Dem_BB006 | GWh | NPg Yorkshire | Kirkstall B |  | 10.149 | 13.047 | 17.068 | 22.268 | 28.687 | 36.699 | 46.513 | 55.54 | 65.45 | 76.272 | 87.972 | 100.307 | 113.228 | 127.975 | 143.641 | 159.306 | 174.455 | 187.743 | 199.989 | 210.845 | 220.301 | 228.186 | 234.74 | 237.334 | 238.315 | 239.08 | 239.702 | 240.252
Counterfactual | Dem_BB006 | GWh | NPg Yorkshire | Neepsend |  | 6.568 | 8.458 | 11.121 | 14.627 | 19.046 | 24.674 | 31.712 | 37.866 | 44.623 | 52.001 | 59.978 | 68.388 | 77.198 | 87.252 | 97.933 | 108.613 | 118.941 | 128.001 | 136.35 | 143.752 | 150.198 | 155.575 | 160.043 | 161.811 | 162.481 | 163.002 | 163.426 | 163.801
Counterfactual | Dem_BB006 | GWh | NPg Yorkshire | Norton Lees |  | 2.639 | 3.399 | 4.469 | 5.878 | 7.654 | 9.915 | 12.743 | 15.216 | 17.932 | 20.896 | 24.102 | 27.481 | 31.022 | 35.062 | 39.354 | 43.646 | 47.796 | 51.437 | 54.792 | 57.766 | 60.357 | 62.517 | 64.313 | 65.023 | 65.292 | 65.501 | 65.672 | 65.823
Counterfactual | Dem_BB006 | GWh | NPg Yorkshire | Pitsmoor |  | 0.925 | 1.192 | 1.567 | 2.061 | 2.683 | 3.476 | 4.468 | 5.335 | 6.287 | 7.326 | 8.45 | 9.635 | 10.876 | 12.293 | 13.798 | 15.302 | 16.758 | 18.034 | 19.21 | 20.253 | 21.161 | 21.919 | 22.548 | 22.798 | 22.892 | 22.965 | 23.025 | 23.078
Counterfactual | Dem_BB006 | GWh | NPg Yorkshire | Saltend North |  | 3.19 | 4.135 | 5.54 | 7.503 | 10.134 | 13.681 | 18.359 | 21.922 | 25.834 | 30.105 | 34.723 | 39.592 | 44.692 | 50.513 | 56.696 | 62.88 | 68.859 | 74.104 | 78.938 | 83.222 | 86.955 | 90.067 | 92.654 | 93.678 | 94.065 | 94.367 | 94.613 | 94.83
Counterfactual | Dem_BB006 | GWh | NPg Yorkshire | Sheffield City |  | 0.594 | 0.765 | 1.006 | 1.323 | 1.723 | 2.232 | 2.868 | 3.425 | 4.036 | 4.703 | 5.424 | 6.185 | 6.982 | 7.891 | 8.857 | 9.823 | 10.757 | 11.577 | 12.332 | 13.001 | 13.584 | 14.07 | 14.474 | 14.634 | 14.695 | 14.742 | 14.78 | 14.814
Counterfactual | Dem_BB006 | GWh | NPg Yorkshire | Skelton Grange |  | 19.607 | 25.205 | 32.974 | 43.02 | 55.421 | 70.898 | 89.858 | 107.297 | 126.442 | 147.349 | 169.952 | 193.783 | 218.745 | 247.234 | 277.499 | 307.763 | 337.029 | 362.7 | 386.357 | 407.33 | 425.598 | 440.832 | 453.493 | 458.504 | 460.4 | 461.877 | 463.079 | 464.141
Counterfactual | Dem_BB006 | GWh | NPg Yorkshire | Templeborough |  | 0.165 | 0.213 | 0.28 | 0.368 | 0.479 | 0.62 | 0.797 | 0.952 | 1.122 | 1.308 | 1.508 | 1.72 | 1.941 | 2.194 | 2.463 | 2.731 | 2.991 | 3.219 | 3.429 | 3.615 | 3.777 | 3.912 | 4.025 | 4.069 | 4.086 | 4.099 | 4.11 | 4.119
Counterfactual | Dem_BB006 | GWh | NPg Yorkshire | Thorpe Marsh |  | 21.532 | 27.635 | 35.981 | 46.583 | 59.398 | 75.047 | 93.781 | 111.982 | 131.963 | 153.783 | 177.373 | 202.244 | 228.296 | 258.029 | 289.616 | 321.201 | 351.744 | 378.537 | 403.227 | 425.115 | 444.18 | 460.08 | 473.294 | 478.523 | 480.502 | 482.043 | 483.298 | 484.406
Counterfactual | Dem_BB006 | GWh | NPg Yorkshire | Thurcroft |  | 14.941 | 19.241 | 25.3 | 33.276 | 43.328 | 56.131 | 72.141 | 86.142 | 101.512 | 118.297 | 136.443 | 155.575 | 175.616 | 198.488 | 222.786 | 247.083 | 270.578 | 291.188 | 310.181 | 327.019 | 341.684 | 353.915 | 364.08 | 368.102 | 369.625 | 370.81 | 371.776 | 372.628
Counterfactual | Dem_BB006 | GWh | NPg Yorkshire | West Melton |  | 24.814 | 31.954 | 42.017 | 55.263 | 71.957 | 93.219 | 119.809 | 143.06 | 168.587 | 196.462 | 226.599 | 258.372 | 291.655 | 329.64 | 369.993 | 410.344 | 449.364 | 483.592 | 515.135 | 543.098 | 567.454 | 587.766 | 604.647 | 611.328 | 613.856 | 615.825 | 617.428 | 618.844
Counterfactual | Dem_BB006 | GWh | NPg Yorkshire | Wincobank |  | 0.788 | 1.014 | 1.334 | 1.754 | 2.284 | 2.96 | 3.804 | 4.542 | 5.352 | 6.237 | 7.194 | 8.203 | 9.259 | 10.465 | 11.747 | 13.028 | 14.266 | 15.353 | 16.355 | 17.242 | 18.016 | 18.66 | 19.196 | 19.408 | 19.489 | 19.551 | 19.602 | 19.647
Counterfactual | Dem_BB006 | GWh | SHETL | Direct(SHETL) |  | 0.973 | 1.242 | 1.591 | 2.005 | 2.462 | 2.966 | 3.497 | 4.176 | 4.921 | 5.734 | 6.614 | 7.541 | 8.513 | 9.622 | 10.799 | 11.977 | 13.116 | 14.115 | 15.036 | 15.852 | 16.563 | 17.156 | 17.649 | 17.844 | 17.917 | 17.975 | 18.022 | 18.063
Counterfactual | Dem_BB006 | GWh | SPEN | Ayr |  | 2.876 | 3.683 | 4.763 | 6.098 | 7.66 | 9.497 | 11.609 | 13.862 | 16.335 | 19.036 | 21.957 | 25.035 | 28.26 | 31.941 | 35.851 | 39.761 | 43.542 | 46.858 | 49.914 | 52.624 | 54.984 | 56.952 | 58.588 | 59.235 | 59.48 | 59.671 | 59.826 | 59.963
Counterfactual | Dem_BB006 | GWh | SPEN | Bainsford |  | 1.644 | 2.112 | 2.754 | 3.574 | 4.572 | 5.801 | 7.283 | 8.696 | 10.248 | 11.942 | 13.774 | 15.705 | 17.728 | 20.037 | 22.49 | 24.943 | 27.315 | 29.396 | 31.313 | 33.013 | 34.493 | 35.728 | 36.754 | 37.16 | 37.314 | 37.433 | 37.531 | 37.617
Counterfactual | Dem_BB006 | GWh | SPEN | Bathgate |  | 7.698 | 9.885 | 12.89 | 16.73 | 21.404 | 27.153 | 34.091 | 40.708 | 47.971 | 55.903 | 64.479 | 73.52 | 82.99 | 93.799 | 105.281 | 116.763 | 127.866 | 137.606 | 146.581 | 154.538 | 161.468 | 167.248 | 172.052 | 173.953 | 174.672 | 175.232 | 175.688 | 176.091
Counterfactual | Dem_BB006 | GWh | SPEN | Berwick |  | 1.263 | 1.617 | 2.091 | 2.678 | 3.363 | 4.17 | 5.097 | 6.086 | 7.172 | 8.358 | 9.64 | 10.992 | 12.408 | 14.024 | 15.741 | 17.457 | 19.117 | 20.573 | 21.915 | 23.105 | 24.141 | 25.005 | 25.723 | 26.008 | 26.115 | 26.199 | 26.267 | 26.327
Counterfactual | Dem_BB006 | GWh | SPEN | Bonnybridge |  | 6.817 | 8.754 | 11.416 | 14.816 | 18.956 | 24.048 | 30.193 | 36.052 | 42.485 | 49.51 | 57.104 | 65.111 | 73.499 | 83.071 | 93.241 | 103.409 | 113.243 | 121.868 | 129.817 | 136.864 | 143.002 | 148.121 | 152.375 | 154.058 | 154.696 | 155.192 | 155.596 | 155.953
Counterfactual | Dem_BB006 | GWh | SPEN | Braehead Park |  | 2.136 | 2.736 | 3.538 | 4.53 | 5.69 | 7.055 | 8.623 | 10.297 | 12.134 | 14.141 | 16.31 | 18.597 | 20.992 | 23.726 | 26.631 | 29.535 | 32.343 | 34.807 | 37.077 | 39.09 | 40.843 | 42.305 | 43.52 | 44.001 | 44.183 | 44.325 | 44.44 | 44.542
Counterfactual | Dem_BB006 | GWh | SPEN | Carntyne |  | 1.26 | 1.613 | 2.086 | 2.671 | 3.355 | 4.159 | 5.084 | 6.071 | 7.154 | 8.337 | 9.616 | 10.964 | 12.377 | 13.989 | 15.701 | 17.413 | 19.069 | 20.522 | 21.86 | 23.047 | 24.081 | 24.943 | 25.659 | 25.942 | 26.05 | 26.133 | 26.201 | 26.261
Counterfactual | Dem_BB006 | GWh | SPEN | Carsfad |  | 0 | 0 | 0 | 0 | 0 | 0 | 0 | 0 | 0 | 0 | 0 | 0 | 0 | 0 | 0 | 0 | 0 | 0 | 0 | 0 | 0 | 0 | 0 | 0 | 0 | 0 | 0 | 0
Counterfactual | Dem_BB006 | GWh | SPEN | Chapelcross |  | 2.581 | 3.304 | 4.274 | 5.472 | 6.873 | 8.522 | 10.417 | 12.438 | 14.658 | 17.081 | 19.701 | 22.464 | 25.358 | 28.66 | 32.169 | 35.677 | 39.069 | 42.045 | 44.788 | 47.219 | 49.337 | 51.103 | 52.57 | 53.151 | 53.371 | 53.542 | 53.682 | 53.805
Counterfactual | Dem_BB006 | GWh | SPEN | Charlotte Street |  | 2.092 | 2.678 | 3.464 | 4.435 | 5.571 | 6.907 | 8.443 | 10.081 | 11.88 | 13.844 | 15.968 | 18.207 | 20.552 | 23.229 | 26.073 | 28.916 | 31.666 | 34.078 | 36.301 | 38.271 | 39.987 | 41.419 | 42.608 | 43.079 | 43.257 | 43.396 | 43.509 | 43.609
Counterfactual | Dem_BB006 | GWh | SPEN | Clyde’s Mill |  | 6.254 | 8.009 | 10.357 | 13.262 | 16.657 | 20.654 | 25.246 | 30.145 | 35.524 | 41.398 | 47.748 | 54.444 | 61.457 | 69.461 | 77.964 | 86.467 | 94.689 | 101.901 | 108.548 | 114.44 | 119.573 | 123.853 | 127.41 | 128.818 | 129.35 | 129.765 | 130.103 | 130.401 | GSP also referred to as Westburn Road
Counterfactual | Dem_BB006 | GWh | SPEN | Coatbridge |  | 5.271 | 6.75 | 8.73 | 11.178 | 14.04 | 17.408 | 21.279 | 25.408 | 29.942 | 34.893 | 40.245 | 45.888 | 51.8 | 58.546 | 65.713 | 72.879 | 79.81 | 85.889 | 91.491 | 96.457 | 100.783 | 104.391 | 107.389 | 108.575 | 109.025 | 109.374 | 109.659 | 109.91
Counterfactual | Dem_BB006 | GWh | SPEN | Cockenzie |  | 3.21 | 4.11 | 5.316 | 6.806 | 8.549 | 10.6 | 12.957 | 15.471 | 18.232 | 21.246 | 24.505 | 27.941 | 31.541 | 35.648 | 40.012 | 44.376 | 48.596 | 52.297 | 55.709 | 58.733 | 61.367 | 63.563 | 65.389 | 66.111 | 66.385 | 66.598 | 66.771 | 66.924
Counterfactual | Dem_BB006 | GWh | SPEN | Coylton |  | 3.108 | 3.98 | 5.147 | 6.591 | 8.278 | 10.264 | 12.546 | 14.981 | 17.654 | 20.573 | 23.729 | 27.056 | 30.542 | 34.519 | 38.745 | 42.971 | 47.057 | 50.641 | 53.944 | 56.872 | 59.423 | 61.55 | 63.318 | 64.017 | 64.282 | 64.488 | 64.656 | 64.804
Counterfactual | Dem_BB006 | GWh | SPEN | Crookston A |  | 3.795 | 4.843 | 6.198 | 7.798 | 9.555 | 11.472 | 13.471 | 16.086 | 18.956 | 22.09 | 25.479 | 29.052 | 32.794 | 37.065 | 41.602 | 46.14 | 50.527 | 54.376 | 57.922 | 61.067 | 63.805 | 66.089 | 67.987 | 68.738 | 69.023 | 69.244 | 69.424 | 69.584
Counterfactual | Dem_BB006 | GWh | SPEN | Crookston B |  | 3.795 | 4.843 | 6.198 | 7.798 | 9.555 | 11.472 | 13.471 | 16.086 | 18.956 | 22.09 | 25.479 | 29.052 | 32.794 | 37.065 | 41.602 | 46.14 | 50.527 | 54.376 | 57.922 | 61.067 | 63.805 | 66.089 | 67.987 | 68.738 | 69.023 | 69.244 | 69.424 | 69.584
Counterfactual | Dem_BB006 | GWh | SPEN | Cumbernauld |  | 4.081 | 5.241 | 6.834 | 8.87 | 11.348 | 14.397 | 18.075 | 21.583 | 25.434 | 29.639 | 34.186 | 38.979 | 44.001 | 49.731 | 55.819 | 61.907 | 67.794 | 72.957 | 77.716 | 81.935 | 85.609 | 88.674 | 91.22 | 92.228 | 92.61 | 92.907 | 93.149 | 93.362
Counterfactual | Dem_BB006 | GWh | SPEN | Cupar |  | 10.385 | 13.336 | 17.39 | 22.57 | 28.876 | 36.633 | 45.993 | 54.919 | 64.718 | 75.419 | 86.988 | 99.186 | 111.962 | 126.544 | 142.035 | 157.525 | 172.505 | 185.645 | 197.753 | 208.488 | 217.838 | 225.636 | 232.116 | 234.68 | 235.651 | 236.407 | 237.022 | 237.566
Counterfactual | Dem_BB006 | GWh | SPEN | Currie |  | 1.037 | 1.328 | 1.717 | 2.199 | 2.762 | 3.425 | 4.186 | 4.998 | 5.89 | 6.864 | 7.917 | 9.027 | 10.19 | 11.517 | 12.927 | 14.337 | 15.7 | 16.896 | 17.998 | 18.975 | 19.826 | 20.536 | 21.126 | 21.359 | 21.447 | 21.516 | 21.572 | 21.622
Counterfactual | Dem_BB006 | GWh | SPEN | Dalmarnock |  | 2.277 | 2.916 | 3.771 | 4.829 | 6.065 | 7.521 | 9.193 | 10.977 | 12.935 | 15.074 | 17.387 | 19.825 | 22.378 | 25.293 | 28.389 | 31.485 | 34.479 | 37.105 | 39.526 | 41.671 | 43.54 | 45.099 | 46.394 | 46.906 | 47.1 | 47.252 | 47.375 | 47.483
Counterfactual | Dem_BB006 | GWh | SPEN | Devol Moor |  | 1.524 | 1.952 | 2.524 | 3.232 | 4.06 | 5.034 | 6.153 | 7.347 | 8.658 | 10.089 | 11.637 | 13.269 | 14.978 | 16.929 | 19.001 | 21.073 | 23.077 | 24.835 | 26.455 | 27.891 | 29.142 | 30.185 | 31.052 | 31.395 | 31.525 | 31.626 | 31.708 | 31.781
Counterfactual | Dem_BB006 | GWh | SPEN | Devonside |  | 2.966 | 3.809 | 4.967 | 6.446 | 8.247 | 10.462 | 13.136 | 15.685 | 18.484 | 21.54 | 24.844 | 28.328 | 31.977 | 36.141 | 40.566 | 44.99 | 49.268 | 53.021 | 56.479 | 59.545 | 62.215 | 64.442 | 66.293 | 67.025 | 67.302 | 67.518 | 67.694 | 67.849
Counterfactual | Dem_BB006 | GWh | SPEN | Dewar Place |  | 3.37 | 4.315 | 5.581 | 7.146 | 8.975 | 11.128 | 13.602 | 16.242 | 19.14 | 22.305 | 25.727 | 29.334 | 33.113 | 37.425 | 42.007 | 46.588 | 51.018 | 54.904 | 58.485 | 61.66 | 64.425 | 66.731 | 68.648 | 69.406 | 69.693 | 69.917 | 70.099 | 70.259
Counterfactual | Dem_BB006 | GWh | SPEN | Drumchapel |  | 2.964 | 3.806 | 4.963 | 6.441 | 8.24 | 10.454 | 13.125 | 15.673 | 18.469 | 21.523 | 24.824 | 28.305 | 31.951 | 36.113 | 40.533 | 44.954 | 49.229 | 52.978 | 56.434 | 59.497 | 62.166 | 64.391 | 66.24 | 66.972 | 67.249 | 67.465 | 67.64 | 67.795
Counterfactual | Dem_BB006 | GWh | SPEN | Drumcross |  | 0.566 | 0.727 | 0.947 | 1.23 | 1.573 | 1.996 | 2.506 | 2.992 | 3.526 | 4.109 | 4.739 | 5.404 | 6.1 | 6.895 | 7.739 | 8.583 | 9.399 | 10.115 | 10.774 | 11.359 | 11.869 | 12.293 | 12.647 | 12.786 | 12.839 | 12.88 | 12.914 | 12.943
Counterfactual | Dem_BB006 | GWh | SPEN | Dumfries 11 |  | 0 | 0 | 0 | 0 | 0 | 0 | 0 | 0 | 0 | 0 | 0 | 0 | 0 | 0 | 0 | 0 | 0 | 0 | 0 | 0 | 0 | 0 | 0 | 0 | 0 | 0 | 0 | 0
Counterfactual | Dem_BB006 | GWh | SPEN | Dumfries 33 |  | 3.627 | 4.709 | 6.342 | 8.652 | 11.793 | 16.077 | 21.784 | 26.012 | 30.653 | 35.721 | 41.201 | 46.978 | 53.03 | 59.936 | 67.273 | 74.61 | 81.705 | 87.928 | 93.663 | 98.748 | 103.176 | 106.869 | 109.939 | 111.153 | 111.613 | 111.971 | 112.263 | 112.52
Counterfactual | Dem_BB006 | GWh | SPEN | Dumfries ICI |  | 0.138 | 0.18 | 0.242 | 0.33 | 0.45 | 0.614 | 0.832 | 0.993 | 1.17 | 1.364 | 1.573 | 1.793 | 2.024 | 2.288 | 2.568 | 2.848 | 3.119 | 3.357 | 3.576 | 3.77 | 3.939 | 4.08 | 4.197 | 4.243 | 4.261 | 4.274 | 4.286 | 4.295
Counterfactual | Dem_BB006 | GWh | SPEN | Dunbar A |  | 1.253 | 1.604 | 2.074 | 2.656 | 3.336 | 4.136 | 5.056 | 6.037 | 7.114 | 8.291 | 9.562 | 10.903 | 12.308 | 13.911 | 15.614 | 17.316 | 18.963 | 20.408 | 21.739 | 22.919 | 23.946 | 24.804 | 25.516 | 25.798 | 25.905 | 25.988 | 26.055 | 26.115
Counterfactual | Dem_BB006 | GWh | SPEN | Dunbar B |  | 0.938 | 1.201 | 1.553 | 1.989 | 2.498 | 3.097 | 3.786 | 4.521 | 5.328 | 6.208 | 7.161 | 8.165 | 9.217 | 10.417 | 11.692 | 12.967 | 14.2 | 15.282 | 16.279 | 17.162 | 17.932 | 18.574 | 19.107 | 19.319 | 19.398 | 19.461 | 19.511 | 19.556
Counterfactual | Dem_BB006 | GWh | SPEN | Dunfermline |  | 2.566 | 3.295 | 4.297 | 5.577 | 7.136 | 9.052 | 11.365 | 13.571 | 15.992 | 18.637 | 21.496 | 24.51 | 27.667 | 31.27 | 35.098 | 38.926 | 42.627 | 45.874 | 48.867 | 51.519 | 53.83 | 55.757 | 57.358 | 57.992 | 58.232 | 58.418 | 58.57 | 58.705
Counterfactual | Dem_BB006 | GWh | SPEN | Earlstoun |  | 0 | 0 | 0 | 0 | 0 | 0 | 0 | 0 | 0 | 0 | 0 | 0 | 0 | 0 | 0 | 0 | 0 | 0 | 0 | 0 | 0 | 0 | 0 | 0 | 0 | 0 | 0 | 0
Counterfactual | Dem_BB006 | GWh | SPEN | East Kilbride |  | 3.894 | 4.986 | 6.449 | 8.257 | 10.371 | 12.859 | 15.718 | 18.768 | 22.117 | 25.774 | 29.728 | 33.897 | 38.263 | 43.246 | 48.54 | 53.834 | 58.953 | 63.444 | 67.582 | 71.25 | 74.446 | 77.111 | 79.325 | 80.202 | 80.533 | 80.792 | 81.002 | 81.188
Counterfactual | Dem_BB006 | GWh | SPEN | East Kilbride South |  | 2.176 | 2.787 | 3.604 | 4.615 | 5.796 | 7.187 | 8.785 | 10.49 | 12.362 | 14.405 | 16.615 | 18.945 | 21.385 | 24.171 | 27.129 | 30.088 | 32.949 | 35.459 | 37.772 | 39.822 | 41.608 | 43.097 | 44.335 | 44.825 | 45.011 | 45.155 | 45.272 | 45.376
Counterfactual | Dem_BB006 | GWh | SPEN | Easterhouse |  | 7.524 | 9.634 | 12.46 | 15.954 | 20.038 | 24.846 | 30.37 | 36.264 | 42.735 | 49.801 | 57.44 | 65.494 | 73.931 | 83.559 | 93.788 | 104.017 | 113.908 | 122.584 | 130.58 | 137.668 | 143.842 | 148.991 | 153.27 | 154.963 | 155.604 | 156.103 | 156.51 | 156.869
Counterfactual | Dem_BB006 | GWh | SPEN | Eccles |  | 1.906 | 2.44 | 3.156 | 4.041 | 5.076 | 6.294 | 7.693 | 9.186 | 10.825 | 12.615 | 14.55 | 16.59 | 18.727 | 21.166 | 23.757 | 26.348 | 28.853 | 31.051 | 33.076 | 34.872 | 36.436 | 37.74 | 38.824 | 39.253 | 39.415 | 39.542 | 39.645 | 39.735
Counterfactual | Dem_BB006 | GWh | SPEN | Elderslie |  | 2.992 | 3.832 | 4.956 | 6.345 | 7.97 | 9.882 | 12.079 | 14.423 | 16.997 | 19.807 | 22.846 | 26.049 | 29.404 | 33.234 | 37.302 | 41.37 | 45.304 | 48.755 | 51.935 | 54.755 | 57.21 | 59.258 | 60.96 | 61.634 | 61.888 | 62.087 | 62.249 | 62.391
Counterfactual | Dem_BB006 | GWh | SPEN | Erskine |  | 1.771 | 2.267 | 2.932 | 3.755 | 4.716 | 5.847 | 7.147 | 8.534 | 10.057 | 11.72 | 13.518 | 15.413 | 17.399 | 19.665 | 22.072 | 24.479 | 26.807 | 28.849 | 30.731 | 32.399 | 33.852 | 35.064 | 36.071 | 36.469 | 36.62 | 36.738 | 36.833 | 36.918
Counterfactual | Dem_BB006 | GWh | SPEN | Finnieston |  | 0.267 | 0.343 | 0.447 | 0.58 | 0.742 | 0.941 | 1.181 | 1.411 | 1.662 | 1.937 | 2.234 | 2.548 | 2.876 | 3.25 | 3.648 | 4.046 | 4.431 | 4.769 | 5.08 | 5.355 | 5.595 | 5.796 | 5.962 | 6.028 | 6.053 | 6.072 | 6.088 | 6.102
Counterfactual | Dem_BB006 | GWh | SPEN | Galashiels |  | 2.215 | 2.837 | 3.669 | 4.698 | 5.901 | 7.316 | 8.943 | 10.678 | 12.584 | 14.664 | 16.914 | 19.285 | 21.77 | 24.605 | 27.617 | 30.629 | 33.542 | 36.096 | 38.451 | 40.538 | 42.356 | 43.872 | 45.132 | 45.631 | 45.82 | 45.967 | 46.086 | 46.192
Counterfactual | Dem_BB006 | GWh | SPEN | Giffnock |  | 7.62 | 9.758 | 12.62 | 16.159 | 20.296 | 25.166 | 30.76 | 36.73 | 43.284 | 50.441 | 58.179 | 66.336 | 74.881 | 84.634 | 94.994 | 105.354 | 115.373 | 124.161 | 132.259 | 139.439 | 145.692 | 150.907 | 155.241 | 156.956 | 157.606 | 158.111 | 158.523 | 158.886
Counterfactual | Dem_BB006 | GWh | SPEN | Glenlee |  | 0 | 0 | 0 | 0 | 0 | 0 | 0 | 0 | 0 | 0 | 0 | 0 | 0 | 0 | 0 | 0 | 0 | 0 | 0 | 0 | 0 | 0 | 0 | 0 | 0 | 0 | 0 | 0
Counterfactual | Dem_BB006 | GWh | SPEN | Glenluce |  | 1.133 | 1.45 | 1.876 | 2.402 | 3.017 | 3.74 | 4.572 | 5.459 | 6.433 | 7.497 | 8.647 | 9.859 | 11.129 | 12.579 | 14.119 | 15.658 | 17.147 | 18.453 | 19.657 | 20.724 | 21.654 | 22.429 | 23.073 | 23.328 | 23.424 | 23.499 | 23.561 | 23.615
Counterfactual | Dem_BB006 | GWh | SPEN | Glenniston |  | 1.06 | 1.361 | 1.774 | 2.303 | 2.947 | 3.738 | 4.693 | 5.604 | 6.604 | 7.696 | 8.876 | 10.121 | 11.425 | 12.913 | 14.493 | 16.074 | 17.602 | 18.943 | 20.179 | 21.274 | 22.228 | 23.024 | 23.685 | 23.947 | 24.046 | 24.123 | 24.186 | 24.241
Counterfactual | Dem_BB006 | GWh | SPEN | Glenrothes |  | 1.339 | 1.719 | 2.241 | 2.909 | 3.722 | 4.722 | 5.928 | 7.079 | 8.342 | 9.721 | 11.212 | 12.784 | 14.431 | 16.311 | 18.307 | 20.304 | 22.235 | 23.928 | 25.489 | 26.873 | 28.078 | 29.083 | 29.918 | 30.249 | 30.374 | 30.471 | 30.551 | 30.621
Counterfactual | Dem_BB006 | GWh | SPEN | Gorgie |  | 2.265 | 2.901 | 3.751 | 4.803 | 6.033 | 7.481 | 9.144 | 10.918 | 12.867 | 14.994 | 17.294 | 19.719 | 22.259 | 25.158 | 28.238 | 31.318 | 34.296 | 36.908 | 39.315 | 41.45 | 43.308 | 44.859 | 46.147 | 46.657 | 46.85 | 47 | 47.122 | 47.231
Counterfactual | Dem_BB006 | GWh | SPEN | Govan |  | 2.408 | 3.083 | 3.987 | 5.105 | 6.412 | 7.951 | 9.719 | 11.605 | 13.675 | 15.937 | 18.381 | 20.959 | 23.658 | 26.74 | 30.013 | 33.286 | 36.451 | 39.228 | 41.787 | 44.055 | 46.031 | 47.678 | 49.048 | 49.59 | 49.795 | 49.954 | 50.084 | 50.199
Counterfactual | Dem_BB006 | GWh | SPEN | Grangemouth A |  | 2.455 | 3.149 | 4.095 | 5.29 | 6.725 | 8.467 | 10.536 | 12.581 | 14.826 | 17.277 | 19.927 | 22.721 | 25.648 | 28.989 | 32.537 | 36.086 | 39.517 | 42.527 | 45.301 | 47.76 | 49.902 | 51.688 | 53.173 | 53.76 | 53.983 | 54.156 | 54.297 | 54.421
Counterfactual | Dem_BB006 | GWh | SPEN | Grangemouth C |  | 2.455 | 3.149 | 4.095 | 5.29 | 6.725 | 8.467 | 10.536 | 12.581 | 14.826 | 17.277 | 19.927 | 22.721 | 25.648 | 28.989 | 32.537 | 36.086 | 39.517 | 42.527 | 45.301 | 47.76 | 49.902 | 51.688 | 53.173 | 53.76 | 53.983 | 54.156 | 54.297 | 54.421
Counterfactual | Dem_BB006 | GWh | SPEN | Haggs Road |  | 3.169 | 4.058 | 5.248 | 6.72 | 8.44 | 10.465 | 12.792 | 15.274 | 18 | 20.976 | 24.193 | 27.586 | 31.139 | 35.195 | 39.503 | 43.811 | 47.978 | 51.632 | 55 | 57.985 | 60.586 | 62.754 | 64.557 | 65.27 | 65.54 | 65.75 | 65.921 | 66.073
Counterfactual | Dem_BB006 | GWh | SPEN | Hawick |  | 1.59 | 2.037 | 2.634 | 3.373 | 4.236 | 5.252 | 6.42 | 7.666 | 9.034 | 10.528 | 12.143 | 13.845 | 15.629 | 17.664 | 19.827 | 21.989 | 24.08 | 25.914 | 27.604 | 29.103 | 30.408 | 31.496 | 32.401 | 32.759 | 32.894 | 33 | 33.086 | 33.162
Counterfactual | Dem_BB006 | GWh | SPEN | Helensburgh |  | 0.28 | 0.359 | 0.469 | 0.608 | 0.778 | 0.987 | 1.239 | 1.48 | 1.744 | 2.032 | 2.344 | 2.672 | 3.017 | 3.409 | 3.827 | 4.244 | 4.648 | 5.002 | 5.328 | 5.617 | 5.869 | 6.079 | 6.254 | 6.323 | 6.349 | 6.369 | 6.386 | 6.401
Counterfactual | Dem_BB006 | GWh | SPEN | Hunterston Farm |  | 0.362 | 0.463 | 0.599 | 0.767 | 0.963 | 1.194 | 1.46 | 1.743 | 2.054 | 2.394 | 2.761 | 3.148 | 3.553 | 4.016 | 4.508 | 4.999 | 5.475 | 5.892 | 6.276 | 6.617 | 6.913 | 7.161 | 7.367 | 7.448 | 7.479 | 7.503 | 7.522 | 7.54
Counterfactual | Dem_BB006 | GWh | SPEN | Inverkeithing |  | 0.703 | 0.902 | 1.177 | 1.527 | 1.954 | 2.478 | 3.112 | 3.716 | 4.379 | 5.102 | 5.885 | 6.71 | 7.575 | 8.561 | 9.609 | 10.657 | 11.671 | 12.56 | 13.379 | 14.105 | 14.738 | 15.265 | 15.704 | 15.877 | 15.943 | 15.994 | 16.036 | 16.072
Counterfactual | Dem_BB006 | GWh | SPEN | Johnstone |  | 3.595 | 4.604 | 5.954 | 7.624 | 9.576 | 11.873 | 14.513 | 17.329 | 20.421 | 23.798 | 27.448 | 31.297 | 35.328 | 39.93 | 44.818 | 49.705 | 54.432 | 58.578 | 62.399 | 65.786 | 68.736 | 71.197 | 73.242 | 74.051 | 74.357 | 74.596 | 74.79 | 74.961
Counterfactual | Dem_BB006 | GWh | SPEN | Kaimes |  | 5.4 | 6.915 | 8.943 | 11.45 | 14.382 | 17.833 | 21.797 | 26.027 | 30.672 | 35.743 | 41.226 | 47.006 | 53.062 | 59.972 | 67.314 | 74.655 | 81.754 | 87.981 | 93.72 | 98.807 | 103.239 | 106.934 | 110.005 | 111.221 | 111.681 | 112.039 | 112.331 | 112.588
Counterfactual | Dem_BB006 | GWh | SPEN | Kendoon |  | 0 | 0 | 0 | 0 | 0 | 0 | 0 | 0 | 0 | 0 | 0 | 0 | 0 | 0 | 0 | 0 | 0 | 0 | 0 | 0 | 0 | 0 | 0 | 0 | 0 | 0 | 0 | 0
Counterfactual | Dem_BB006 | GWh | SPEN | Kilbowie 11 |  | 0.372 | 0.481 | 0.639 | 0.855 | 1.136 | 1.508 | 1.988 | 2.374 | 2.797 | 3.26 | 3.76 | 4.287 | 4.839 | 5.47 | 6.139 | 6.809 | 7.456 | 8.024 | 8.548 | 9.012 | 9.416 | 9.753 | 10.033 | 10.144 | 10.186 | 10.218 | 10.245 | 10.268
Counterfactual | Dem_BB006 | GWh | SPEN | Kilbowie 33 |  | 0.372 | 0.481 | 0.639 | 0.855 | 1.136 | 1.508 | 1.988 | 2.374 | 2.797 | 3.26 | 3.76 | 4.287 | 4.839 | 5.47 | 6.139 | 6.809 | 7.456 | 8.024 | 8.548 | 9.012 | 9.416 | 9.753 | 10.033 | 10.144 | 10.186 | 10.218 | 10.245 | 10.268
Counterfactual | Dem_BB006 | GWh | SPEN | Killermont |  | 5.248 | 6.739 | 8.788 | 11.406 | 14.592 | 18.512 | 23.242 | 27.753 | 32.705 | 38.113 | 43.959 | 50.123 | 56.579 | 63.948 | 71.776 | 79.604 | 87.174 | 93.814 | 99.933 | 105.358 | 110.083 | 114.023 | 117.298 | 118.594 | 119.085 | 119.467 | 119.778 | 120.052
Counterfactual | Dem_BB006 | GWh | SPEN | Kilwinning |  | 2.802 | 3.588 | 4.64 | 5.941 | 7.462 | 9.252 | 11.309 | 13.504 | 15.913 | 18.545 | 21.389 | 24.388 | 27.53 | 31.116 | 34.925 | 38.733 | 42.417 | 45.648 | 48.625 | 51.264 | 53.563 | 55.481 | 57.074 | 57.705 | 57.943 | 58.129 | 58.281 | 58.414
Counterfactual | Dem_BB006 | GWh | SPEN | Lesmahagow |  | 0 | 0 | 0 | 0 | 0 | 0 | 0 | 0 | 0 | 0 | 0 | 0 | 0 | 0 | 0 | 0 | 0 | 0 | 0 | 0 | 0 | 0 | 0 | 0 | 0 | 0 | 0 | 0
Counterfactual | Dem_BB006 | GWh | SPEN | Leven |  | 3.383 | 4.344 | 5.665 | 7.352 | 9.406 | 11.933 | 14.982 | 17.89 | 21.082 | 24.568 | 28.337 | 32.31 | 36.472 | 41.222 | 46.269 | 51.315 | 56.194 | 60.475 | 64.419 | 67.916 | 70.962 | 73.502 | 75.613 | 76.448 | 76.765 | 77.011 | 77.211 | 77.388
Counterfactual | Dem_BB006 | GWh | SPEN | Livingston East |  | 4.405 | 5.64 | 7.294 | 9.34 | 11.731 | 14.546 | 17.78 | 21.23 | 25.019 | 29.155 | 33.628 | 38.343 | 43.282 | 48.919 | 54.907 | 60.896 | 66.686 | 71.766 | 76.447 | 80.596 | 84.211 | 87.225 | 89.731 | 90.722 | 91.097 | 91.389 | 91.627 | 91.837
Counterfactual | Dem_BB006 | GWh | SPEN | Maybole |  | 0.9 | 1.152 | 1.49 | 1.908 | 2.396 | 2.971 | 3.631 | 4.336 | 5.11 | 5.955 | 6.868 | 7.831 | 8.84 | 9.991 | 11.214 | 12.437 | 13.62 | 14.657 | 15.613 | 16.461 | 17.199 | 17.815 | 18.326 | 18.529 | 18.605 | 18.665 | 18.714 | 18.757
Counterfactual | Dem_BB006 | GWh | SPEN | Moffat |  | 0 | 0 | 0 | 0 | 0 | 0 | 0 | 0 | 0 | 0 | 0 | 0 | 0 | 0 | 0 | 0 | 0 | 0 | 0 | 0 | 0 | 0 | 0 | 0 | 0 | 0 | 0 | 0
Counterfactual | Dem_BB006 | GWh | SPEN | Newarthill |  | 9.278 | 11.88 | 15.364 | 19.673 | 24.71 | 30.638 | 37.45 | 44.718 | 52.697 | 61.411 | 70.831 | 80.763 | 91.166 | 103.039 | 115.653 | 128.266 | 140.463 | 151.162 | 161.022 | 169.762 | 177.376 | 183.725 | 189.002 | 191.09 | 191.88 | 192.496 | 192.997 | 193.439
Counterfactual | Dem_BB006 | GWh | SPEN | Newton Stewart |  | 0.508 | 0.65 | 0.841 | 1.077 | 1.352 | 1.677 | 2.049 | 2.447 | 2.884 | 3.36 | 3.876 | 4.419 | 4.989 | 5.638 | 6.329 | 7.019 | 7.686 | 8.272 | 8.811 | 9.29 | 9.706 | 10.054 | 10.342 | 10.457 | 10.5 | 10.534 | 10.561 | 10.585
Counterfactual | Dem_BB006 | GWh | SPEN | Paisley |  | 1.814 | 2.324 | 3.005 | 3.848 | 4.833 | 5.992 | 7.324 | 8.746 | 10.306 | 12.011 | 13.853 | 15.795 | 17.83 | 20.152 | 22.619 | 25.086 | 27.471 | 29.564 | 31.492 | 33.202 | 34.691 | 35.933 | 36.965 | 37.373 | 37.527 | 37.648 | 37.746 | 37.832
Counterfactual | Dem_BB006 | GWh | SPEN | Partick |  | 1.052 | 1.352 | 1.762 | 2.287 | 2.926 | 3.713 | 4.661 | 5.566 | 6.559 | 7.643 | 8.816 | 10.052 | 11.347 | 12.825 | 14.395 | 15.965 | 17.483 | 18.814 | 20.041 | 21.129 | 22.077 | 22.867 | 23.524 | 23.784 | 23.882 | 23.959 | 24.021 | 24.076
Counterfactual | Dem_BB006 | GWh | SPEN | Port Dundas |  | 1.743 | 2.239 | 2.919 | 3.789 | 4.847 | 6.149 | 7.721 | 9.219 | 10.864 | 12.66 | 14.602 | 16.65 | 18.794 | 21.242 | 23.843 | 26.443 | 28.957 | 31.163 | 33.196 | 34.998 | 36.567 | 37.876 | 38.964 | 39.394 | 39.557 | 39.684 | 39.787 | 39.879
Counterfactual | Dem_BB006 | GWh | SPEN | Portobello |  | 7.982 | 10.221 | 13.219 | 16.926 | 21.259 | 26.36 | 32.22 | 38.473 | 45.338 | 52.834 | 60.939 | 69.483 | 78.434 | 88.649 | 99.501 | 110.353 | 120.846 | 130.051 | 138.534 | 146.054 | 152.604 | 158.067 | 162.606 | 164.403 | 165.083 | 165.612 | 166.044 | 166.424
Counterfactual | Dem_BB006 | GWh | SPEN | Ravenscraig |  | 0.132 | 0.169 | 0.219 | 0.28 | 0.352 | 0.436 | 0.533 | 0.636 | 0.75 | 0.874 | 1.008 | 1.149 | 1.297 | 1.466 | 1.645 | 1.825 | 1.998 | 2.151 | 2.291 | 2.415 | 2.524 | 2.614 | 2.689 | 2.719 | 2.73 | 2.739 | 2.746 | 2.752
Counterfactual | Dem_BB006 | GWh | SPEN | Redhouse |  | 0.855 | 1.098 | 1.432 | 1.859 | 2.378 | 3.017 | 3.788 | 4.523 | 5.33 | 6.211 | 7.164 | 8.168 | 9.22 | 10.421 | 11.697 | 12.972 | 14.206 | 15.288 | 16.285 | 17.169 | 17.939 | 18.581 | 19.115 | 19.326 | 19.406 | 19.468 | 19.519 | 19.564
Counterfactual | Dem_BB006 | GWh | SPEN | Saltcoats A |  | 0.959 | 1.242 | 1.659 | 2.238 | 3.007 | 4.038 | 5.388 | 6.434 | 7.582 | 8.836 | 10.191 | 11.621 | 13.117 | 14.826 | 16.641 | 18.456 | 20.211 | 21.75 | 23.169 | 24.426 | 25.522 | 26.435 | 27.195 | 27.495 | 27.609 | 27.697 | 27.769 | 27.833
Counterfactual | Dem_BB006 | GWh | SPEN | Saltcoats B |  | 0.959 | 1.242 | 1.659 | 2.238 | 3.007 | 4.038 | 5.388 | 6.434 | 7.582 | 8.836 | 10.191 | 11.621 | 13.117 | 14.826 | 16.641 | 18.456 | 20.211 | 21.75 | 23.169 | 24.426 | 25.522 | 26.435 | 27.195 | 27.495 | 27.609 | 27.697 | 27.769 | 27.833
Counterfactual | Dem_BB006 | GWh | SPEN | Shrubhill |  | 4.634 | 5.933 | 7.674 | 9.825 | 12.341 | 15.302 | 18.704 | 22.334 | 26.319 | 30.671 | 35.375 | 40.336 | 45.531 | 51.461 | 57.761 | 64.06 | 70.152 | 75.496 | 80.42 | 84.785 | 88.588 | 91.759 | 94.394 | 95.437 | 95.832 | 96.139 | 96.389 | 96.61
Counterfactual | Dem_BB006 | GWh | SPEN | Sighthill |  | 7.655 | 9.803 | 12.677 | 16.233 | 20.389 | 25.28 | 30.901 | 36.898 | 43.481 | 50.671 | 58.444 | 66.639 | 75.223 | 85.02 | 95.427 | 105.834 | 115.898 | 124.727 | 132.862 | 140.074 | 146.356 | 151.595 | 155.949 | 157.672 | 158.324 | 158.832 | 159.245 | 159.61
Counterfactual | Dem_BB006 | GWh | SPEN | Spango Valley |  | 1.744 | 2.233 | 2.888 | 3.698 | 4.645 | 5.76 | 7.04 | 8.407 | 9.907 | 11.545 | 13.316 | 15.183 | 17.139 | 19.371 | 21.742 | 24.113 | 26.406 | 28.417 | 30.271 | 31.914 | 33.345 | 34.539 | 35.531 | 35.924 | 36.072 | 36.188 | 36.282 | 36.365
Counterfactual | Dem_BB006 | GWh | SPEN | St Andrews Cross |  | 2.834 | 3.629 | 4.693 | 6.009 | 7.547 | 9.358 | 11.438 | 13.658 | 16.095 | 18.756 | 21.634 | 24.667 | 27.845 | 31.471 | 35.324 | 39.176 | 42.901 | 46.169 | 49.18 | 51.85 | 54.175 | 56.115 | 57.726 | 58.364 | 58.606 | 58.794 | 58.947 | 59.082
Counterfactual | Dem_BB006 | GWh | SPEN | Stirling |  | 1.245 | 1.599 | 2.085 | 2.706 | 3.462 | 4.392 | 5.515 | 6.585 | 7.76 | 9.043 | 10.43 | 11.893 | 13.425 | 15.173 | 17.031 | 18.888 | 20.684 | 22.26 | 23.712 | 24.999 | 26.12 | 27.055 | 27.832 | 28.139 | 28.256 | 28.346 | 28.42 | 28.485
Counterfactual | Dem_BB006 | GWh | SPEN | Strathaven |  | 5.586 | 7.154 | 9.252 | 11.846 | 14.879 | 18.449 | 22.55 | 26.927 | 31.731 | 36.978 | 42.65 | 48.631 | 54.895 | 62.045 | 69.64 | 77.235 | 84.579 | 91.021 | 96.958 | 102.221 | 106.806 | 110.629 | 113.806 | 115.064 | 115.54 | 115.91 | 116.212 | 116.478
Counterfactual | Dem_BB006 | GWh | SPEN | Strathleven |  | 5.435 | 6.98 | 9.102 | 11.813 | 15.113 | 19.173 | 24.072 | 28.743 | 33.872 | 39.473 | 45.528 | 51.912 | 58.599 | 66.231 | 74.338 | 82.446 | 90.286 | 97.163 | 103.5 | 109.118 | 114.012 | 118.093 | 121.485 | 122.827 | 123.335 | 123.731 | 124.053 | 124.337
Counterfactual | Dem_BB006 | GWh | SPEN | Telford Road |  | 2.469 | 3.161 | 4.089 | 5.235 | 6.576 | 8.153 | 9.966 | 11.9 | 14.023 | 16.342 | 18.849 | 21.492 | 24.26 | 27.42 | 30.777 | 34.133 | 37.379 | 40.226 | 42.85 | 45.176 | 47.202 | 48.892 | 50.296 | 50.852 | 51.062 | 51.226 | 51.359 | 51.477
Counterfactual | Dem_BB006 | GWh | SPEN | Tongland |  | 0.399 | 0.51 | 0.66 | 0.845 | 1.062 | 1.316 | 1.609 | 1.921 | 2.264 | 2.639 | 3.043 | 3.47 | 3.917 | 4.427 | 4.969 | 5.511 | 6.035 | 6.495 | 6.918 | 7.294 | 7.621 | 7.894 | 8.121 | 8.21 | 8.244 | 8.271 | 8.292 | 8.311
Counterfactual | Dem_BB006 | GWh | SPEN | West George Street |  | 0.16 | 0.206 | 0.268 | 0.348 | 0.446 | 0.565 | 0.71 | 0.847 | 0.999 | 1.164 | 1.342 | 1.531 | 1.728 | 1.953 | 2.192 | 2.431 | 2.662 | 2.865 | 3.052 | 3.217 | 3.362 | 3.482 | 3.582 | 3.621 | 3.636 | 3.648 | 3.658 | 3.666
Counterfactual | Dem_BB006 | GWh | SPEN | Westfield |  | 2.067 | 2.654 | 3.461 | 4.493 | 5.748 | 7.292 | 9.155 | 10.932 | 12.882 | 15.012 | 17.315 | 19.743 | 22.286 | 25.188 | 28.272 | 31.355 | 34.337 | 36.952 | 39.362 | 41.499 | 43.36 | 44.912 | 46.202 | 46.713 | 46.906 | 47.056 | 47.179 | 47.287
Counterfactual | Dem_BB006 | GWh | SPEN | Whitehouse |  | 6.215 | 7.959 | 10.293 | 13.18 | 16.554 | 20.526 | 25.089 | 29.958 | 35.304 | 41.141 | 47.452 | 54.106 | 61.076 | 69.03 | 77.481 | 85.931 | 94.102 | 101.27 | 107.875 | 113.731 | 118.831 | 123.085 | 126.62 | 128.019 | 128.548 | 128.961 | 129.296 | 129.593
Counterfactual | Dem_BB006 | GWh | SPEN | Wishaw |  | 6.529 | 8.36 | 10.812 | 13.844 | 17.388 | 21.56 | 26.354 | 31.468 | 37.083 | 43.215 | 49.844 | 56.833 | 64.154 | 72.509 | 81.386 | 90.261 | 98.845 | 106.374 | 113.312 | 119.463 | 124.82 | 129.288 | 133.002 | 134.471 | 135.027 | 135.46 | 135.813 | 136.124
Counterfactual | Dem_BB006 | GWh | SPEN Manweb | Birkenhead |  | 11.696 | 14.977 | 19.37 | 24.801 | 31.149 | 38.62 | 47.204 | 56.365 | 66.422 | 77.405 | 89.279 | 101.797 | 114.91 | 129.876 | 145.775 | 161.673 | 177.046 | 190.532 | 202.96 | 213.977 | 223.573 | 231.576 | 238.227 | 240.859 | 241.855 | 242.631 | 243.263 | 243.82
Counterfactual | Dem_BB006 | GWh | SPEN Manweb | Capenhurst |  | 10.448 | 13.379 | 17.303 | 22.154 | 27.825 | 34.5 | 42.167 | 50.351 | 59.335 | 69.146 | 79.752 | 90.935 | 102.649 | 116.018 | 130.22 | 144.422 | 158.155 | 170.202 | 181.303 | 191.145 | 199.717 | 206.866 | 212.808 | 215.159 | 216.049 | 216.742 | 217.306 | 217.804
Counterfactual | Dem_BB006 | GWh | SPEN Manweb | Carrington |  | 18.765 | 24.054 | 31.2 | 40.145 | 50.762 | 63.475 | 78.368 | 93.578 | 110.275 | 128.509 | 148.221 | 169.005 | 190.775 | 215.622 | 242.017 | 268.411 | 293.935 | 316.324 | 336.956 | 355.247 | 371.179 | 384.466 | 395.508 | 399.877 | 401.531 | 402.819 | 403.868 | 404.794
Counterfactual | Dem_BB006 | GWh | SPEN Manweb | Connah's Quay |  | 5.037 | 6.559 | 8.905 | 12.296 | 16.998 | 23.517 | 32.326 | 38.6 | 45.488 | 53.009 | 61.14 | 69.713 | 78.693 | 88.942 | 99.83 | 110.718 | 121.246 | 130.481 | 138.992 | 146.537 | 153.109 | 158.589 | 163.144 | 164.946 | 165.629 | 166.16 | 166.592 | 166.974
Counterfactual | Dem_BB006 | GWh | SPEN Manweb | Fiddlers Ferry |  | 37.781 | 48.686 | 64.146 | 84.637 | 110.657 | 144.043 | 186.094 | 222.209 | 261.859 | 305.157 | 351.967 | 401.319 | 453.015 | 512.015 | 574.694 | 637.369 | 697.978 | 751.143 | 800.136 | 843.57 | 881.402 | 912.952 | 939.173 | 949.549 | 953.477 | 956.535 | 959.025 | 961.224
Counterfactual | Dem_BB006 | GWh | SPEN Manweb | Frodsham |  | 44.385 | 56.837 | 73.505 | 94.115 | 118.206 | 146.559 | 179.132 | 213.897 | 252.063 | 293.741 | 338.8 | 386.306 | 436.068 | 492.861 | 553.195 | 613.525 | 671.866 | 723.043 | 770.203 | 812.012 | 848.429 | 878.799 | 904.039 | 914.027 | 917.807 | 920.751 | 923.148 | 925.265
Counterfactual | Dem_BB006 | GWh | SPEN Manweb | Kirkby (_D) |  | 9.667 | 12.457 | 16.413 | 21.656 | 28.313 | 36.855 | 47.614 | 56.855 | 67 | 78.078 | 90.055 | 102.683 | 115.91 | 131.006 | 147.043 | 163.079 | 178.587 | 192.19 | 204.725 | 215.838 | 225.518 | 233.591 | 240.3 | 242.954 | 243.959 | 244.742 | 245.379 | 245.941
Counterfactual | Dem_BB006 | GWh | SPEN Manweb | Legacy |  | 16.714 | 21.725 | 29.338 | 40.195 | 55.06 | 75.455 | 102.77 | 122.715 | 144.612 | 168.523 | 194.374 | 221.629 | 250.178 | 282.761 | 317.376 | 351.988 | 385.459 | 414.82 | 441.877 | 465.863 | 486.756 | 504.179 | 518.66 | 524.39 | 526.559 | 528.248 | 529.623 | 530.837
Counterfactual | Dem_BB006 | GWh | SPEN Manweb | Lister Drive |  | 16.04 | 20.669 | 27.233 | 35.932 | 46.979 | 61.152 | 79.004 | 94.337 | 111.17 | 129.552 | 149.425 | 170.377 | 192.324 | 217.372 | 243.982 | 270.59 | 296.321 | 318.892 | 339.691 | 358.131 | 374.192 | 387.586 | 398.718 | 403.123 | 404.791 | 406.089 | 407.146 | 408.08
Counterfactual | Dem_BB006 | GWh | SPEN Manweb | Pentir |  | 3.935 | 5.144 | 7.06 | 9.901 | 13.934 | 19.631 | 27.449 | 32.776 | 38.625 | 45.011 | 51.916 | 59.195 | 66.821 | 75.523 | 84.768 | 94.013 | 102.953 | 110.795 | 118.022 | 124.428 | 130.008 | 134.662 | 138.53 | 140.06 | 140.64 | 141.091 | 141.458 | 141.782
Counterfactual | Dem_BB006 | GWh | SPEN Manweb | Rainhill |  | 15.329 | 19.754 | 26.026 | 34.34 | 44.898 | 58.443 | 75.505 | 90.158 | 106.246 | 123.813 | 142.806 | 162.83 | 183.805 | 207.743 | 233.174 | 258.604 | 283.195 | 304.766 | 324.644 | 342.267 | 357.617 | 370.418 | 381.057 | 385.267 | 386.86 | 388.101 | 389.111 | 390.003
Counterfactual | Dem_BB006 | GWh | SPEN Manweb | St. Asaph |  | 4.918 | 6.429 | 8.823 | 12.374 | 17.415 | 24.535 | 34.305 | 40.963 | 48.272 | 56.254 | 64.883 | 73.981 | 83.511 | 94.387 | 105.941 | 117.495 | 128.668 | 138.469 | 147.5 | 155.507 | 162.481 | 168.297 | 173.131 | 175.044 | 175.768 | 176.332 | 176.791 | 177.196
Counterfactual | Dem_BB006 | GWh | SPEN Manweb | Trawsfynydd |  | 11.304 | 14.791 | 20.347 | 28.632 | 40.45 | 57.203 | 80.26 | 95.836 | 112.936 | 131.61 | 151.799 | 173.084 | 195.38 | 220.825 | 247.858 | 274.889 | 301.029 | 323.958 | 345.088 | 363.821 | 380.137 | 393.744 | 405.053 | 409.528 | 411.222 | 412.541 | 413.615 | 414.563
Counterfactual | Dem_BB006 | GWh | SPEN Manweb | Wylfa |  | 1.868 | 2.455 | 3.417 | 4.888 | 7.032 | 10.122 | 14.429 | 17.23 | 20.304 | 23.661 | 27.291 | 31.118 | 35.126 | 39.701 | 44.561 | 49.421 | 54.12 | 58.243 | 62.042 | 65.409 | 68.343 | 70.789 | 72.822 | 73.627 | 73.931 | 74.168 | 74.362 | 74.532
Counterfactual | Dem_BB006 | GWh | SPTL | Direct(SPTL) |  | 15.615 | 19.995 | 25.859 | 33.111 | 41.588 | 51.566 | 63.03 | 75.263 | 88.692 | 103.357 | 119.212 | 135.927 | 153.437 | 173.42 | 194.65 | 215.878 | 236.406 | 254.414 | 271.008 | 285.719 | 298.532 | 309.219 | 318.1 | 321.614 | 322.944 | 323.98 | 324.823 | 325.568
Counterfactual | Dem_BB006 | GWh | SSEN (SHEPD) | Abernethy |  | 3.011 | 3.844 | 4.924 | 6.206 | 7.623 | 9.182 | 10.826 | 12.927 | 15.234 | 17.753 | 20.476 | 23.348 | 26.355 | 29.787 | 33.434 | 37.08 | 40.606 | 43.699 | 46.55 | 49.076 | 51.277 | 53.113 | 54.638 | 55.242 | 55.47 | 55.648 | 55.793 | 55.921
Counterfactual | Dem_BB006 | GWh | SSEN (SHEPD) | Alness |  | 2.965 | 3.824 | 5.053 | 6.697 | 8.807 | 11.541 | 15.017 | 17.931 | 21.13 | 24.624 | 28.401 | 32.384 | 36.555 | 41.316 | 46.374 | 51.432 | 56.322 | 60.612 | 64.566 | 68.071 | 71.123 | 73.669 | 75.785 | 76.622 | 76.939 | 77.186 | 77.387 | 77.565
Counterfactual | Dem_BB006 | GWh | SSEN (SHEPD) | Arbroath |  | 0.662 | 0.845 | 1.082 | 1.364 | 1.675 | 2.018 | 2.379 | 2.841 | 3.348 | 3.902 | 4.5 | 5.131 | 5.792 | 6.547 | 7.348 | 8.149 | 8.924 | 9.604 | 10.23 | 10.786 | 11.27 | 11.673 | 12.008 | 12.141 | 12.191 | 12.23 | 12.262 | 12.29
Counterfactual | Dem_BB006 | GWh | SSEN (SHEPD) | Ardkinglas |  | 0 | 0 | 0 | 0 | 0 | 0 | 0 | 0 | 0 | 0 | 0 | 0 | 0 | 0 | 0 | 0 | 0 | 0 | 0 | 0 | 0 | 0 | 0 | 0 | 0 | 0 | 0 | 0
Counterfactual | Dem_BB006 | GWh | SSEN (SHEPD) | Ardmore |  | 2.43 | 3.14 | 4.171 | 5.572 | 7.401 | 9.809 | 12.917 | 15.424 | 18.176 | 21.181 | 24.43 | 27.856 | 31.444 | 35.539 | 39.89 | 44.24 | 48.447 | 52.137 | 55.538 | 58.552 | 61.178 | 63.368 | 65.188 | 65.909 | 66.181 | 66.393 | 66.566 | 66.719
Counterfactual | Dem_BB006 | GWh | SSEN (SHEPD) | Beauly |  | 1.136 | 1.468 | 1.95 | 2.605 | 3.46 | 4.586 | 6.039 | 7.211 | 8.498 | 9.903 | 11.422 | 13.024 | 14.701 | 16.616 | 18.65 | 20.684 | 22.651 | 24.376 | 25.966 | 27.376 | 28.604 | 29.627 | 30.478 | 30.815 | 30.943 | 31.042 | 31.123 | 31.194
Counterfactual | Dem_BB006 | GWh | SSEN (SHEPD) | Berryburn |  | 0 | 0 | 0 | 0 | 0 | 0 | 0 | 0 | 0 | 0 | 0 | 0 | 0 | 0 | 0 | 0 | 0 | 0 | 0 | 0 | 0 | 0 | 0 | 0 | 0 | 0 | 0 | 0
Counterfactual | Dem_BB006 | GWh | SSEN (SHEPD) | Boat of Garten |  | 1.161 | 1.501 | 1.993 | 2.663 | 3.537 | 4.687 | 6.173 | 7.371 | 8.686 | 10.122 | 11.675 | 13.312 | 15.027 | 16.984 | 19.063 | 21.142 | 23.152 | 24.915 | 26.541 | 27.981 | 29.236 | 30.283 | 31.152 | 31.497 | 31.627 | 31.728 | 31.811 | 31.884
Counterfactual | Dem_BB006 | GWh | SSEN (SHEPD) | Braco West |  | 6.341 | 8.094 | 10.37 | 13.069 | 16.053 | 19.335 | 22.798 | 27.223 | 32.08 | 37.384 | 43.119 | 49.165 | 55.498 | 62.726 | 70.405 | 78.083 | 85.508 | 92.022 | 98.024 | 103.345 | 107.979 | 111.845 | 115.057 | 116.328 | 116.809 | 117.184 | 117.489 | 117.758
Counterfactual | Dem_BB006 | GWh | SSEN (SHEPD) | Bridge of Dun |  | 2.818 | 3.598 | 4.609 | 5.809 | 7.135 | 8.593 | 10.133 | 12.099 | 14.258 | 16.616 | 19.164 | 21.852 | 24.666 | 27.879 | 31.292 | 34.704 | 38.004 | 40.899 | 43.567 | 45.932 | 47.992 | 49.71 | 51.137 | 51.702 | 51.916 | 52.083 | 52.218 | 52.338
Counterfactual | Dem_BB006 | GWh | SSEN (SHEPD) | Broadford-Skye |  | 0.6 | 0.775 | 1.029 | 1.375 | 1.827 | 2.421 | 3.188 | 3.807 | 4.486 | 5.228 | 6.03 | 6.875 | 7.761 | 8.772 | 9.845 | 10.919 | 11.957 | 12.868 | 13.707 | 14.452 | 15.1 | 15.64 | 16.089 | 16.267 | 16.334 | 16.387 | 16.429 | 16.467
Counterfactual | Dem_BB006 | GWh | SSEN (SHEPD) | Brora |  | 0.712 | 0.919 | 1.214 | 1.609 | 2.116 | 2.773 | 3.608 | 4.309 | 5.077 | 5.917 | 6.824 | 7.781 | 8.784 | 9.928 | 11.143 | 12.358 | 13.533 | 14.564 | 15.514 | 16.356 | 17.09 | 17.702 | 18.21 | 18.411 | 18.487 | 18.547 | 18.595 | 18.638
Counterfactual | Dem_BB006 | GWh | SSEN (SHEPD) | Burghmuir |  | 1.67 | 2.132 | 2.731 | 3.443 | 4.228 | 5.093 | 6.005 | 7.171 | 8.45 | 9.847 | 11.358 | 12.95 | 14.618 | 16.522 | 18.545 | 20.567 | 22.523 | 24.239 | 25.82 | 27.221 | 28.442 | 29.46 | 30.306 | 30.641 | 30.768 | 30.867 | 30.947 | 31.018
Counterfactual | Dem_BB006 | GWh | SSEN (SHEPD) | Carradale |  | 1.733 | 2.229 | 2.919 | 3.814 | 4.925 | 6.316 | 8.029 | 9.588 | 11.298 | 13.166 | 15.186 | 17.315 | 19.546 | 22.092 | 24.796 | 27.5 | 30.115 | 32.409 | 34.523 | 36.397 | 38.029 | 39.391 | 40.522 | 40.97 | 41.139 | 41.271 | 41.378 | 41.473
Counterfactual | Dem_BB006 | GWh | SSEN (SHEPD) | Cassley |  | 0.084 | 0.109 | 0.144 | 0.191 | 0.251 | 0.328 | 0.427 | 0.51 | 0.601 | 0.701 | 0.808 | 0.922 | 1.04 | 1.176 | 1.32 | 1.464 | 1.603 | 1.725 | 1.837 | 1.937 | 2.024 | 2.096 | 2.157 | 2.18 | 2.189 | 2.197 | 2.202 | 2.207
Counterfactual | Dem_BB006 | GWh | SSEN (SHEPD) | Ceannacroc |  | 0.183 | 0.236 | 0.314 | 0.419 | 0.557 | 0.738 | 0.972 | 1.161 | 1.368 | 1.594 | 1.838 | 2.096 | 2.366 | 2.674 | 3.002 | 3.329 | 3.646 | 3.923 | 4.179 | 4.406 | 4.604 | 4.768 | 4.905 | 4.96 | 4.98 | 4.996 | 5.009 | 5.021
Counterfactual | Dem_BB006 | GWh | SSEN (SHEPD) | Charleston |  | 1.079 | 1.377 | 1.764 | 2.223 | 2.731 | 3.289 | 3.878 | 4.631 | 5.457 | 6.359 | 7.335 | 8.363 | 9.441 | 10.67 | 11.976 | 13.282 | 14.545 | 15.653 | 16.674 | 17.579 | 18.368 | 19.025 | 19.572 | 19.788 | 19.87 | 19.934 | 19.985 | 20.031
Counterfactual | Dem_BB006 | GWh | SSEN (SHEPD) | Clachan |  | 0.514 | 0.661 | 0.866 | 1.132 | 1.461 | 1.874 | 2.382 | 2.845 | 3.352 | 3.907 | 4.506 | 5.138 | 5.8 | 6.555 | 7.357 | 8.16 | 8.936 | 9.616 | 10.244 | 10.8 | 11.284 | 11.688 | 12.024 | 12.156 | 12.207 | 12.246 | 12.278 | 12.306
Counterfactual | Dem_BB006 | GWh | SSEN (SHEPD) | Clayhills |  | 1.135 | 1.452 | 1.872 | 2.384 | 2.972 | 3.649 | 4.408 | 5.264 | 6.203 | 7.229 | 8.337 | 9.506 | 10.731 | 12.129 | 13.613 | 15.098 | 16.534 | 17.793 | 18.954 | 19.982 | 20.879 | 21.626 | 22.247 | 22.493 | 22.586 | 22.658 | 22.717 | 22.769
Counterfactual | Dem_BB006 | GWh | SSEN (SHEPD) | Coupar Angus |  | 6.577 | 8.396 | 10.757 | 13.557 | 16.652 | 20.056 | 23.649 | 28.238 | 33.277 | 38.779 | 44.728 | 50.999 | 57.569 | 65.067 | 73.032 | 80.996 | 88.699 | 95.455 | 101.681 | 107.2 | 112.008 | 116.017 | 119.35 | 120.668 | 121.167 | 121.556 | 121.872 | 122.152
Counterfactual | Dem_BB006 | GWh | SSEN (SHEPD) | Craigiebuckler |  | 3.01 | 3.851 | 4.963 | 6.321 | 7.879 | 9.675 | 11.687 | 13.955 | 16.445 | 19.164 | 22.104 | 25.204 | 28.45 | 32.156 | 36.092 | 40.028 | 43.834 | 47.173 | 50.25 | 52.978 | 55.354 | 57.335 | 58.982 | 59.634 | 59.88 | 60.072 | 60.229 | 60.367
Counterfactual | Dem_BB006 | GWh | SSEN (SHEPD) | Dallas |  | 0 | 0 | 0 | 0 | 0 | 0 | 0 | 0 | 0 | 0 | 0 | 0 | 0 | 0 | 0 | 0 | 0 | 0 | 0 | 0 | 0 | 0 | 0 | 0 | 0 | 0 | 0 | 0
Counterfactual | Dem_BB006 | GWh | SSEN (SHEPD) | Dounreay |  | 0.931 | 1.2 | 1.586 | 2.102 | 2.764 | 3.622 | 4.713 | 5.628 | 6.632 | 7.728 | 8.914 | 10.164 | 11.473 | 12.967 | 14.555 | 16.142 | 17.677 | 19.023 | 20.264 | 21.364 | 22.322 | 23.121 | 23.786 | 24.048 | 24.148 | 24.225 | 24.288 | 24.344
Counterfactual | Dem_BB006 | GWh | SSEN (SHEPD) | Dudhope |  | 0.596 | 0.761 | 0.974 | 1.228 | 1.508 | 1.817 | 2.142 | 2.558 | 3.015 | 3.513 | 4.052 | 4.62 | 5.215 | 5.894 | 6.616 | 7.337 | 8.035 | 8.647 | 9.211 | 9.711 | 10.147 | 10.51 | 10.812 | 10.931 | 10.977 | 11.012 | 11.04 | 11.066
Counterfactual | Dem_BB006 | GWh | SSEN (SHEPD) | Dunbeath |  | 0 | 0 | 0 | 0 | 0 | 0 | 0 | 0 | 0 | 0 | 0 | 0 | 0 | 0 | 0 | 0 | 0 | 0 | 0 | 0 | 0 | 0 | 0 | 0 | 0 | 0 | 0 | 0
Counterfactual | Dem_BB006 | GWh | SSEN (SHEPD) | Dunoon |  | 0.792 | 1.017 | 1.326 | 1.721 | 2.202 | 2.794 | 3.508 | 4.189 | 4.936 | 5.752 | 6.635 | 7.565 | 8.54 | 9.652 | 10.833 | 12.015 | 13.157 | 14.159 | 15.083 | 15.902 | 16.615 | 17.21 | 17.704 | 17.899 | 17.973 | 18.031 | 18.078 | 18.12
Counterfactual | Dem_BB006 | GWh | SSEN (SHEPD) | Dunvegan |  | 0.415 | 0.536 | 0.712 | 0.951 | 1.264 | 1.675 | 2.206 | 2.634 | 3.104 | 3.617 | 4.172 | 4.757 | 5.37 | 6.069 | 6.812 | 7.555 | 8.273 | 8.903 | 9.484 | 9.999 | 10.447 | 10.821 | 11.132 | 11.255 | 11.302 | 11.338 | 11.368 | 11.394
Counterfactual | Dem_BB006 | GWh | SSEN (SHEPD) | Dyce |  | 3.1 | 3.965 | 5.112 | 6.509 | 8.114 | 9.963 | 12.036 | 14.372 | 16.936 | 19.736 | 22.764 | 25.956 | 29.299 | 33.115 | 37.169 | 41.222 | 45.142 | 48.581 | 51.749 | 54.559 | 57.005 | 59.046 | 60.742 | 61.413 | 61.667 | 61.865 | 62.026 | 62.168
Counterfactual | Dem_BB006 | GWh | SSEN (SHEPD) | Elgin |  | 2.567 | 3.318 | 4.406 | 5.886 | 7.818 | 10.362 | 13.645 | 16.293 | 19.201 | 22.375 | 25.808 | 29.426 | 33.217 | 37.543 | 42.139 | 46.735 | 51.179 | 55.077 | 58.67 | 61.854 | 64.628 | 66.942 | 68.864 | 69.625 | 69.913 | 70.137 | 70.32 | 70.481
Counterfactual | Dem_BB006 | GWh | SSEN (SHEPD) | Fasnakyle |  | 0.092 | 0.118 | 0.157 | 0.21 | 0.279 | 0.37 | 0.487 | 0.581 | 0.685 | 0.798 | 0.92 | 1.049 | 1.185 | 1.339 | 1.503 | 1.667 | 1.825 | 1.964 | 2.092 | 2.206 | 2.305 | 2.387 | 2.456 | 2.483 | 2.493 | 2.501 | 2.508 | 2.514
Counterfactual | Dem_BB006 | GWh | SSEN (SHEPD) | Fetteresso |  | 0 | 0 | 0 | 0 | 0 | 0 | 0 | 0 | 0 | 0 | 0 | 0 | 0 | 0 | 0 | 0 | 0 | 0 | 0 | 0 | 0 | 0 | 0 | 0 | 0 | 0 | 0 | 0
Counterfactual | Dem_BB006 | GWh | SSEN (SHEPD) | Fiddes |  | 1.468 | 1.878 | 2.421 | 3.083 | 3.843 | 4.719 | 5.7 | 6.807 | 8.021 | 9.347 | 10.781 | 12.293 | 13.876 | 15.684 | 17.604 | 19.523 | 21.38 | 23.008 | 24.509 | 25.84 | 26.998 | 27.965 | 28.768 | 29.086 | 29.206 | 29.3 | 29.376 | 29.443
Counterfactual | Dem_BB006 | GWh | SSEN (SHEPD) | Finstown |  | 0 | 0 | 0 | 0 | 0 | 0 | 0 | 0 | 0 | 0 | 0 | 0 | 0 | 0 | 0 | 0 | 0 | 0 | 0 | 0 | 0 | 0 | 0 | 0 | 0 | 0 | 0 | 0
Counterfactual | Dem_BB006 | GWh | SSEN (SHEPD) | Fort Augustus |  | 0.201 | 0.26 | 0.345 | 0.46 | 0.612 | 0.811 | 1.067 | 1.275 | 1.502 | 1.75 | 2.019 | 2.302 | 2.598 | 2.937 | 3.296 | 3.656 | 4.003 | 4.308 | 4.589 | 4.838 | 5.055 | 5.236 | 5.387 | 5.446 | 5.469 | 5.486 | 5.501 | 5.513
Counterfactual | Dem_BB006 | GWh | SSEN (SHEPD) | Fort William |  | 1.392 | 1.799 | 2.389 | 3.191 | 4.239 | 5.618 | 7.398 | 8.834 | 10.411 | 12.132 | 13.993 | 15.955 | 18.01 | 20.356 | 22.848 | 25.34 | 27.749 | 29.863 | 31.811 | 33.537 | 35.042 | 36.296 | 37.338 | 37.751 | 37.907 | 38.029 | 38.128 | 38.215
Counterfactual | Dem_BB006 | GWh | SSEN (SHEPD) | Fraserburgh |  | 1.661 | 2.125 | 2.739 | 3.489 | 4.349 | 5.34 | 6.45 | 7.702 | 9.076 | 10.577 | 12.2 | 13.91 | 15.702 | 17.747 | 19.92 | 22.092 | 24.193 | 26.036 | 27.734 | 29.24 | 30.551 | 31.644 | 32.553 | 32.913 | 33.049 | 33.155 | 33.241 | 33.318
Counterfactual | Dem_BB006 | GWh | SSEN (SHEPD) | Glenfarclas |  | 0 | 0 | 0 | 0 | 0 | 0 | 0 | 0 | 0 | 0 | 0 | 0 | 0 | 0 | 0 | 0 | 0 | 0 | 0 | 0 | 0 | 0 | 0 | 0 | 0 | 0 | 0 | 0
Counterfactual | Dem_BB006 | GWh | SSEN (SHEPD) | Grudie Bridge |  | 0.851 | 1.1 | 1.461 | 1.951 | 2.592 | 3.435 | 4.523 | 5.401 | 6.365 | 7.417 | 8.555 | 9.755 | 11.011 | 12.445 | 13.969 | 15.492 | 16.965 | 18.258 | 19.449 | 20.504 | 21.424 | 22.191 | 22.828 | 23.08 | 23.176 | 23.25 | 23.311 | 23.364
Counterfactual | Dem_BB006 | GWh | SSEN (SHEPD) | Inverness |  | 4.795 | 6.196 | 8.229 | 10.994 | 14.602 | 19.353 | 25.486 | 30.432 | 35.862 | 41.792 | 48.203 | 54.962 | 62.041 | 70.122 | 78.706 | 87.289 | 95.59 | 102.871 | 109.58 | 115.529 | 120.71 | 125.031 | 128.622 | 130.043 | 130.581 | 131 | 131.341 | 131.642
Counterfactual | Dem_BB006 | GWh | SSEN (SHEPD) | Keith |  | 2.273 | 2.937 | 3.901 | 5.211 | 6.922 | 9.174 | 12.081 | 14.426 | 17 | 19.81 | 22.849 | 26.053 | 29.409 | 33.239 | 37.308 | 41.377 | 45.312 | 48.763 | 51.944 | 54.764 | 57.22 | 59.268 | 60.97 | 61.644 | 61.898 | 62.097 | 62.259 | 62.401
Counterfactual | Dem_BB006 | GWh | SSEN (SHEPD) | Killin |  | 5.999 | 7.658 | 9.811 | 12.365 | 15.188 | 18.293 | 21.57 | 25.756 | 30.351 | 35.37 | 40.796 | 46.516 | 52.508 | 59.346 | 66.611 | 73.876 | 80.901 | 87.063 | 92.742 | 97.776 | 102.161 | 105.818 | 108.857 | 110.06 | 110.515 | 110.87 | 111.158 | 111.413
Counterfactual | Dem_BB006 | GWh | SSEN (SHEPD) | Kinlochleven |  | 0.099 | 0.128 | 0.169 | 0.226 | 0.301 | 0.398 | 0.525 | 0.626 | 0.738 | 0.86 | 0.992 | 1.131 | 1.277 | 1.443 | 1.62 | 1.797 | 1.967 | 2.117 | 2.255 | 2.378 | 2.484 | 2.573 | 2.647 | 2.676 | 2.688 | 2.696 | 2.703 | 2.709
Counterfactual | Dem_BB006 | GWh | SSEN (SHEPD) | Kintore |  | 6.063 | 7.755 | 9.996 | 12.73 | 15.868 | 19.485 | 23.538 | 28.106 | 33.121 | 38.597 | 44.518 | 50.76 | 57.299 | 64.762 | 72.689 | 80.617 | 88.283 | 95.007 | 101.204 | 106.698 | 111.483 | 115.474 | 118.79 | 120.103 | 120.599 | 120.986 | 121.301 | 121.579
Counterfactual | Dem_BB006 | GWh | SSEN (SHEPD) | Lairg |  | 0.122 | 0.157 | 0.207 | 0.275 | 0.361 | 0.473 | 0.616 | 0.735 | 0.866 | 1.01 | 1.164 | 1.328 | 1.499 | 1.694 | 1.901 | 2.109 | 2.309 | 2.485 | 2.647 | 2.791 | 2.916 | 3.02 | 3.107 | 3.141 | 3.154 | 3.164 | 3.173 | 3.18
Counterfactual | Dem_BB006 | GWh | SSEN (SHEPD) | Lunanhead |  | 4.316 | 5.51 | 7.059 | 8.896 | 10.927 | 13.161 | 15.519 | 18.53 | 21.837 | 25.448 | 29.351 | 33.467 | 37.778 | 42.698 | 47.925 | 53.151 | 58.206 | 62.639 | 66.725 | 70.347 | 73.502 | 76.133 | 78.319 | 79.185 | 79.512 | 79.767 | 79.975 | 80.158
Counterfactual | Dem_BB006 | GWh | SSEN (SHEPD) | Lyndhurst |  | 1.244 | 1.588 | 2.034 | 2.564 | 3.149 | 3.792 | 4.472 | 5.34 | 6.292 | 7.333 | 8.458 | 9.644 | 10.886 | 12.304 | 13.81 | 15.316 | 16.772 | 18.05 | 19.227 | 20.271 | 21.18 | 21.938 | 22.568 | 22.817 | 22.912 | 22.985 | 23.045 | 23.098
Counterfactual | Dem_BB006 | GWh | SSEN (SHEPD) | Macduff |  | 0.935 | 1.208 | 1.605 | 2.143 | 2.847 | 3.773 | 4.969 | 5.934 | 6.992 | 8.149 | 9.398 | 10.716 | 12.097 | 13.672 | 15.346 | 17.02 | 18.638 | 20.058 | 21.366 | 22.526 | 23.536 | 24.378 | 25.078 | 25.356 | 25.46 | 25.542 | 25.609 | 25.667
Counterfactual | Dem_BB006 | GWh | SSEN (SHEPD) | Milton of Craigie |  | 2.97 | 3.791 | 4.857 | 6.122 | 7.519 | 9.056 | 10.679 | 12.751 | 15.026 | 17.511 | 20.197 | 23.029 | 25.995 | 29.381 | 32.978 | 36.574 | 40.052 | 43.103 | 45.914 | 48.407 | 50.578 | 52.388 | 53.893 | 54.488 | 54.713 | 54.889 | 55.032 | 55.158
Counterfactual | Dem_BB006 | GWh | SSEN (SHEPD) | Mybster |  | 0.763 | 0.985 | 1.301 | 1.724 | 2.268 | 2.972 | 3.867 | 4.617 | 5.441 | 6.34 | 7.313 | 8.338 | 9.412 | 10.638 | 11.941 | 13.243 | 14.502 | 15.607 | 16.625 | 17.527 | 18.313 | 18.969 | 19.514 | 19.729 | 19.811 | 19.874 | 19.926 | 19.972
Counterfactual | Dem_BB006 | GWh | SSEN (SHEPD) | Nairn |  | 1.598 | 2.065 | 2.743 | 3.664 | 4.867 | 6.451 | 8.495 | 10.144 | 11.954 | 13.93 | 16.067 | 18.32 | 20.68 | 23.373 | 26.235 | 29.096 | 31.863 | 34.29 | 36.526 | 38.509 | 40.236 | 41.676 | 42.873 | 43.347 | 43.526 | 43.666 | 43.779 | 43.88
Counterfactual | Dem_BB006 | GWh | SSEN (SHEPD) | Orrin |  | 0 | 0 | 0 | 0 | 0 | 0 | 0 | 0 | 0 | 0 | 0 | 0 | 0 | 0 | 0 | 0 | 0 | 0 | 0 | 0 | 0 | 0 | 0 | 0 | 0 | 0 | 0 | 0
Counterfactual | Dem_BB006 | GWh | SSEN (SHEPD) | Persley |  | 3.992 | 5.107 | 6.583 | 8.383 | 10.45 | 12.832 | 15.5 | 18.509 | 21.811 | 25.418 | 29.317 | 33.427 | 37.733 | 42.648 | 47.869 | 53.089 | 58.137 | 62.566 | 66.647 | 70.264 | 73.416 | 76.043 | 78.228 | 79.092 | 79.419 | 79.674 | 79.881 | 80.064
Counterfactual | Dem_BB006 | GWh | SSEN (SHEPD) | Peterhead Grange |  | 1.799 | 2.301 | 2.967 | 3.778 | 4.709 | 5.782 | 6.985 | 8.341 | 9.829 | 11.454 | 13.211 | 15.064 | 17.004 | 19.219 | 21.572 | 23.924 | 26.199 | 28.195 | 30.034 | 31.664 | 33.084 | 34.268 | 35.253 | 35.642 | 35.79 | 35.904 | 35.998 | 36.08
Counterfactual | Dem_BB006 | GWh | SSEN (SHEPD) | Peterhead Shell |  | 0.883 | 1.129 | 1.455 | 1.853 | 2.31 | 2.836 | 3.426 | 4.091 | 4.821 | 5.619 | 6.481 | 7.389 | 8.341 | 9.427 | 10.581 | 11.735 | 12.851 | 13.83 | 14.732 | 15.532 | 16.229 | 16.81 | 17.292 | 17.483 | 17.556 | 17.612 | 17.658 | 17.698
Counterfactual | Dem_BB006 | GWh | SSEN (SHEPD) | Port Ann |  | 2.519 | 3.239 | 4.242 | 5.544 | 7.157 | 9.18 | 11.67 | 13.934 | 16.421 | 19.136 | 22.071 | 25.166 | 28.408 | 32.108 | 36.038 | 39.969 | 43.769 | 47.103 | 50.175 | 52.899 | 55.272 | 57.25 | 58.894 | 59.545 | 59.791 | 59.983 | 60.139 | 60.277
Counterfactual | Dem_BB006 | GWh | SSEN (SHEPD) | Quoich |  | 0.023 | 0.03 | 0.039 | 0.052 | 0.07 | 0.092 | 0.122 | 0.145 | 0.171 | 0.2 | 0.23 | 0.262 | 0.296 | 0.335 | 0.376 | 0.417 | 0.456 | 0.491 | 0.523 | 0.552 | 0.576 | 0.597 | 0.614 | 0.621 | 0.623 | 0.625 | 0.627 | 0.628
Counterfactual | Dem_BB006 | GWh | SSEN (SHEPD) | Rannoch |  | 3.381 | 4.316 | 5.529 | 6.968 | 8.559 | 10.309 | 12.155 | 14.514 | 17.104 | 19.932 | 22.99 | 26.213 | 29.59 | 33.444 | 37.538 | 41.632 | 45.591 | 49.063 | 52.263 | 55.1 | 57.571 | 59.632 | 61.345 | 62.023 | 62.279 | 62.479 | 62.642 | 62.785
Counterfactual | Dem_BB006 | GWh | SSEN (SHEPD) | Redmoss |  | 3.42 | 4.375 | 5.64 | 7.182 | 8.952 | 10.993 | 13.279 | 15.856 | 18.686 | 21.775 | 25.116 | 28.637 | 32.326 | 36.537 | 41.009 | 45.482 | 49.807 | 53.6 | 57.096 | 60.196 | 62.895 | 65.147 | 67.018 | 67.758 | 68.039 | 68.257 | 68.434 | 68.591
Counterfactual | Dem_BB006 | GWh | SSEN (SHEPD) | Rothienorman |  | 0 | 0 | 0 | 0 | 0 | 0 | 0 | 0 | 0 | 0 | 0 | 0 | 0 | 0 | 0 | 0 | 0 | 0 | 0 | 0 | 0 | 0 | 0 | 0 | 0 | 0 | 0 | 0
Counterfactual | Dem_BB006 | GWh | SSEN (SHEPD) | Shin |  | 0.128 | 0.165 | 0.218 | 0.288 | 0.379 | 0.497 | 0.647 | 0.772 | 0.91 | 1.06 | 1.223 | 1.394 | 1.574 | 1.779 | 1.997 | 2.214 | 2.425 | 2.61 | 2.78 | 2.931 | 3.062 | 3.172 | 3.263 | 3.299 | 3.313 | 3.323 | 3.332 | 3.339
Counterfactual | Dem_BB006 | GWh | SSEN (SHEPD) | Sloy |  | 0.424 | 0.545 | 0.714 | 0.933 | 1.204 | 1.544 | 1.963 | 2.344 | 2.762 | 3.219 | 3.713 | 4.234 | 4.779 | 5.401 | 6.062 | 6.724 | 7.363 | 7.924 | 8.441 | 8.899 | 9.298 | 9.631 | 9.907 | 10.017 | 10.058 | 10.09 | 10.117 | 10.14
Counterfactual | Dem_BB006 | GWh | SSEN (SHEPD) | St Fergus Gas Terminal |  | 0.381 | 0.487 | 0.628 | 0.8 | 0.997 | 1.224 | 1.479 | 1.766 | 2.081 | 2.425 | 2.797 | 3.19 | 3.601 | 4.069 | 4.568 | 5.066 | 5.547 | 5.97 | 6.359 | 6.705 | 7.005 | 7.256 | 7.464 | 7.547 | 7.578 | 7.602 | 7.622 | 7.64
Counterfactual | Dem_BB006 | GWh | SSEN (SHEPD) | Strichen |  | 1.405 | 1.798 | 2.317 | 2.951 | 3.678 | 4.517 | 5.456 | 6.515 | 7.678 | 8.947 | 10.32 | 11.767 | 13.283 | 15.013 | 16.85 | 18.688 | 20.465 | 22.024 | 23.46 | 24.734 | 25.843 | 26.768 | 27.537 | 27.841 | 27.956 | 28.046 | 28.119 | 28.184
Counterfactual | Dem_BB006 | GWh | SSEN (SHEPD) | Tarland |  | 1.715 | 2.194 | 2.828 | 3.601 | 4.489 | 5.512 | 6.659 | 7.951 | 9.369 | 10.919 | 12.594 | 14.359 | 16.209 | 18.32 | 20.563 | 22.805 | 24.974 | 26.876 | 28.629 | 30.183 | 31.537 | 32.666 | 33.604 | 33.975 | 34.116 | 34.225 | 34.314 | 34.393
Counterfactual | Dem_BB006 | GWh | SSEN (SHEPD) | Taynuilt |  | 4.163 | 5.353 | 7.011 | 9.161 | 11.828 | 15.172 | 19.285 | 23.028 | 27.137 | 31.624 | 36.475 | 41.59 | 46.947 | 53.062 | 59.557 | 66.052 | 72.333 | 77.843 | 82.92 | 87.422 | 91.342 | 94.612 | 97.329 | 98.404 | 98.812 | 99.128 | 99.386 | 99.614
Counterfactual | Dem_BB006 | GWh | SSEN (SHEPD) | Thurso |  | 3.477 | 4.485 | 5.926 | 7.855 | 10.329 | 13.535 | 17.612 | 21.03 | 24.782 | 28.88 | 33.31 | 37.98 | 42.873 | 48.457 | 54.388 | 60.32 | 66.056 | 71.087 | 75.724 | 79.835 | 83.415 | 86.401 | 88.882 | 89.864 | 90.236 | 90.525 | 90.761 | 90.969
Counterfactual | Dem_BB006 | GWh | SSEN (SHEPD) | Tummel Bridge |  | 7.44 | 9.498 | 12.168 | 15.335 | 18.836 | 22.687 | 26.75 | 31.942 | 37.641 | 43.865 | 50.594 | 57.688 | 65.12 | 73.601 | 82.611 | 91.62 | 100.332 | 107.975 | 115.017 | 121.261 | 126.699 | 131.234 | 135.004 | 136.495 | 137.06 | 137.499 | 137.857 | 138.173
Counterfactual | Dem_BB006 | GWh | SSEN (SHEPD) | Willowdale |  | 1.833 | 2.345 | 3.023 | 3.849 | 4.798 | 5.892 | 7.117 | 8.499 | 10.015 | 11.671 | 13.461 | 15.349 | 17.326 | 19.583 | 21.98 | 24.377 | 26.695 | 28.728 | 30.602 | 32.263 | 33.71 | 34.917 | 35.92 | 36.317 | 36.467 | 36.584 | 36.679 | 36.763
Counterfactual | Dem_BB006 | GWh | SSEN (SHEPD) | Woodhill |  | 3.946 | 5.047 | 6.506 | 8.285 | 10.327 | 12.681 | 15.319 | 18.292 | 21.556 | 25.12 | 28.973 | 33.036 | 37.291 | 42.148 | 47.308 | 52.467 | 57.456 | 61.833 | 65.866 | 69.441 | 72.556 | 75.153 | 77.311 | 78.165 | 78.489 | 78.74 | 78.945 | 79.126
Counterfactual | Dem_BB006 | GWh | SSEN South | Acton Lane 66kV |  | 1.955 | 2.454 | 2.981 | 3.41 | 3.575 | 3.321 | 2.428 | 2.899 | 3.416 | 3.981 | 4.591 | 5.235 | 5.91 | 6.679 | 7.497 | 8.314 | 9.105 | 9.799 | 10.438 | 11.004 | 11.498 | 11.909 | 12.251 | 12.387 | 12.438 | 12.478 | 12.51 | 12.539
Counterfactual | Dem_BB006 | GWh | SSEN South | Axminster_H |  | 8.284 | 10.618 | 13.769 | 17.708 | 22.377 | 27.96 | 34.488 | 41.181 | 48.529 | 56.554 | 65.229 | 74.375 | 83.956 | 94.89 | 106.506 | 118.122 | 129.354 | 139.207 | 148.287 | 156.336 | 163.348 | 169.195 | 174.054 | 175.977 | 176.705 | 177.272 | 177.733 | 178.141
Counterfactual | Dem_BB006 | GWh | SSEN South | Botley Wood |  | 9.234 | 11.822 | 15.283 | 19.554 | 24.535 | 30.381 | 37.078 | 44.273 | 52.173 | 60.8 | 70.127 | 79.96 | 90.26 | 102.015 | 114.503 | 126.991 | 139.067 | 149.659 | 159.421 | 168.075 | 175.613 | 181.899 | 187.123 | 189.19 | 189.973 | 190.582 | 191.078 | 191.516
Counterfactual | Dem_BB006 | GWh | SSEN South | Bramley |  | 107.331 | 136.39 | 172.323 | 212.034 | 251.338 | 288.109 | 317.642 | 379.288 | 446.965 | 520.87 | 600.77 | 685.009 | 773.249 | 873.956 | 980.942 | 1087.922 | 1191.374 | 1282.122 | 1365.748 | 1439.885 | 1504.46 | 1558.313 | 1603.069 | 1620.78 | 1627.484 | 1632.703 | 1636.954 | 1640.707
Counterfactual | Dem_BB006 | GWh | SSEN South | Chickerell |  | 6.405 | 8.209 | 10.646 | 13.691 | 17.301 | 21.617 | 26.665 | 31.84 | 37.521 | 43.725 | 50.433 | 57.504 | 64.912 | 73.366 | 82.347 | 91.327 | 100.012 | 107.63 | 114.65 | 120.874 | 126.295 | 130.815 | 134.572 | 136.059 | 136.622 | 137.06 | 137.417 | 137.732
Counterfactual | Dem_BB006 | GWh | SSEN South | Cowley |  | 69.599 | 88.315 | 111.087 | 135.612 | 158.805 | 178.802 | 191.994 | 229.255 | 270.162 | 314.833 | 363.127 | 414.044 | 467.38 | 528.251 | 592.917 | 657.58 | 720.11 | 774.961 | 825.508 | 870.319 | 909.35 | 941.901 | 968.953 | 979.658 | 983.711 | 986.865 | 989.434 | 991.703
Counterfactual | Dem_BB006 | GWh | SSEN South | Ealing |  | 16.94 | 21.261 | 25.832 | 29.548 | 30.978 | 28.773 | 21.034 | 25.116 | 29.597 | 34.491 | 39.782 | 45.36 | 51.203 | 57.872 | 64.956 | 72.04 | 78.891 | 84.9 | 90.438 | 95.347 | 99.623 | 103.189 | 106.153 | 107.325 | 107.769 | 108.115 | 108.396 | 108.645
Counterfactual | Dem_BB006 | GWh | SSEN South | Fawley |  | 8.276 | 10.596 | 13.697 | 17.525 | 21.989 | 27.229 | 33.231 | 39.68 | 46.76 | 54.492 | 62.851 | 71.664 | 80.896 | 91.431 | 102.624 | 113.816 | 124.639 | 134.133 | 142.881 | 150.637 | 157.393 | 163.027 | 167.709 | 169.562 | 170.264 | 170.81 | 171.254 | 171.647
Counterfactual | Dem_BB006 | GWh | SSEN South | Fleet |  | 107.331 | 136.39 | 172.323 | 212.034 | 251.338 | 288.109 | 317.642 | 379.288 | 446.965 | 520.87 | 600.77 | 685.009 | 773.249 | 873.956 | 980.942 | 1087.922 | 1191.374 | 1282.122 | 1365.748 | 1439.885 | 1504.46 | 1558.313 | 1603.069 | 1620.78 | 1627.484 | 1632.703 | 1636.954 | 1640.707
Counterfactual | Dem_BB006 | GWh | SSEN South | Iver 132kV |  | 22.862 | 28.905 | 35.948 | 42.991 | 48.713 | 52.1 | 51.507 | 61.503 | 72.477 | 84.461 | 97.417 | 111.076 | 125.385 | 141.714 | 159.063 | 176.41 | 193.185 | 207.9 | 221.46 | 233.482 | 243.953 | 252.685 | 259.942 | 262.814 | 263.901 | 264.748 | 265.437 | 266.046
Counterfactual | Dem_BB006 | GWh | SSEN South | Iver 66kV |  | 22.862 | 28.905 | 35.948 | 42.991 | 48.713 | 52.1 | 51.507 | 61.503 | 72.477 | 84.461 | 97.417 | 111.076 | 125.385 | 141.714 | 159.063 | 176.41 | 193.185 | 207.9 | 221.46 | 233.482 | 243.953 | 252.685 | 259.942 | 262.814 | 263.901 | 264.748 | 265.437 | 266.046
Counterfactual | Dem_BB006 | GWh | SSEN South | Laleham |  | 19.343 | 24.455 | 30.413 | 36.372 | 41.213 | 44.078 | 43.576 | 52.033 | 61.318 | 71.457 | 82.418 | 93.975 | 106.08 | 119.896 | 134.573 | 149.249 | 163.441 | 175.891 | 187.363 | 197.534 | 206.393 | 213.781 | 219.921 | 222.35 | 223.27 | 223.986 | 224.569 | 225.084
Counterfactual | Dem_BB006 | GWh | SSEN South | Lovedean |  | 36.231 | 46.388 | 59.966 | 76.725 | 96.269 | 119.211 | 145.486 | 173.72 | 204.718 | 238.568 | 275.163 | 313.746 | 354.161 | 400.287 | 449.288 | 498.287 | 545.67 | 587.234 | 625.536 | 659.492 | 689.069 | 713.734 | 734.233 | 742.345 | 745.416 | 747.807 | 749.753 | 751.472
Counterfactual | Dem_BB006 | GWh | SSEN South | Mannington |  | 57.205 | 73.319 | 95.076 | 122.277 | 154.519 | 193.064 | 238.145 | 284.363 | 335.103 | 390.511 | 450.415 | 513.571 | 579.727 | 655.23 | 735.44 | 815.646 | 893.207 | 961.244 | 1023.941 | 1079.523 | 1127.937 | 1168.312 | 1201.867 | 1215.146 | 1220.172 | 1224.085 | 1227.271 | 1230.086
Counterfactual | Dem_BB006 | GWh | SSEN South | Melksham |  | 45.425 | 58.063 | 74.684 | 94.763 | 117.52 | 143.353 | 171.758 | 205.091 | 241.686 | 281.649 | 324.853 | 370.403 | 418.117 | 472.572 | 530.422 | 588.269 | 644.209 | 693.279 | 738.498 | 778.586 | 813.503 | 842.623 | 866.824 | 876.4 | 880.025 | 882.848 | 885.146 | 887.176
Counterfactual | Dem_BB006 | GWh | SSEN South | Minety |  | 37.998 | 48.57 | 62.473 | 79.269 | 98.306 | 119.915 | 143.676 | 171.56 | 202.172 | 235.6 | 271.741 | 309.844 | 349.757 | 395.308 | 443.7 | 492.09 | 538.883 | 579.931 | 617.756 | 651.29 | 680.499 | 704.857 | 725.102 | 733.113 | 736.145 | 738.506 | 740.428 | 742.126
Counterfactual | Dem_BB006 | GWh | SSEN South | North Hyde |  | 12.424 | 15.708 | 19.535 | 23.362 | 26.472 | 28.313 | 27.99 | 33.422 | 39.386 | 45.898 | 52.939 | 60.362 | 68.138 | 77.012 | 86.439 | 95.866 | 104.982 | 112.979 | 120.348 | 126.881 | 132.571 | 137.316 | 141.26 | 142.821 | 143.411 | 143.871 | 144.246 | 144.577
Counterfactual | Dem_BB006 | GWh | SSEN South | Nursling |  | 30.726 | 39.34 | 50.855 | 65.068 | 81.643 | 101.099 | 123.382 | 147.327 | 173.615 | 202.322 | 233.358 | 266.079 | 300.354 | 339.472 | 381.029 | 422.583 | 462.767 | 498.017 | 530.5 | 559.297 | 584.38 | 605.298 | 622.683 | 629.562 | 632.166 | 634.194 | 635.845 | 637.303
Counterfactual | Dem_BB006 | GWh | UKPN Eastern | Amersham Main |  | 13.706 | 17.329 | 21.551 | 25.773 | 29.204 | 31.234 | 30.879 | 36.871 | 43.45 | 50.635 | 58.402 | 66.591 | 75.169 | 84.959 | 95.359 | 105.759 | 115.816 | 124.638 | 132.767 | 139.974 | 146.251 | 151.487 | 155.837 | 157.559 | 158.211 | 158.718 | 159.131 | 159.496
Counterfactual | Dem_BB006 | GWh | UKPN Eastern | Braintree |  | 14.979 | 19.153 | 24.658 | 31.336 | 38.947 | 47.644 | 57.288 | 68.406 | 80.612 | 93.941 | 108.351 | 123.543 | 139.458 | 157.621 | 176.916 | 196.21 | 214.868 | 231.235 | 246.317 | 259.688 | 271.334 | 281.047 | 289.118 | 292.313 | 293.522 | 294.463 | 295.23 | 295.907
Counterfactual | Dem_BB006 | GWh | UKPN Eastern | Bramford |  | 29.139 | 37.485 | 49.141 | 64.326 | 83.238 | 107.045 | 136.472 | 162.957 | 192.034 | 223.787 | 258.115 | 294.307 | 332.219 | 375.487 | 421.452 | 467.415 | 511.862 | 550.851 | 586.781 | 618.633 | 646.377 | 669.514 | 688.743 | 696.352 | 699.233 | 701.475 | 703.301 | 704.914
Counterfactual | Dem_BB006 | GWh | UKPN Eastern | Brimsdown |  | 41.917 | 52.994 | 65.898 | 78.789 | 89.242 | 95.386 | 94.196 | 112.476 | 132.546 | 154.462 | 178.156 | 203.137 | 229.304 | 259.168 | 290.895 | 322.619 | 353.298 | 380.209 | 405.008 | 426.993 | 446.142 | 462.112 | 475.384 | 480.636 | 482.624 | 484.172 | 485.433 | 486.546
Counterfactual | Dem_BB006 | GWh | UKPN Eastern | Burwell Main |  | 29.591 | 37.654 | 47.779 | 59.232 | 71.013 | 82.735 | 93.331 | 111.443 | 131.329 | 153.044 | 176.52 | 201.271 | 227.198 | 256.788 | 288.223 | 319.656 | 350.053 | 376.717 | 401.288 | 423.071 | 442.045 | 457.868 | 471.018 | 476.222 | 478.192 | 479.726 | 480.974 | 482.077
Counterfactual | Dem_BB006 | GWh | UKPN Eastern | Clacton |  | 29.139 | 37.485 | 49.141 | 64.326 | 83.238 | 107.045 | 136.472 | 162.957 | 192.034 | 223.787 | 258.115 | 294.307 | 332.219 | 375.487 | 421.452 | 467.415 | 511.862 | 550.851 | 586.781 | 618.633 | 646.377 | 669.514 | 688.743 | 696.352 | 699.233 | 701.475 | 703.301 | 704.914
Counterfactual | Dem_BB006 | GWh | UKPN Eastern | Eaton Socon |  | 35.679 | 45.408 | 57.642 | 71.513 | 85.834 | 100.162 | 113.239 | 135.216 | 159.343 | 185.69 | 214.174 | 244.205 | 275.662 | 311.564 | 349.705 | 387.843 | 424.723 | 457.075 | 486.888 | 513.317 | 536.338 | 555.537 | 571.492 | 577.806 | 580.196 | 582.057 | 583.572 | 584.91
Counterfactual | Dem_BB006 | GWh | UKPN Eastern | Elstree |  | 42.022 | 53.129 | 66.074 | 79.018 | 89.536 | 95.761 | 94.671 | 113.044 | 133.215 | 155.242 | 179.055 | 204.162 | 230.461 | 260.476 | 292.362 | 324.247 | 355.08 | 382.127 | 407.051 | 429.147 | 448.393 | 464.444 | 477.783 | 483.062 | 485.06 | 486.615 | 487.882 | 489.001
Counterfactual | Dem_BB006 | GWh | UKPN Eastern | Loudwater |  | 6.267 | 7.924 | 9.855 | 11.785 | 13.354 | 14.282 | 14.12 | 16.86 | 19.868 | 23.153 | 26.705 | 30.45 | 34.372 | 38.848 | 43.604 | 48.359 | 52.958 | 56.992 | 60.709 | 64.005 | 66.875 | 69.269 | 71.258 | 72.046 | 72.344 | 72.576 | 72.765 | 72.932
Counterfactual | Dem_BB006 | GWh | UKPN Eastern | Mill Hill |  | 31.517 | 39.848 | 49.557 | 59.265 | 67.154 | 71.823 | 71.005 | 84.785 | 99.914 | 116.434 | 134.295 | 153.125 | 172.851 | 195.362 | 219.278 | 243.192 | 266.317 | 286.603 | 305.297 | 321.869 | 336.304 | 348.342 | 358.347 | 362.306 | 363.804 | 364.971 | 365.921 | 366.76
Counterfactual | Dem_BB006 | GWh | UKPN Eastern | Norwich Main |  | 13.504 | 17.453 | 23.193 | 31.014 | 41.245 | 54.738 | 72.184 | 86.193 | 101.572 | 118.367 | 136.524 | 155.667 | 175.72 | 198.605 | 222.918 | 247.229 | 270.738 | 291.36 | 310.364 | 327.212 | 341.886 | 354.124 | 364.295 | 368.32 | 369.843 | 371.029 | 371.995 | 372.848
Counterfactual | Dem_BB006 | GWh | UKPN Eastern | Pelham |  | 49.995 | 63.683 | 81.055 | 101.021 | 122.077 | 143.814 | 164.709 | 196.674 | 231.768 | 270.09 | 311.521 | 355.202 | 400.957 | 453.177 | 508.653 | 564.126 | 617.77 | 664.826 | 708.189 | 746.632 | 780.116 | 808.041 | 831.249 | 840.432 | 843.909 | 846.615 | 848.819 | 850.765
Counterfactual | Dem_BB006 | GWh | UKPN Eastern | Rayleigh |  | 44.587 | 57.055 | 73.632 | 93.95 | 117.428 | 144.698 | 175.541 | 209.609 | 247.01 | 287.852 | 332.008 | 378.561 | 427.326 | 482.98 | 542.105 | 601.226 | 658.397 | 708.548 | 754.763 | 795.734 | 831.42 | 861.181 | 885.915 | 895.703 | 899.408 | 902.292 | 904.641 | 906.716
Counterfactual | Dem_BB006 | GWh | UKPN Eastern | Rye House |  | 40.272 | 51.189 | 64.73 | 79.764 | 94.763 | 108.981 | 120.715 | 144.143 | 169.863 | 197.949 | 228.314 | 260.328 | 293.862 | 332.134 | 372.793 | 413.449 | 452.765 | 487.252 | 519.033 | 547.208 | 571.749 | 592.215 | 609.224 | 615.954 | 618.502 | 620.486 | 622.101 | 623.528
Counterfactual | Dem_BB006 | GWh | UKPN Eastern | Sheringham Shoal |  | 13.504 | 17.453 | 23.193 | 31.014 | 41.245 | 54.738 | 72.184 | 86.193 | 101.572 | 118.367 | 136.524 | 155.667 | 175.72 | 198.605 | 222.918 | 247.229 | 270.738 | 291.36 | 310.364 | 327.212 | 341.886 | 354.124 | 364.295 | 368.32 | 369.843 | 371.029 | 371.995 | 372.848
Counterfactual | Dem_BB006 | GWh | UKPN Eastern | Sundon |  | 76.969 | 97.818 | 123.627 | 152.2 | 180.564 | 207.231 | 228.872 | 273.29 | 322.053 | 375.304 | 432.875 | 493.572 | 557.152 | 629.714 | 706.801 | 783.884 | 858.424 | 923.812 | 984.067 | 1037.485 | 1084.013 | 1122.816 | 1155.064 | 1167.826 | 1172.656 | 1176.417 | 1179.479 | 1182.184
Counterfactual | Dem_BB006 | GWh | UKPN Eastern | Tilbury |  | 17.04 | 21.764 | 27.926 | 35.289 | 43.51 | 52.672 | 62.507 | 74.638 | 87.956 | 102.5 | 118.223 | 134.8 | 152.164 | 171.982 | 193.035 | 214.087 | 234.445 | 252.303 | 268.759 | 283.348 | 296.056 | 306.653 | 315.461 | 318.946 | 320.265 | 321.292 | 322.129 | 322.867
Counterfactual | Dem_BB006 | GWh | UKPN Eastern | Tottenham |  | 25.989 | 32.83 | 40.715 | 48.442 | 54.425 | 57.4 | 55.371 | 66.116 | 77.914 | 90.797 | 104.725 | 119.409 | 134.791 | 152.346 | 170.995 | 189.644 | 207.677 | 223.496 | 238.074 | 250.997 | 262.254 | 271.641 | 279.443 | 282.53 | 283.699 | 284.609 | 285.35 | 286.004
Counterfactual | Dem_BB006 | GWh | UKPN Eastern | Walpole (_A) |  | 54.366 | 69.883 | 91.405 | 119.214 | 153.519 | 196.295 | 248.654 | 296.911 | 349.89 | 407.743 | 470.29 | 536.233 | 605.308 | 684.143 | 767.893 | 851.638 | 932.621 | 1003.66 | 1069.124 | 1127.159 | 1177.709 | 1219.866 | 1254.901 | 1268.765 | 1274.013 | 1278.099 | 1281.427 | 1284.365
Counterfactual | Dem_BB006 | GWh | UKPN Eastern | Warley |  | 26.082 | 33.201 | 42.171 | 52.372 | 62.954 | 73.618 | 83.472 | 99.672 | 117.457 | 136.878 | 157.875 | 180.012 | 203.2 | 229.665 | 257.78 | 285.893 | 313.079 | 336.926 | 358.902 | 378.384 | 395.354 | 409.506 | 421.267 | 425.921 | 427.683 | 429.055 | 430.172 | 431.158
Counterfactual | Dem_BB006 | GWh | UKPN Eastern | Watford South |  | 30.306 | 38.316 | 47.651 | 56.986 | 64.572 | 69.061 | 68.275 | 81.525 | 96.072 | 111.957 | 129.131 | 147.238 | 166.205 | 187.851 | 210.847 | 233.841 | 256.078 | 275.583 | 293.558 | 309.493 | 323.373 | 334.949 | 344.569 | 348.375 | 349.816 | 350.938 | 351.852 | 352.659
Counterfactual | Dem_BB006 | GWh | UKPN Eastern | West Thurrock |  | 0.659 | 0.832 | 1.032 | 1.228 | 1.38 | 1.455 | 1.404 | 1.676 | 1.976 | 2.302 | 2.655 | 3.028 | 3.418 | 3.863 | 4.336 | 4.809 | 5.266 | 5.667 | 6.037 | 6.364 | 6.65 | 6.888 | 7.085 | 7.164 | 7.193 | 7.216 | 7.235 | 7.252
Counterfactual | Dem_BB006 | GWh | UKPN Eastern | Wymondley |  | 52.518 | 66.896 | 85.144 | 106.118 | 128.236 | 151.07 | 173.019 | 206.597 | 243.461 | 283.716 | 327.238 | 373.122 | 421.187 | 476.041 | 534.316 | 592.588 | 648.938 | 698.368 | 743.919 | 784.301 | 819.475 | 848.809 | 873.187 | 882.834 | 886.486 | 889.329 | 891.644 | 893.689
Counterfactual | Dem_BB006 | GWh | UKPN London | Acton Lane 22kV |  | 3.453 | 4.334 | 5.266 | 6.023 | 6.315 | 5.866 | 4.288 | 5.12 | 6.033 | 7.031 | 8.11 | 9.247 | 10.438 | 11.797 | 13.241 | 14.686 | 16.082 | 17.307 | 18.436 | 19.437 | 20.308 | 21.035 | 21.639 | 21.878 | 21.969 | 22.039 | 22.097 | 22.147
Counterfactual | Dem_BB006 | GWh | UKPN London | Barking |  | 11.119 | 14.045 | 17.419 | 20.724 | 23.284 | 24.557 | 23.688 | 28.286 | 33.333 | 38.844 | 44.803 | 51.085 | 57.666 | 65.176 | 73.154 | 81.133 | 88.848 | 95.615 | 101.852 | 107.38 | 112.196 | 116.212 | 119.55 | 120.871 | 121.371 | 121.76 | 122.077 | 122.357
Counterfactual | Dem_BB006 | GWh | UKPN London | Barking West |  | 11.119 | 14.045 | 17.419 | 20.724 | 23.284 | 24.557 | 23.688 | 28.286 | 33.333 | 38.844 | 44.803 | 51.085 | 57.666 | 65.176 | 73.154 | 81.133 | 88.848 | 95.615 | 101.852 | 107.38 | 112.196 | 116.212 | 119.55 | 120.871 | 121.371 | 121.76 | 122.077 | 122.357
Counterfactual | Dem_BB006 | GWh | UKPN London | Beddington (_C) |  | 11.323 | 14.313 | 17.792 | 21.259 | 24.054 | 25.667 | 25.273 | 30.178 | 35.562 | 41.443 | 47.8 | 54.502 | 61.523 | 69.535 | 78.048 | 86.559 | 94.791 | 102.011 | 108.664 | 114.563 | 119.701 | 123.986 | 127.547 | 128.956 | 129.489 | 129.904 | 130.243 | 130.541
Counterfactual | Dem_BB006 | GWh | UKPN London | Canal Bank |  | 3.12 | 3.916 | 4.758 | 5.442 | 5.706 | 5.3 | 3.874 | 4.626 | 5.451 | 6.353 | 7.327 | 8.355 | 9.431 | 10.659 | 11.964 | 13.269 | 14.53 | 15.637 | 16.657 | 17.561 | 18.349 | 19.006 | 19.552 | 19.768 | 19.849 | 19.913 | 19.965 | 20.011
Counterfactual | Dem_BB006 | GWh | UKPN London | City Road |  | 24.842 | 31.179 | 37.881 | 43.331 | 45.428 | 42.195 | 30.845 | 36.832 | 43.404 | 50.58 | 58.339 | 66.519 | 75.088 | 84.867 | 95.256 | 105.645 | 115.691 | 124.503 | 132.624 | 139.823 | 146.094 | 151.323 | 155.669 | 157.389 | 158.04 | 158.547 | 158.96 | 159.324
Counterfactual | Dem_BB006 | GWh | UKPN London | Greenford |  | 2.989 | 3.751 | 4.558 | 5.213 | 5.466 | 5.077 | 3.711 | 4.431 | 5.222 | 6.085 | 7.019 | 8.003 | 9.034 | 10.21 | 11.46 | 12.71 | 13.919 | 14.979 | 15.956 | 16.822 | 17.577 | 18.206 | 18.729 | 18.936 | 19.014 | 19.075 | 19.125 | 19.169
Counterfactual | Dem_BB006 | GWh | UKPN London | Hackney 132kV |  | 8.902 | 11.244 | 13.945 | 16.592 | 18.641 | 19.66 | 18.965 | 22.646 | 26.686 | 31.099 | 35.869 | 40.899 | 46.167 | 52.18 | 58.568 | 64.955 | 71.131 | 76.55 | 81.543 | 85.969 | 89.824 | 93.04 | 95.712 | 96.769 | 97.17 | 97.481 | 97.735 | 97.959
Counterfactual | Dem_BB006 | GWh | UKPN London | Hackney 66kV |  | 8.902 | 11.244 | 13.945 | 16.592 | 18.641 | 19.66 | 18.965 | 22.646 | 26.686 | 31.099 | 35.869 | 40.899 | 46.167 | 52.18 | 58.568 | 64.955 | 71.131 | 76.55 | 81.543 | 85.969 | 89.824 | 93.04 | 95.712 | 96.769 | 97.17 | 97.481 | 97.735 | 97.959
Counterfactual | Dem_BB006 | GWh | UKPN London | Hurst |  | 20.47 | 25.877 | 32.167 | 38.435 | 43.489 | 46.404 | 45.691 | 54.559 | 64.294 | 74.925 | 86.418 | 98.536 | 111.228 | 125.715 | 141.104 | 156.493 | 171.374 | 184.428 | 196.457 | 207.121 | 216.41 | 224.157 | 230.594 | 233.142 | 234.106 | 234.857 | 235.469 | 236.009
Counterfactual | Dem_BB006 | GWh | UKPN London | Islington |  | 10.068 | 12.637 | 15.353 | 17.562 | 18.412 | 17.101 | 12.501 | 14.927 | 17.591 | 20.5 | 23.644 | 26.959 | 30.432 | 34.396 | 38.606 | 42.817 | 46.888 | 50.46 | 53.751 | 56.669 | 59.21 | 61.329 | 63.091 | 63.788 | 64.052 | 64.257 | 64.425 | 64.572
Counterfactual | Dem_BB006 | GWh | UKPN London | Littlebrook (_C) |  | 7.291 | 9.216 | 11.456 | 13.689 | 15.489 | 16.527 | 16.273 | 19.432 | 22.899 | 26.685 | 30.779 | 35.094 | 39.615 | 44.775 | 50.256 | 55.737 | 61.037 | 65.686 | 69.97 | 73.768 | 77.077 | 79.836 | 82.129 | 83.036 | 83.379 | 83.647 | 83.865 | 84.057
Counterfactual | Dem_BB006 | GWh | UKPN London | Lodge Road |  | 21.658 | 27.183 | 33.026 | 37.777 | 39.605 | 36.787 | 26.892 | 32.111 | 37.84 | 44.097 | 50.861 | 57.993 | 65.464 | 73.989 | 83.047 | 92.104 | 100.862 | 108.545 | 115.625 | 121.901 | 127.368 | 131.927 | 135.716 | 137.216 | 137.783 | 138.225 | 138.585 | 138.903
Counterfactual | Dem_BB006 | GWh | UKPN London | New Cross |  | 20.925 | 26.336 | 32.283 | 37.571 | 40.643 | 40.111 | 33.943 | 40.53 | 47.762 | 55.659 | 64.197 | 73.199 | 82.628 | 93.39 | 104.822 | 116.254 | 127.309 | 137.006 | 145.942 | 153.864 | 160.765 | 166.519 | 171.302 | 173.194 | 173.911 | 174.468 | 174.923 | 175.324
Counterfactual | Dem_BB006 | GWh | UKPN London | Perivale |  | 2.172 | 2.727 | 3.313 | 3.789 | 3.973 | 3.69 | 2.697 | 3.221 | 3.795 | 4.423 | 5.102 | 5.817 | 6.566 | 7.421 | 8.33 | 9.238 | 10.117 | 10.887 | 11.598 | 12.227 | 12.775 | 13.233 | 13.613 | 13.763 | 13.82 | 13.864 | 13.901 | 13.932
Counterfactual | Dem_BB006 | GWh | UKPN London | Redbridge |  | 10.945 | 13.826 | 17.147 | 20.401 | 22.92 | 24.173 | 23.318 | 27.844 | 32.812 | 38.238 | 44.103 | 50.287 | 56.765 | 64.158 | 72.012 | 79.865 | 87.46 | 94.122 | 100.261 | 105.703 | 110.444 | 114.397 | 117.683 | 118.983 | 119.475 | 119.858 | 120.17 | 120.446
Counterfactual | Dem_BB006 | GWh | UKPN London | St John's Wood |  | 22.907 | 28.75 | 34.93 | 39.955 | 41.889 | 38.908 | 28.442 | 33.962 | 40.022 | 46.64 | 53.794 | 61.337 | 69.238 | 78.255 | 87.835 | 97.414 | 106.677 | 114.803 | 122.291 | 128.93 | 134.712 | 139.534 | 143.541 | 145.127 | 145.727 | 146.195 | 146.575 | 146.911
Counterfactual | Dem_BB006 | GWh | UKPN London | Wesley Avenue (Willesden) |  | 0.548 | 0.688 | 0.836 | 0.956 | 1.002 | 0.931 | 0.68 | 0.812 | 0.957 | 1.116 | 1.287 | 1.467 | 1.656 | 1.872 | 2.101 | 2.33 | 2.552 | 2.746 | 2.926 | 3.084 | 3.223 | 3.338 | 3.434 | 3.472 | 3.486 | 3.497 | 3.507 | 3.515
Counterfactual | Dem_BB006 | GWh | UKPN London | West Ham |  | 16.556 | 20.914 | 25.937 | 30.859 | 34.671 | 36.566 | 35.273 | 42.119 | 49.634 | 57.841 | 66.714 | 76.068 | 85.867 | 97.05 | 108.931 | 120.81 | 132.298 | 142.376 | 151.662 | 159.895 | 167.066 | 173.046 | 178.016 | 179.983 | 180.727 | 181.307 | 181.779 | 182.195
Counterfactual | Dem_BB006 | GWh | UKPN London | Willesden 132kV |  | 18.018 | 22.615 | 27.476 | 31.429 | 32.95 | 30.605 | 22.372 | 26.714 | 31.481 | 36.686 | 42.314 | 48.247 | 54.462 | 61.555 | 69.091 | 76.626 | 83.912 | 90.304 | 96.194 | 101.415 | 105.964 | 109.757 | 112.909 | 114.156 | 114.628 | 114.996 | 115.295 | 115.56
Counterfactual | Dem_BB006 | GWh | UKPN London | Willesden 66kV |  | 4.861 | 6.101 | 7.413 | 8.479 | 8.889 | 8.257 | 6.036 | 7.207 | 8.493 | 9.897 | 11.416 | 13.016 | 14.693 | 16.607 | 18.64 | 20.673 | 22.638 | 24.363 | 25.952 | 27.36 | 28.587 | 29.611 | 30.461 | 30.798 | 30.925 | 31.024 | 31.105 | 31.176
Counterfactual | Dem_BB006 | GWh | UKPN London | Wimbledon North |  | 25.691 | 32.334 | 39.634 | 46.127 | 49.899 | 49.246 | 41.673 | 49.76 | 58.639 | 68.335 | 78.818 | 89.869 | 101.446 | 114.658 | 128.694 | 142.729 | 156.301 | 168.207 | 179.178 | 188.904 | 197.376 | 204.442 | 210.313 | 212.637 | 213.516 | 214.201 | 214.759 | 215.251
Counterfactual | Dem_BB006 | GWh | UKPN London | Wimbledon South |  | 25.691 | 32.334 | 39.634 | 46.127 | 49.899 | 49.246 | 41.673 | 49.76 | 58.639 | 68.335 | 78.818 | 89.869 | 101.446 | 114.658 | 128.694 | 142.729 | 156.301 | 168.207 | 179.178 | 188.904 | 197.376 | 204.442 | 210.313 | 212.637 | 213.516 | 214.201 | 214.759 | 215.251
Counterfactual | Dem_BB006 | GWh | UKPN South East | Beddington (_J) |  | 45.167 | 57.097 | 70.975 | 84.806 | 95.957 | 102.39 | 100.818 | 120.384 | 141.864 | 165.321 | 190.681 | 217.418 | 245.425 | 277.389 | 311.346 | 345.301 | 378.136 | 406.939 | 433.481 | 457.012 | 477.508 | 494.6 | 508.806 | 514.427 | 516.555 | 518.211 | 519.56 | 520.752
Counterfactual | Dem_BB006 | GWh | UKPN South East | Bolney |  | 80.923 | 103.124 | 131.432 | 164.19 | 199.095 | 235.662 | 271.624 | 324.339 | 382.211 | 445.409 | 513.734 | 585.768 | 661.225 | 747.342 | 838.828 | 930.31 | 1018.774 | 1096.375 | 1167.886 | 1231.282 | 1286.502 | 1332.553 | 1370.825 | 1385.97 | 1391.703 | 1396.166 | 1399.801 | 1403.011
Counterfactual | Dem_BB006 | GWh | UKPN South East | Canterbury |  | 10.395 | 13.286 | 17.088 | 21.678 | 26.877 | 32.774 | 39.252 | 46.869 | 55.232 | 64.365 | 74.238 | 84.648 | 95.552 | 107.996 | 121.217 | 134.436 | 147.22 | 158.434 | 168.768 | 177.929 | 185.909 | 192.563 | 198.094 | 200.283 | 201.111 | 201.756 | 202.281 | 202.745
Counterfactual | Dem_BB006 | GWh | UKPN South East | Chessington |  | 40.252 | 50.884 | 63.252 | 75.578 | 85.516 | 91.249 | 89.847 | 107.284 | 126.427 | 147.332 | 169.932 | 193.759 | 218.719 | 247.204 | 277.466 | 307.726 | 336.988 | 362.657 | 386.311 | 407.281 | 425.547 | 440.779 | 453.439 | 458.449 | 460.345 | 461.821 | 463.024 | 464.085
Counterfactual | Dem_BB006 | GWh | UKPN South East | Kemsley |  | 14.224 | 18.187 | 23.412 | 29.748 | 36.964 | 45.206 | 54.336 | 64.881 | 76.458 | 89.1 | 102.768 | 117.178 | 132.272 | 149.499 | 167.801 | 186.101 | 203.797 | 219.321 | 233.626 | 246.308 | 257.354 | 266.566 | 274.222 | 277.252 | 278.398 | 279.291 | 280.018 | 280.66
Counterfactual | Dem_BB006 | GWh | UKPN South East | Kingsnorth |  | 12.964 | 16.527 | 21.088 | 26.397 | 32.102 | 38.151 | 44.207 | 52.787 | 62.206 | 72.491 | 83.611 | 95.335 | 107.616 | 121.631 | 136.521 | 151.41 | 165.807 | 178.437 | 190.076 | 200.394 | 209.381 | 216.875 | 223.104 | 225.569 | 226.502 | 227.229 | 227.82 | 228.343
Counterfactual | Dem_BB006 | GWh | UKPN South East | Littlebrook (_J) |  | 1.921 | 2.428 | 3.019 | 3.607 | 4.081 | 4.355 | 4.288 | 5.12 | 6.034 | 7.031 | 8.11 | 9.247 | 10.438 | 11.798 | 13.242 | 14.686 | 16.082 | 17.308 | 18.436 | 19.437 | 20.309 | 21.036 | 21.64 | 21.879 | 21.97 | 22.04 | 22.097 | 22.148
Counterfactual | Dem_BB006 | GWh | UKPN South East | Ninfield |  | 46.792 | 59.63 | 75.998 | 94.94 | 115.123 | 136.268 | 157.062 | 187.543 | 221.007 | 257.55 | 297.058 | 338.711 | 382.342 | 432.137 | 485.038 | 537.936 | 589.089 | 633.96 | 675.31 | 711.968 | 743.898 | 770.526 | 792.656 | 801.414 | 804.728 | 807.309 | 809.411 | 811.267
Counterfactual | Dem_BB006 | GWh | UKPN South East | Northfleet East |  | 54.142 | 69.022 | 88.071 | 110.241 | 134.069 | 159.33 | 184.623 | 220.453 | 259.789 | 302.745 | 349.185 | 398.147 | 449.435 | 507.968 | 570.152 | 632.332 | 692.461 | 745.207 | 793.813 | 836.903 | 874.436 | 905.737 | 931.75 | 942.044 | 945.941 | 948.975 | 951.445 | 953.627
Counterfactual | Dem_BB006 | GWh | UKPN South East | Richborough |  | 20.79 | 26.573 | 34.175 | 43.356 | 53.754 | 65.548 | 78.503 | 93.739 | 110.465 | 128.73 | 148.476 | 169.295 | 191.103 | 215.992 | 242.433 | 268.873 | 294.44 | 316.868 | 337.536 | 355.858 | 371.817 | 385.127 | 396.188 | 400.565 | 402.222 | 403.512 | 404.562 | 405.49
Counterfactual | Dem_BB006 | GWh | UKPN South East | Sellindge |  | 37.259 | 47.623 | 61.249 | 77.702 | 96.338 | 117.477 | 140.698 | 168.004 | 197.981 | 230.717 | 266.108 | 303.421 | 342.507 | 387.114 | 434.503 | 481.889 | 527.713 | 567.91 | 604.951 | 637.79 | 666.393 | 690.247 | 710.071 | 717.916 | 720.886 | 723.198 | 725.08 | 726.743
Counterfactual | Dem_BB006 | GWh | UKPN South East | West Weybridge |  | 61.231 | 77.403 | 96.217 | 114.967 | 130.084 | 138.805 | 136.673 | 163.198 | 192.318 | 224.117 | 258.496 | 294.742 | 332.709 | 376.041 | 422.074 | 468.105 | 512.618 | 551.664 | 587.646 | 619.546 | 647.331 | 670.502 | 689.759 | 697.38 | 700.264 | 702.51 | 704.339 | 705.954
Counterfactual | Dem_BB007 | GWh | Electricity North West | Bredbury |  | 0.654 | 0.896 | 1.249 | 1.708 | 2.301 | 3.074 | 4.078 | 5.261 | 6.739 | 8.575 | 10.836 | 13.585 | 16.625 | 19.833 | 23.29 | 27.087 | 31.334 | 37.584 | 44.754 | 51.409 | 58.683 | 66.88 | 77.795 | 88.524 | 99.073 | 109.392 | 119.449 | 129.172
Counterfactual | Dem_BB007 | GWh | Electricity North West | Harker |  | 0.472 | 0.654 | 0.944 | 1.363 | 1.972 | 2.859 | 4.145 | 5.348 | 6.851 | 8.718 | 11.016 | 13.811 | 16.901 | 20.162 | 23.676 | 27.537 | 31.854 | 38.208 | 45.497 | 52.262 | 59.657 | 67.991 | 79.087 | 89.994 | 100.718 | 111.208 | 121.432 | 131.317
Counterfactual | Dem_BB007 | GWh | Electricity North West | Heysham (NGET) |  | 0.247 | 0.341 | 0.483 | 0.677 | 0.945 | 1.316 | 1.83 | 2.361 | 3.025 | 3.849 | 4.864 | 6.098 | 7.463 | 8.903 | 10.454 | 12.159 | 14.065 | 16.871 | 20.089 | 23.077 | 26.342 | 30.022 | 34.921 | 39.737 | 44.473 | 49.105 | 53.619 | 57.984
Counterfactual | Dem_BB007 | GWh | Electricity North West | Hutton |  | 0.473 | 0.657 | 0.953 | 1.386 | 2.021 | 2.955 | 4.318 | 5.572 | 7.137 | 9.082 | 11.477 | 14.388 | 17.608 | 21.005 | 24.666 | 28.688 | 33.185 | 39.804 | 47.398 | 54.447 | 62.15 | 70.832 | 82.392 | 93.755 | 104.927 | 115.856 | 126.507 | 136.805
Counterfactual | Dem_BB007 | GWh | Electricity North West | Kearsley 132kV |  | 0.708 | 0.977 | 1.397 | 1.987 | 2.819 | 4.003 | 5.681 | 7.329 | 9.388 | 11.947 | 15.097 | 18.926 | 23.162 | 27.63 | 32.446 | 37.737 | 43.653 | 52.36 | 62.349 | 71.62 | 81.754 | 93.175 | 108.38 | 123.327 | 138.024 | 152.4 | 166.411 | 179.957
Counterfactual | Dem_BB007 | GWh | Electricity North West | Kearsley 33kV |  | 0.708 | 0.977 | 1.397 | 1.987 | 2.819 | 4.003 | 5.681 | 7.329 | 9.388 | 11.947 | 15.097 | 18.926 | 23.162 | 27.63 | 32.446 | 37.737 | 43.653 | 52.36 | 62.349 | 71.62 | 81.754 | 93.175 | 108.38 | 123.327 | 138.024 | 152.4 | 166.411 | 179.957
Counterfactual | Dem_BB007 | GWh | Electricity North West | Kirkby (_G) |  | 0.142 | 0.196 | 0.278 | 0.389 | 0.543 | 0.754 | 1.047 | 1.351 | 1.731 | 2.202 | 2.783 | 3.489 | 4.269 | 5.093 | 5.981 | 6.956 | 8.046 | 9.651 | 11.493 | 13.202 | 15.069 | 17.175 | 19.977 | 22.732 | 25.441 | 28.091 | 30.674 | 33.171
Counterfactual | Dem_BB007 | GWh | Electricity North West | Macclesfield |  | 0.308 | 0.419 | 0.572 | 0.753 | 0.963 | 1.199 | 1.454 | 1.876 | 2.403 | 3.058 | 3.864 | 4.845 | 5.929 | 7.072 | 8.305 | 9.66 | 11.174 | 13.402 | 15.959 | 18.333 | 20.926 | 23.85 | 27.742 | 31.568 | 35.33 | 39.01 | 42.596 | 46.063
Counterfactual | Dem_BB007 | GWh | Electricity North West | Ormonde |  | 0.124 | 0.17 | 0.241 | 0.339 | 0.473 | 0.658 | 0.915 | 1.181 | 1.513 | 1.925 | 2.432 | 3.049 | 3.731 | 4.451 | 5.227 | 6.08 | 7.033 | 8.435 | 10.045 | 11.538 | 13.171 | 15.011 | 17.461 | 19.869 | 22.236 | 24.552 | 26.81 | 28.992
Counterfactual | Dem_BB007 | GWh | Electricity North West | Padiham |  | 0.908 | 1.25 | 1.768 | 2.473 | 3.436 | 4.763 | 6.59 | 8.502 | 10.892 | 13.86 | 17.514 | 21.956 | 26.87 | 32.054 | 37.641 | 43.779 | 50.642 | 60.743 | 72.331 | 83.087 | 94.843 | 108.092 | 125.733 | 143.072 | 160.122 | 176.8 | 193.054 | 208.769
Counterfactual | Dem_BB007 | GWh | Electricity North West | Penwortham East |  | 0.453 | 0.624 | 0.89 | 1.259 | 1.776 | 2.504 | 3.529 | 4.553 | 5.832 | 7.422 | 9.379 | 11.758 | 14.389 | 17.165 | 20.157 | 23.444 | 27.119 | 32.528 | 38.733 | 44.493 | 50.788 | 57.883 | 67.33 | 76.615 | 85.745 | 94.676 | 103.38 | 111.795
Counterfactual | Dem_BB007 | GWh | Electricity North West | Penwortham West |  | 0.288 | 0.398 | 0.567 | 0.802 | 1.132 | 1.596 | 2.249 | 2.902 | 3.718 | 4.731 | 5.978 | 7.494 | 9.171 | 10.94 | 12.848 | 14.943 | 17.285 | 20.733 | 24.688 | 28.359 | 32.372 | 36.894 | 42.915 | 48.833 | 54.653 | 60.345 | 65.893 | 71.257
Counterfactual | Dem_BB007 | GWh | Electricity North West | Robin Rigg |  | 0.472 | 0.654 | 0.944 | 1.363 | 1.972 | 2.859 | 4.145 | 5.348 | 6.851 | 8.718 | 11.016 | 13.811 | 16.901 | 20.162 | 23.676 | 27.537 | 31.854 | 38.208 | 45.497 | 52.262 | 59.657 | 67.991 | 79.087 | 89.994 | 100.718 | 111.208 | 121.432 | 131.317
Counterfactual | Dem_BB007 | GWh | Electricity North West | Rochdale |  | 0.527 | 0.728 | 1.04 | 1.48 | 2.1 | 2.981 | 4.231 | 5.459 | 6.993 | 8.898 | 11.244 | 14.097 | 17.251 | 20.579 | 24.167 | 28.107 | 32.514 | 38.998 | 46.439 | 53.344 | 60.892 | 69.398 | 80.724 | 91.857 | 102.803 | 113.51 | 123.946 | 134.035
Counterfactual | Dem_BB007 | GWh | Electricity North West | South Manchester |  | 0.572 | 0.784 | 1.093 | 1.494 | 2.013 | 2.688 | 3.566 | 4.601 | 5.894 | 7.5 | 9.478 | 11.882 | 14.541 | 17.346 | 20.369 | 23.691 | 27.405 | 32.871 | 39.142 | 44.962 | 51.324 | 58.494 | 68.04 | 77.423 | 86.65 | 95.675 | 104.471 | 112.975
Counterfactual | Dem_BB007 | GWh | Electricity North West | Stalybridge |  | 0.81 | 1.118 | 1.6 | 2.277 | 3.235 | 4.599 | 6.536 | 8.432 | 10.802 | 13.745 | 17.369 | 21.775 | 26.648 | 31.789 | 37.33 | 43.418 | 50.224 | 60.241 | 71.734 | 82.401 | 94.06 | 107.2 | 124.695 | 141.892 | 158.8 | 175.341 | 191.46 | 207.045
Counterfactual | Dem_BB007 | GWh | Electricity North West | Stanah |  | 0.288 | 0.398 | 0.567 | 0.802 | 1.132 | 1.596 | 2.249 | 2.902 | 3.718 | 4.731 | 5.978 | 7.494 | 9.171 | 10.94 | 12.848 | 14.943 | 17.285 | 20.733 | 24.688 | 28.359 | 32.372 | 36.894 | 42.915 | 48.833 | 54.653 | 60.345 | 65.893 | 71.257
Counterfactual | Dem_BB007 | GWh | Electricity North West | Walney 2 |  | 0.288 | 0.398 | 0.567 | 0.802 | 1.132 | 1.596 | 2.249 | 2.902 | 3.718 | 4.731 | 5.978 | 7.494 | 9.171 | 10.94 | 12.848 | 14.943 | 17.285 | 20.733 | 24.688 | 28.359 | 32.372 | 36.894 | 42.915 | 48.833 | 54.653 | 60.345 | 65.893 | 71.257
Counterfactual | Dem_BB007 | GWh | Electricity North West | Washway Farm |  | 0.142 | 0.196 | 0.278 | 0.389 | 0.543 | 0.754 | 1.047 | 1.351 | 1.731 | 2.202 | 2.783 | 3.489 | 4.269 | 5.093 | 5.981 | 6.956 | 8.046 | 9.651 | 11.493 | 13.202 | 15.069 | 17.175 | 19.977 | 22.732 | 25.441 | 28.091 | 30.674 | 33.171
Counterfactual | Dem_BB007 | GWh | Electricity North West | Whitegate |  | 0.353 | 0.488 | 0.697 | 0.991 | 1.407 | 1.997 | 2.835 | 3.657 | 4.685 | 5.961 | 7.533 | 9.444 | 11.558 | 13.787 | 16.191 | 18.831 | 21.783 | 26.127 | 31.112 | 35.738 | 40.795 | 46.494 | 54.081 | 61.54 | 68.873 | 76.047 | 83.038 | 89.798
Counterfactual | Dem_BB007 | GWh | IDNO - Refer to Comment Field | Tynemouth 2 |  | 0.081 | 0.112 | 0.16 | 0.228 | 0.323 | 0.459 | 0.652 | 0.841 | 1.077 | 1.371 | 1.732 | 2.172 | 2.658 | 3.171 | 3.723 | 4.33 | 5.009 | 6.008 | 7.155 | 8.219 | 9.382 | 10.692 | 12.437 | 14.152 | 15.839 | 17.489 | 19.096 | 20.651 | Note: TYNE2 is operated by an IDNO allocated to GSP Group/licence area F
Counterfactual | Dem_BB007 | GWh | NGED East Midlands | Berkswell |  | 1.47 | 2.015 | 2.82 | 3.878 | 5.269 | 7.11 | 9.546 | 12.316 | 15.776 | 20.076 | 25.369 | 31.804 | 38.921 | 46.429 | 54.523 | 63.414 | 73.355 | 87.985 | 104.771 | 120.351 | 137.38 | 156.571 | 182.123 | 207.24 | 231.936 | 256.094 | 279.638 | 302.4
Counterfactual | Dem_BB007 | GWh | NGED East Midlands | Bicker Fen |  | 0.557 | 0.769 | 1.097 | 1.554 | 2.196 | 3.103 | 4.381 | 5.652 | 7.24 | 9.214 | 11.643 | 14.596 | 17.862 | 21.308 | 25.023 | 29.103 | 33.666 | 40.38 | 48.084 | 55.234 | 63.05 | 71.857 | 83.584 | 95.111 | 106.445 | 117.533 | 128.338 | 138.785
Counterfactual | Dem_BB007 | GWh | NGED East Midlands | Chesterfield |  | 1.322 | 1.819 | 2.571 | 3.592 | 4.985 | 6.897 | 9.525 | 12.289 | 15.743 | 20.033 | 25.315 | 31.736 | 38.838 | 46.33 | 54.406 | 63.278 | 73.198 | 87.798 | 104.548 | 120.095 | 137.087 | 156.237 | 181.735 | 206.798 | 231.441 | 255.548 | 279.041 | 301.756
Counterfactual | Dem_BB007 | GWh | NGED East Midlands | Coventry |  | 1.912 | 2.621 | 3.668 | 5.044 | 6.854 | 9.249 | 12.417 | 16.02 | 20.522 | 26.114 | 32.999 | 41.37 | 50.627 | 60.394 | 70.922 | 82.487 | 95.418 | 114.45 | 136.284 | 156.55 | 178.701 | 203.665 | 236.902 | 269.573 | 301.697 | 333.121 | 363.746 | 393.356
Counterfactual | Dem_BB007 | GWh | NGED East Midlands | Drakelow |  | 0.47 | 0.648 | 0.921 | 1.296 | 1.817 | 2.543 | 3.557 | 4.588 | 5.878 | 7.48 | 9.452 | 11.849 | 14.501 | 17.298 | 20.314 | 23.626 | 27.33 | 32.781 | 39.035 | 44.84 | 51.184 | 58.334 | 67.854 | 77.212 | 86.413 | 95.414 | 104.186 | 112.667
Counterfactual | Dem_BB007 | GWh | NGED East Midlands | East Claydon (_B) |  | 2.324 | 3.155 | 4.287 | 5.607 | 7.089 | 8.69 | 10.313 | 13.305 | 17.044 | 21.688 | 27.407 | 34.358 | 42.047 | 50.159 | 58.902 | 68.508 | 79.247 | 95.053 | 113.188 | 130.019 | 148.415 | 169.149 | 196.753 | 223.887 | 250.567 | 276.666 | 302.101 | 326.692
Counterfactual | Dem_BB007 | GWh | NGED East Midlands | Enderby |  | 0.834 | 1.149 | 1.633 | 2.3 | 3.224 | 4.514 | 6.314 | 8.146 | 10.435 | 13.278 | 16.779 | 21.036 | 25.743 | 30.709 | 36.062 | 41.943 | 48.518 | 58.195 | 69.298 | 79.603 | 90.866 | 103.559 | 120.46 | 137.072 | 153.407 | 169.385 | 184.958 | 200.013
Counterfactual | Dem_BB007 | GWh | NGED East Midlands | Grendon |  | 3.096 | 4.234 | 5.885 | 8 | 10.701 | 14.159 | 18.575 | 23.965 | 30.699 | 39.065 | 49.365 | 61.887 | 75.736 | 90.347 | 106.095 | 123.396 | 142.741 | 171.21 | 203.874 | 234.191 | 267.327 | 304.671 | 354.392 | 403.267 | 451.322 | 498.331 | 544.145 | 588.439
Counterfactual | Dem_BB007 | GWh | NGED East Midlands | Ratcliffe |  | 0.991 | 1.361 | 1.914 | 2.653 | 3.642 | 4.977 | 6.778 | 8.745 | 11.203 | 14.255 | 18.014 | 22.584 | 27.637 | 32.969 | 38.716 | 45.029 | 52.089 | 62.478 | 74.397 | 85.46 | 97.552 | 111.18 | 129.324 | 147.159 | 164.695 | 181.85 | 198.568 | 214.732
Counterfactual | Dem_BB007 | GWh | NGED East Midlands | Staythorpe |  | 1.257 | 1.722 | 2.407 | 3.303 | 4.476 | 6.017 | 8.045 | 10.379 | 13.296 | 16.919 | 21.381 | 26.804 | 32.802 | 39.13 | 45.951 | 53.444 | 61.823 | 74.153 | 88.3 | 101.431 | 115.782 | 131.957 | 153.491 | 174.659 | 195.473 | 215.833 | 235.675 | 254.86
Counterfactual | Dem_BB007 | GWh | NGED East Midlands | Stoke Bardolph |  | 0.288 | 0.395 | 0.555 | 0.77 | 1.057 | 1.444 | 1.967 | 2.537 | 3.25 | 4.136 | 5.226 | 6.552 | 8.018 | 9.565 | 11.233 | 13.064 | 15.113 | 18.127 | 21.585 | 24.795 | 28.303 | 32.257 | 37.521 | 42.695 | 47.783 | 52.76 | 57.611 | 62.3
Counterfactual | Dem_BB007 | GWh | NGED East Midlands | Walpole (_B) |  | 0.752 | 1.033 | 1.452 | 2.012 | 2.762 | 3.771 | 5.133 | 6.623 | 8.484 | 10.796 | 13.643 | 17.103 | 20.93 | 24.968 | 29.321 | 34.102 | 39.448 | 47.316 | 56.343 | 64.721 | 73.879 | 84.199 | 97.94 | 111.447 | 124.728 | 137.719 | 150.38 | 162.621
Counterfactual | Dem_BB007 | GWh | NGED East Midlands | West Burton |  | 0.252 | 0.348 | 0.495 | 0.697 | 0.979 | 1.374 | 1.925 | 2.484 | 3.182 | 4.049 | 5.117 | 6.415 | 7.85 | 9.365 | 10.997 | 12.79 | 14.795 | 17.746 | 21.132 | 24.274 | 27.709 | 31.58 | 36.733 | 41.799 | 46.78 | 51.653 | 56.401 | 60.993
Counterfactual | Dem_BB007 | GWh | NGED East Midlands | Willington |  | 1.569 | 2.151 | 3.01 | 4.14 | 5.626 | 7.591 | 10.191 | 13.148 | 16.843 | 21.432 | 27.084 | 33.953 | 41.551 | 49.567 | 58.208 | 67.699 | 78.313 | 93.932 | 111.852 | 128.486 | 146.665 | 167.153 | 194.432 | 221.246 | 247.611 | 273.402 | 298.537 | 322.839
Counterfactual | Dem_BB007 | GWh | NGED South Wales | Aberthaw |  | 0.374 | 0.518 | 0.745 | 1.069 | 1.535 | 2.207 | 3.173 | 4.094 | 5.245 | 6.674 | 8.434 | 10.573 | 12.939 | 15.435 | 18.126 | 21.082 | 24.387 | 29.251 | 34.831 | 40.01 | 45.672 | 52.052 | 60.546 | 68.896 | 77.106 | 85.138 | 92.965 | 100.532
Counterfactual | Dem_BB007 | GWh | NGED South Wales | Alpha Steel (Uskmouth) |  | 0.386 | 0.535 | 0.769 | 1.104 | 1.585 | 2.279 | 3.277 | 4.228 | 5.416 | 6.891 | 8.709 | 10.918 | 13.361 | 15.938 | 18.716 | 21.768 | 25.181 | 30.203 | 35.966 | 41.314 | 47.159 | 53.747 | 62.519 | 71.141 | 79.618 | 87.911 | 95.993 | 103.807
Counterfactual | Dem_BB007 | GWh | NGED South Wales | Cardiff East |  | 0.476 | 0.659 | 0.948 | 1.361 | 1.955 | 2.811 | 4.042 | 5.214 | 6.68 | 8.5 | 10.741 | 13.465 | 16.479 | 19.658 | 23.084 | 26.848 | 31.057 | 37.252 | 44.359 | 50.955 | 58.165 | 66.29 | 77.108 | 87.743 | 98.199 | 108.427 | 118.395 | 128.032
Counterfactual | Dem_BB007 | GWh | NGED South Wales | Grange |  | 0.166 | 0.23 | 0.332 | 0.48 | 0.696 | 1.01 | 1.468 | 1.894 | 2.426 | 3.087 | 3.9 | 4.89 | 5.984 | 7.138 | 8.383 | 9.75 | 11.278 | 13.528 | 16.108 | 18.504 | 21.122 | 24.073 | 28.001 | 31.863 | 35.66 | 39.374 | 42.994 | 46.494
Counterfactual | Dem_BB007 | GWh | NGED South Wales | Imperial Park |  | 0.015 | 0.021 | 0.03 | 0.046 | 0.069 | 0.104 | 0.157 | 0.203 | 0.26 | 0.331 | 0.418 | 0.524 | 0.641 | 0.765 | 0.898 | 1.045 | 1.209 | 1.45 | 1.726 | 1.983 | 2.263 | 2.58 | 3.001 | 3.414 | 3.821 | 4.219 | 4.607 | 4.982
Counterfactual | Dem_BB007 | GWh | NGED South Wales | Pembroke |  | 0.181 | 0.254 | 0.376 | 0.563 | 0.849 | 1.286 | 1.943 | 2.507 | 3.212 | 4.087 | 5.164 | 6.474 | 7.923 | 9.451 | 11.099 | 12.909 | 14.932 | 17.911 | 21.328 | 24.499 | 27.966 | 31.872 | 37.074 | 42.186 | 47.214 | 52.131 | 56.924 | 61.558
Counterfactual | Dem_BB007 | GWh | NGED South Wales | Pyle |  | 0.203 | 0.281 | 0.406 | 0.588 | 0.852 | 1.238 | 1.798 | 2.319 | 2.971 | 3.781 | 4.778 | 5.99 | 7.33 | 8.744 | 10.268 | 11.942 | 13.815 | 16.57 | 19.731 | 22.665 | 25.872 | 29.487 | 34.299 | 39.029 | 43.68 | 48.229 | 52.663 | 56.95
Counterfactual | Dem_BB007 | GWh | NGED South Wales | Rassau |  | 0.439 | 0.614 | 0.91 | 1.364 | 2.058 | 3.116 | 4.709 | 6.075 | 7.783 | 9.904 | 12.515 | 15.689 | 19.2 | 22.904 | 26.897 | 31.283 | 36.187 | 43.405 | 51.685 | 59.371 | 67.772 | 77.239 | 89.844 | 102.235 | 114.418 | 126.335 | 137.95 | 149.179
Counterfactual | Dem_BB007 | GWh | NGED South Wales | Swansea North |  | 1.086 | 1.519 | 2.25 | 3.371 | 5.088 | 7.705 | 11.642 | 15.02 | 19.241 | 24.484 | 30.94 | 38.788 | 47.468 | 56.626 | 66.496 | 77.34 | 89.464 | 107.308 | 127.78 | 146.782 | 167.55 | 190.956 | 222.119 | 252.752 | 282.871 | 312.334 | 341.049 | 368.81
Counterfactual | Dem_BB007 | GWh | NGED South Wales | Upper Boat 132kV |  | 0.305 | 0.422 | 0.606 | 0.87 | 1.25 | 1.797 | 2.584 | 3.334 | 4.271 | 5.434 | 6.867 | 8.609 | 10.536 | 12.568 | 14.759 | 17.166 | 19.857 | 23.818 | 28.362 | 32.579 | 37.189 | 42.384 | 49.301 | 56.1 | 62.785 | 69.325 | 75.698 | 81.86
Counterfactual | Dem_BB007 | GWh | NGED South Wales | Upper Boat 33kV |  | 0.305 | 0.422 | 0.606 | 0.87 | 1.25 | 1.797 | 2.584 | 3.334 | 4.271 | 5.434 | 6.867 | 8.609 | 10.536 | 12.568 | 14.759 | 17.166 | 19.857 | 23.818 | 28.362 | 32.579 | 37.189 | 42.384 | 49.301 | 56.1 | 62.785 | 69.325 | 75.698 | 81.86
Counterfactual | Dem_BB007 | GWh | NGED South Wales | Uskmouth |  | 0.386 | 0.535 | 0.769 | 1.104 | 1.585 | 2.279 | 3.277 | 4.228 | 5.416 | 6.891 | 8.709 | 10.918 | 13.361 | 15.938 | 18.716 | 21.768 | 25.181 | 30.203 | 35.966 | 41.314 | 47.159 | 53.747 | 62.519 | 71.141 | 79.618 | 87.911 | 95.993 | 103.807
Counterfactual | Dem_BB007 | GWh | NGED South West | Abham |  | 0.793 | 1.094 | 1.561 | 2.211 | 3.125 | 4.414 | 6.232 | 8.04 | 10.3 | 13.107 | 16.562 | 20.763 | 25.41 | 30.312 | 35.596 | 41.4 | 47.89 | 57.442 | 68.401 | 78.573 | 89.69 | 102.219 | 118.901 | 135.299 | 151.422 | 167.194 | 182.565 | 197.426
Counterfactual | Dem_BB007 | GWh | NGED South West | Alverdiscott |  | 1.267 | 1.748 | 2.493 | 3.533 | 4.992 | 7.052 | 9.957 | 12.846 | 16.455 | 20.94 | 26.461 | 33.173 | 40.596 | 48.428 | 56.869 | 66.143 | 76.512 | 91.773 | 109.281 | 125.532 | 143.293 | 163.31 | 189.962 | 216.16 | 241.919 | 267.117 | 291.674 | 315.416
Counterfactual | Dem_BB007 | GWh | NGED South West | Axminster |  | 0.269 | 0.368 | 0.513 | 0.701 | 0.944 | 1.26 | 1.67 | 2.155 | 2.761 | 3.513 | 4.439 | 5.565 | 6.811 | 8.125 | 9.541 | 11.097 | 12.836 | 15.397 | 18.334 | 21.06 | 24.04 | 27.398 | 31.87 | 36.265 | 40.587 | 44.814 | 48.934 | 52.917
Counterfactual | Dem_BB007 | GWh | NGED South West | Bridgewater |  | 1.263 | 1.728 | 2.406 | 3.279 | 4.402 | 5.851 | 7.718 | 9.957 | 12.755 | 16.231 | 20.51 | 25.713 | 31.467 | 37.537 | 44.081 | 51.269 | 59.306 | 71.135 | 84.706 | 97.302 | 111.069 | 126.585 | 147.243 | 167.549 | 187.516 | 207.047 | 226.082 | 244.485
Counterfactual | Dem_BB007 | GWh | NGED South West | Exeter |  | 0.675 | 0.931 | 1.328 | 1.882 | 2.659 | 3.756 | 5.303 | 6.841 | 8.764 | 11.152 | 14.093 | 17.667 | 21.621 | 25.792 | 30.288 | 35.227 | 40.75 | 48.877 | 58.202 | 66.857 | 76.316 | 86.977 | 101.172 | 115.124 | 128.843 | 142.263 | 155.342 | 167.987
Counterfactual | Dem_BB007 | GWh | NGED South West | Indian Queens |  | 0.837 | 1.155 | 1.647 | 2.334 | 3.298 | 4.659 | 6.578 | 8.486 | 10.871 | 13.833 | 17.481 | 21.915 | 26.819 | 31.992 | 37.569 | 43.695 | 50.545 | 60.627 | 72.193 | 82.929 | 94.662 | 107.886 | 125.493 | 142.8 | 159.817 | 176.463 | 192.686 | 208.371
Counterfactual | Dem_BB007 | GWh | NGED South West | Landulph |  | 0.46 | 0.634 | 0.905 | 1.282 | 1.812 | 2.559 | 3.614 | 4.662 | 5.972 | 7.6 | 9.603 | 12.039 | 14.733 | 17.576 | 20.639 | 24.005 | 27.768 | 33.307 | 39.661 | 45.559 | 52.005 | 59.27 | 68.942 | 78.45 | 87.799 | 96.944 | 105.856 | 114.473
Counterfactual | Dem_BB007 | GWh | NGED South West | Sandford |  | 0.245 | 0.335 | 0.462 | 0.621 | 0.817 | 1.058 | 1.352 | 1.744 | 2.234 | 2.843 | 3.593 | 4.504 | 5.512 | 6.575 | 7.721 | 8.981 | 10.388 | 12.46 | 14.838 | 17.044 | 19.456 | 22.174 | 25.792 | 29.349 | 32.847 | 36.268 | 39.602 | 42.826
Counterfactual | Dem_BB007 | GWh | NGED South West | Seabank |  | 0.613 | 0.836 | 1.154 | 1.55 | 2.039 | 2.641 | 3.375 | 4.354 | 5.578 | 7.097 | 8.969 | 11.244 | 13.76 | 16.414 | 19.276 | 22.419 | 25.933 | 31.106 | 37.04 | 42.548 | 48.569 | 55.353 | 64.387 | 73.266 | 81.997 | 90.538 | 98.862 | 106.909
Counterfactual | Dem_BB007 | GWh | NGED South West | Taunton |  | 0.599 | 0.824 | 1.166 | 1.632 | 2.271 | 3.153 | 4.369 | 5.637 | 7.221 | 9.189 | 11.611 | 14.557 | 17.814 | 21.251 | 24.955 | 29.025 | 33.575 | 40.271 | 47.954 | 55.085 | 62.879 | 71.663 | 83.358 | 94.855 | 106.158 | 117.215 | 127.991 | 138.41
Counterfactual | Dem_BB007 | GWh | NGED West Midlands | Bishops Wood |  | 2.084 | 2.871 | 4.079 | 5.743 | 8.05 | 11.268 | 15.756 | 20.328 | 26.04 | 33.136 | 41.874 | 52.495 | 64.242 | 76.636 | 89.994 | 104.669 | 121.078 | 145.227 | 172.934 | 198.65 | 226.757 | 258.434 | 300.609 | 342.066 | 382.829 | 422.704 | 461.565 | 499.137
Counterfactual | Dem_BB007 | GWh | NGED West Midlands | Bushbury |  | 0.388 | 0.534 | 0.759 | 1.069 | 1.498 | 2.097 | 2.933 | 3.784 | 4.847 | 6.168 | 7.794 | 9.771 | 11.957 | 14.264 | 16.75 | 19.482 | 22.536 | 27.031 | 32.188 | 36.974 | 42.206 | 48.102 | 55.952 | 63.668 | 71.255 | 78.677 | 85.91 | 92.903
Counterfactual | Dem_BB007 | GWh | NGED West Midlands | Bustleholme |  | 0.54 | 0.74 | 1.035 | 1.424 | 1.935 | 2.611 | 3.505 | 4.522 | 5.793 | 7.372 | 9.316 | 11.679 | 14.292 | 17.049 | 20.021 | 23.286 | 26.937 | 32.309 | 38.473 | 44.194 | 50.447 | 57.495 | 66.877 | 76.101 | 85.169 | 94.04 | 102.686 | 111.044
Counterfactual | Dem_BB007 | GWh | NGED West Midlands | Cellarhead |  | 1.576 | 2.172 | 3.088 | 4.356 | 6.119 | 8.586 | 12.037 | 15.53 | 19.894 | 25.315 | 31.99 | 40.105 | 49.08 | 58.548 | 68.754 | 79.965 | 92.501 | 110.95 | 132.118 | 151.764 | 173.237 | 197.438 | 229.659 | 261.331 | 292.473 | 322.936 | 352.625 | 381.329
Counterfactual | Dem_BB007 | GWh | NGED West Midlands | Feckenham |  | 2.643 | 3.624 | 5.072 | 6.975 | 9.478 | 12.789 | 17.17 | 22.151 | 28.376 | 36.109 | 45.63 | 57.204 | 70.005 | 83.51 | 98.067 | 114.059 | 131.939 | 158.255 | 188.447 | 216.47 | 247.098 | 281.617 | 327.575 | 372.752 | 417.171 | 460.623 | 502.97 | 543.912
Counterfactual | Dem_BB007 | GWh | NGED West Midlands | Hams Hall |  | 1.068 | 1.464 | 2.049 | 2.818 | 3.83 | 5.167 | 6.937 | 8.95 | 11.466 | 14.59 | 18.437 | 23.114 | 28.286 | 33.743 | 39.625 | 46.086 | 53.311 | 63.944 | 76.143 | 87.466 | 99.842 | 113.789 | 132.359 | 150.613 | 168.561 | 186.118 | 203.229 | 219.772
Counterfactual | Dem_BB007 | GWh | NGED West Midlands | Iron Acton |  | 2.536 | 3.465 | 4.796 | 6.476 | 8.582 | 11.219 | 14.505 | 18.713 | 23.972 | 30.505 | 38.548 | 48.325 | 59.14 | 70.549 | 82.847 | 96.356 | 111.462 | 133.693 | 159.199 | 182.873 | 208.748 | 237.909 | 276.734 | 314.899 | 352.424 | 389.132 | 424.907 | 459.495
Counterfactual | Dem_BB007 | GWh | NGED West Midlands | Ironbridge |  | 0.405 | 0.558 | 0.794 | 1.12 | 1.573 | 2.208 | 3.095 | 3.993 | 5.115 | 6.509 | 8.225 | 10.312 | 12.619 | 15.054 | 17.678 | 20.56 | 23.783 | 28.527 | 33.969 | 39.021 | 44.542 | 50.764 | 59.049 | 67.192 | 75.199 | 83.032 | 90.665 | 98.046
Counterfactual | Dem_BB007 | GWh | NGED West Midlands | Kitwell |  | 0.397 | 0.546 | 0.776 | 1.093 | 1.532 | 2.144 | 2.998 | 3.868 | 4.955 | 6.305 | 7.968 | 9.989 | 12.224 | 14.582 | 17.124 | 19.917 | 23.039 | 27.634 | 32.906 | 37.8 | 43.148 | 49.176 | 57.201 | 65.09 | 72.846 | 80.433 | 87.828 | 94.977
Counterfactual | Dem_BB007 | GWh | NGED West Midlands | Nechells |  | 1.023 | 1.402 | 1.962 | 2.698 | 3.667 | 4.947 | 6.642 | 8.569 | 10.978 | 13.969 | 17.652 | 22.13 | 27.082 | 32.307 | 37.938 | 44.125 | 51.042 | 61.222 | 72.902 | 83.743 | 95.592 | 108.946 | 126.726 | 144.203 | 161.387 | 178.196 | 194.579 | 210.418
Counterfactual | Dem_BB007 | GWh | NGED West Midlands | Ocker Hill |  | 0.108 | 0.149 | 0.212 | 0.298 | 0.418 | 0.584 | 0.817 | 1.054 | 1.351 | 1.719 | 2.172 | 2.723 | 3.332 | 3.975 | 4.668 | 5.429 | 6.28 | 7.532 | 8.969 | 10.303 | 11.761 | 13.404 | 15.591 | 17.741 | 19.855 | 21.923 | 23.939 | 25.888
Counterfactual | Dem_BB007 | GWh | NGED West Midlands | Oldbury |  | 0.167 | 0.23 | 0.327 | 0.46 | 0.644 | 0.902 | 1.261 | 1.628 | 2.085 | 2.653 | 3.353 | 4.203 | 5.143 | 6.136 | 7.205 | 8.38 | 9.694 | 11.627 | 13.846 | 15.905 | 18.155 | 20.691 | 24.068 | 27.387 | 30.65 | 33.843 | 36.954 | 39.962
Counterfactual | Dem_BB007 | GWh | NGED West Midlands | Penn |  | 0.245 | 0.339 | 0.49 | 0.706 | 1.02 | 1.475 | 2.134 | 2.753 | 3.527 | 4.488 | 5.671 | 7.109 | 8.7 | 10.379 | 12.188 | 14.175 | 16.397 | 19.668 | 23.42 | 26.903 | 30.709 | 34.999 | 40.711 | 46.326 | 51.846 | 57.246 | 62.509 | 67.597
Counterfactual | Dem_BB007 | GWh | NGED West Midlands | Rugeley |  | 0.285 | 0.393 | 0.558 | 0.788 | 1.106 | 1.553 | 2.177 | 2.808 | 3.598 | 4.578 | 5.785 | 7.252 | 8.875 | 10.587 | 12.433 | 14.46 | 16.727 | 20.064 | 23.891 | 27.444 | 31.327 | 35.704 | 41.53 | 47.258 | 52.889 | 58.398 | 63.767 | 68.957
Counterfactual | Dem_BB007 | GWh | NGED West Midlands | Shrewsbury |  | 0.302 | 0.416 | 0.592 | 0.835 | 1.172 | 1.645 | 2.307 | 2.976 | 3.812 | 4.851 | 6.13 | 7.685 | 9.404 | 11.219 | 13.174 | 15.323 | 17.725 | 21.26 | 25.316 | 29.08 | 33.195 | 37.832 | 44.006 | 50.075 | 56.043 | 61.88 | 67.569 | 73.069
Counterfactual | Dem_BB007 | GWh | NGED West Midlands | Walham |  | 0.757 | 1.033 | 1.429 | 1.928 | 2.55 | 3.325 | 4.286 | 5.53 | 7.084 | 9.014 | 11.391 | 14.28 | 17.476 | 20.847 | 24.481 | 28.473 | 32.937 | 39.506 | 47.043 | 54.039 | 61.685 | 70.302 | 81.775 | 93.053 | 104.142 | 114.989 | 125.56 | 135.781
Counterfactual | Dem_BB007 | GWh | NGED West Midlands | Willenhall |  | 0.243 | 0.335 | 0.476 | 0.671 | 0.94 | 1.316 | 1.84 | 2.374 | 3.041 | 3.87 | 4.89 | 6.131 | 7.503 | 8.95 | 10.51 | 12.224 | 14.141 | 16.961 | 20.197 | 23.2 | 26.483 | 30.182 | 35.108 | 39.95 | 44.71 | 49.367 | 53.906 | 58.294
Counterfactual | Dem_BB007 | GWh | NPg Northeast | Blyth 132kV |  | 0.341 | 0.467 | 0.654 | 0.9 | 1.222 | 1.65 | 2.215 | 2.857 | 3.66 | 4.658 | 5.886 | 7.379 | 9.03 | 10.772 | 12.65 | 14.713 | 17.02 | 20.414 | 24.309 | 27.924 | 31.875 | 36.327 | 42.256 | 48.083 | 53.813 | 59.419 | 64.881 | 70.163
Counterfactual | Dem_BB007 | GWh | NPg Northeast | Blyth 66kV |  | 0.325 | 0.446 | 0.624 | 0.859 | 1.167 | 1.574 | 2.114 | 2.727 | 3.494 | 4.446 | 5.618 | 7.043 | 8.619 | 10.282 | 12.074 | 14.043 | 16.245 | 19.485 | 23.202 | 26.652 | 30.423 | 34.673 | 40.332 | 45.894 | 51.363 | 56.713 | 61.926 | 66.967
Counterfactual | Dem_BB007 | GWh | NPg Northeast | Fourstones |  | 0.126 | 0.174 | 0.251 | 0.363 | 0.525 | 0.762 | 1.104 | 1.424 | 1.825 | 2.322 | 2.934 | 3.678 | 4.501 | 5.37 | 6.306 | 7.334 | 8.484 | 10.176 | 12.117 | 13.919 | 15.889 | 18.108 | 21.063 | 23.968 | 26.824 | 29.618 | 32.341 | 34.974
Counterfactual | Dem_BB007 | GWh | NPg Northeast | Hart Moor |  | 0.156 | 0.216 | 0.309 | 0.439 | 0.623 | 0.885 | 1.257 | 1.621 | 2.077 | 2.643 | 3.339 | 4.187 | 5.123 | 6.112 | 7.177 | 8.348 | 9.656 | 11.582 | 13.792 | 15.843 | 18.084 | 20.61 | 23.974 | 27.28 | 30.531 | 33.711 | 36.81 | 39.807
Counterfactual | Dem_BB007 | GWh | NPg Northeast | Hawthorn Pit |  | 0.18 | 0.248 | 0.355 | 0.504 | 0.716 | 1.016 | 1.443 | 1.862 | 2.385 | 3.035 | 3.835 | 4.807 | 5.883 | 7.018 | 8.241 | 9.585 | 11.088 | 13.299 | 15.837 | 18.192 | 20.766 | 23.667 | 27.529 | 31.325 | 35.058 | 38.71 | 42.269 | 45.709
Counterfactual | Dem_BB007 | GWh | NPg Northeast | Knaresborough |  | 0.451 | 0.617 | 0.861 | 1.175 | 1.582 | 2.109 | 2.793 | 3.604 | 4.616 | 5.874 | 7.423 | 9.306 | 11.389 | 13.586 | 15.954 | 18.555 | 21.464 | 25.745 | 30.657 | 35.216 | 40.198 | 45.814 | 53.291 | 60.64 | 67.866 | 74.935 | 81.824 | 88.485
Counterfactual | Dem_BB007 | GWh | NPg Northeast | Lackenby |  | 0.258 | 0.363 | 0.542 | 0.823 | 1.26 | 1.935 | 2.96 | 3.819 | 4.893 | 6.226 | 7.867 | 9.863 | 12.07 | 14.399 | 16.909 | 19.666 | 22.749 | 27.286 | 32.492 | 37.324 | 42.604 | 48.556 | 56.48 | 64.269 | 71.928 | 79.42 | 86.722 | 93.781
Counterfactual | Dem_BB007 | GWh | NPg Northeast | Norton |  | 1.165 | 1.609 | 2.3 | 3.272 | 4.644 | 6.594 | 9.36 | 12.076 | 15.47 | 19.685 | 24.876 | 31.185 | 38.164 | 45.527 | 53.462 | 62.181 | 71.928 | 86.275 | 102.734 | 118.011 | 134.709 | 153.527 | 178.582 | 203.21 | 227.426 | 251.114 | 274.2 | 296.52
Counterfactual | Dem_BB007 | GWh | NPg Northeast | Offerton |  | 0.066 | 0.092 | 0.131 | 0.186 | 0.265 | 0.376 | 0.533 | 0.688 | 0.881 | 1.121 | 1.417 | 1.776 | 2.174 | 2.593 | 3.045 | 3.542 | 4.097 | 4.914 | 5.852 | 6.722 | 7.673 | 8.745 | 10.172 | 11.575 | 12.954 | 14.304 | 15.619 | 16.89
Counterfactual | Dem_BB007 | GWh | NPg Northeast | Osbaldwick |  | 1.212 | 1.662 | 2.326 | 3.199 | 4.347 | 5.866 | 7.877 | 10.163 | 13.019 | 16.566 | 20.934 | 26.244 | 32.117 | 38.313 | 44.992 | 52.328 | 60.532 | 72.605 | 86.456 | 99.313 | 113.365 | 129.201 | 150.286 | 171.012 | 191.391 | 211.326 | 230.754 | 249.538
Counterfactual | Dem_BB007 | GWh | NPg Northeast | Poppleton |  | 0.066 | 0.09 | 0.125 | 0.171 | 0.23 | 0.307 | 0.406 | 0.524 | 0.671 | 0.854 | 1.079 | 1.353 | 1.656 | 1.976 | 2.32 | 2.698 | 3.121 | 3.744 | 4.458 | 5.121 | 5.846 | 6.662 | 7.75 | 8.818 | 9.869 | 10.897 | 11.899 | 12.868
Counterfactual | Dem_BB007 | GWh | NPg Northeast | Saltholme |  | 0.042 | 0.059 | 0.089 | 0.134 | 0.206 | 0.316 | 0.484 | 0.624 | 0.8 | 1.017 | 1.286 | 1.612 | 1.972 | 2.353 | 2.763 | 3.214 | 3.717 | 4.459 | 5.31 | 6.099 | 6.962 | 7.935 | 9.23 | 10.502 | 11.754 | 12.978 | 14.171 | 15.325
Counterfactual | Dem_BB007 | GWh | NPg Northeast | South Shields |  | 0.057 | 0.079 | 0.113 | 0.161 | 0.228 | 0.324 | 0.461 | 0.594 | 0.761 | 0.969 | 1.224 | 1.534 | 1.878 | 2.24 | 2.63 | 3.059 | 3.539 | 4.245 | 5.055 | 5.806 | 6.628 | 7.554 | 8.786 | 9.998 | 11.19 | 12.355 | 13.491 | 14.589
Counterfactual | Dem_BB007 | GWh | NPg Northeast | Spennymoor |  | 0.914 | 1.263 | 1.811 | 2.587 | 3.693 | 5.277 | 7.539 | 9.727 | 12.461 | 15.856 | 20.037 | 25.119 | 30.74 | 36.671 | 43.063 | 50.085 | 57.937 | 69.493 | 82.75 | 95.056 | 108.505 | 123.663 | 143.844 | 163.682 | 183.187 | 202.267 | 220.863 | 238.841
Counterfactual | Dem_BB007 | GWh | NPg Northeast | Stella North |  | 0.43 | 0.593 | 0.84 | 1.178 | 1.643 | 2.287 | 3.179 | 4.102 | 5.254 | 6.686 | 8.449 | 10.592 | 12.963 | 15.463 | 18.159 | 21.12 | 24.431 | 29.304 | 34.894 | 40.083 | 45.755 | 52.146 | 60.656 | 69.021 | 77.246 | 85.292 | 93.134 | 100.715
Counterfactual | Dem_BB007 | GWh | NPg Northeast | Stella South |  | 0.506 | 0.697 | 0.987 | 1.385 | 1.932 | 2.689 | 3.737 | 4.822 | 6.177 | 7.86 | 9.933 | 12.452 | 15.239 | 18.179 | 21.347 | 24.829 | 28.721 | 34.449 | 41.021 | 47.122 | 53.789 | 61.303 | 71.307 | 81.141 | 90.811 | 100.269 | 109.487 | 118.4
Counterfactual | Dem_BB007 | GWh | NPg Northeast | Tynemouth 1 |  | 0.189 | 0.261 | 0.374 | 0.532 | 0.755 | 1.072 | 1.521 | 1.962 | 2.514 | 3.199 | 4.042 | 5.068 | 6.202 | 7.398 | 8.688 | 10.104 | 11.689 | 14.02 | 16.695 | 19.177 | 21.89 | 24.948 | 29.02 | 33.022 | 36.957 | 40.807 | 44.558 | 48.185
Counterfactual | Dem_BB007 | GWh | NPg Northeast | West Boldon |  | 0.359 | 0.495 | 0.708 | 1.007 | 1.43 | 2.03 | 2.881 | 3.717 | 4.762 | 6.06 | 7.658 | 9.6 | 11.748 | 14.015 | 16.458 | 19.141 | 22.142 | 26.558 | 31.625 | 36.328 | 41.468 | 47.261 | 54.973 | 62.555 | 70.009 | 77.301 | 84.408 | 91.279
Counterfactual | Dem_BB007 | GWh | NPg Yorkshire | Bradford West |  | 1.114 | 1.529 | 2.15 | 2.98 | 4.092 | 5.591 | 7.614 | 9.824 | 12.584 | 16.014 | 20.236 | 25.369 | 31.046 | 37.035 | 43.491 | 50.583 | 58.513 | 70.183 | 83.573 | 96.001 | 109.584 | 124.892 | 145.274 | 165.309 | 185.008 | 204.279 | 223.059 | 241.216
Counterfactual | Dem_BB007 | GWh | NPg Yorkshire | Camblesforth |  | 0.106 | 0.146 | 0.208 | 0.291 | 0.407 | 0.566 | 0.788 | 1.017 | 1.303 | 1.657 | 2.095 | 2.626 | 3.213 | 3.833 | 4.502 | 5.236 | 6.056 | 7.264 | 8.65 | 9.937 | 11.342 | 12.927 | 15.037 | 17.11 | 19.149 | 21.144 | 23.088 | 24.967
Counterfactual | Dem_BB007 | GWh | NPg Yorkshire | Creyke Beck |  | 0.934 | 1.294 | 1.863 | 2.68 | 3.858 | 5.564 | 8.023 | 10.35 | 13.259 | 16.872 | 21.321 | 26.729 | 32.71 | 39.021 | 45.822 | 53.294 | 61.649 | 73.945 | 88.053 | 101.147 | 115.458 | 131.587 | 153.061 | 174.17 | 194.925 | 215.228 | 235.015 | 254.145
Counterfactual | Dem_BB007 | GWh | NPg Yorkshire | Drax |  | 0.09 | 0.124 | 0.176 | 0.247 | 0.345 | 0.48 | 0.668 | 0.862 | 1.104 | 1.405 | 1.775 | 2.225 | 2.724 | 3.249 | 3.815 | 4.437 | 5.133 | 6.157 | 7.331 | 8.422 | 9.613 | 10.956 | 12.744 | 14.502 | 16.23 | 17.92 | 19.568 | 21.161
Counterfactual | Dem_BB007 | GWh | NPg Yorkshire | Elland |  | 0.968 | 1.329 | 1.869 | 2.591 | 3.557 | 4.86 | 6.619 | 8.54 | 10.94 | 13.921 | 17.591 | 22.053 | 26.988 | 32.195 | 37.807 | 43.972 | 50.865 | 61.011 | 72.65 | 83.454 | 95.261 | 108.569 | 126.287 | 143.703 | 160.828 | 177.58 | 193.905 | 209.689
Counterfactual | Dem_BB007 | GWh | NPg Yorkshire | Ferrybridge A |  | 0.397 | 0.545 | 0.765 | 1.058 | 1.449 | 1.974 | 2.679 | 3.456 | 4.427 | 5.634 | 7.119 | 8.925 | 10.922 | 13.029 | 15.3 | 17.795 | 20.584 | 24.69 | 29.4 | 33.772 | 38.551 | 43.936 | 51.107 | 58.155 | 65.085 | 71.864 | 78.471 | 84.858
Counterfactual | Dem_BB007 | GWh | NPg Yorkshire | Ferrybridge B (_M) |  | 1.186 | 1.628 | 2.286 | 3.162 | 4.33 | 5.898 | 8.003 | 10.325 | 13.227 | 16.831 | 21.269 | 26.664 | 32.631 | 38.926 | 45.711 | 53.165 | 61.5 | 73.766 | 87.839 | 100.901 | 115.178 | 131.268 | 152.69 | 173.747 | 194.452 | 214.706 | 234.445 | 253.529
Counterfactual | Dem_BB007 | GWh | NPg Yorkshire | Grimsby West |  | 0.211 | 0.295 | 0.437 | 0.655 | 0.99 | 1.5 | 2.269 | 2.927 | 3.75 | 4.772 | 6.03 | 7.56 | 9.251 | 11.036 | 12.96 | 15.073 | 17.436 | 20.914 | 24.904 | 28.608 | 32.655 | 37.217 | 43.291 | 49.261 | 55.131 | 60.873 | 66.47 | 71.881
Counterfactual | Dem_BB007 | GWh | NPg Yorkshire | Jordanthorpe |  | 0.11 | 0.151 | 0.214 | 0.299 | 0.414 | 0.573 | 0.792 | 1.021 | 1.308 | 1.665 | 2.104 | 2.638 | 3.228 | 3.851 | 4.522 | 5.259 | 6.084 | 7.297 | 8.689 | 9.982 | 11.394 | 12.986 | 15.105 | 17.188 | 19.236 | 21.24 | 23.192 | 25.08
Counterfactual | Dem_BB007 | GWh | NPg Yorkshire | Keadby |  | 0.679 | 0.94 | 1.354 | 1.947 | 2.803 | 4.042 | 5.829 | 7.52 | 9.633 | 12.258 | 15.49 | 19.419 | 23.765 | 28.349 | 33.291 | 38.72 | 44.79 | 53.723 | 63.972 | 73.485 | 83.883 | 95.601 | 111.202 | 126.538 | 141.617 | 156.368 | 170.744 | 184.642
Counterfactual | Dem_BB007 | GWh | NPg Yorkshire | Kirkstall B |  | 0.385 | 0.529 | 0.744 | 1.031 | 1.416 | 1.935 | 2.635 | 3.399 | 4.355 | 5.541 | 7.002 | 8.778 | 10.743 | 12.815 | 15.049 | 17.503 | 20.247 | 24.286 | 28.919 | 33.219 | 37.92 | 43.217 | 50.27 | 57.202 | 64.019 | 70.687 | 77.186 | 83.469
Counterfactual | Dem_BB007 | GWh | NPg Yorkshire | Neepsend |  | 0.249 | 0.343 | 0.485 | 0.677 | 0.94 | 1.301 | 1.796 | 2.318 | 2.969 | 3.778 | 4.774 | 5.985 | 7.324 | 8.737 | 10.26 | 11.934 | 13.804 | 16.558 | 19.717 | 22.649 | 25.853 | 29.465 | 34.273 | 39 | 43.647 | 48.194 | 52.624 | 56.908
Counterfactual | Dem_BB007 | GWh | NPg Yorkshire | Norton Lees |  | 0.1 | 0.138 | 0.195 | 0.272 | 0.378 | 0.523 | 0.722 | 0.931 | 1.193 | 1.518 | 1.918 | 2.405 | 2.943 | 3.511 | 4.123 | 4.795 | 5.547 | 6.654 | 7.923 | 9.101 | 10.389 | 11.84 | 13.773 | 15.672 | 17.54 | 19.366 | 21.147 | 22.868
Counterfactual | Dem_BB007 | GWh | NPg Yorkshire | Pitsmoor |  | 0.035 | 0.048 | 0.068 | 0.095 | 0.132 | 0.183 | 0.253 | 0.327 | 0.418 | 0.532 | 0.673 | 0.843 | 1.032 | 1.231 | 1.446 | 1.681 | 1.945 | 2.333 | 2.778 | 3.191 | 3.642 | 4.151 | 4.829 | 5.495 | 6.149 | 6.79 | 7.414 | 8.018
Counterfactual | Dem_BB007 | GWh | NPg Yorkshire | Saltend North |  | 0.121 | 0.168 | 0.242 | 0.347 | 0.5 | 0.721 | 1.04 | 1.342 | 1.719 | 2.187 | 2.764 | 3.465 | 4.24 | 5.058 | 5.94 | 6.909 | 7.992 | 9.586 | 11.415 | 13.112 | 14.967 | 17.058 | 19.842 | 22.578 | 25.269 | 27.901 | 30.466 | 32.946
Counterfactual | Dem_BB007 | GWh | NPg Yorkshire | Sheffield City |  | 0.023 | 0.031 | 0.044 | 0.061 | 0.085 | 0.118 | 0.162 | 0.21 | 0.269 | 0.342 | 0.432 | 0.541 | 0.662 | 0.79 | 0.928 | 1.079 | 1.248 | 1.497 | 1.783 | 2.048 | 2.338 | 2.665 | 3.1 | 3.527 | 3.948 | 4.359 | 4.759 | 5.147
Counterfactual | Dem_BB007 | GWh | NPg Yorkshire | Skelton Grange |  | 0.744 | 1.022 | 1.438 | 1.992 | 2.735 | 3.738 | 5.09 | 6.567 | 8.413 | 10.705 | 13.528 | 16.959 | 20.754 | 24.758 | 29.074 | 33.815 | 39.116 | 46.918 | 55.869 | 64.177 | 73.257 | 83.491 | 97.116 | 110.509 | 123.678 | 136.56 | 149.115 | 161.253
Counterfactual | Dem_BB007 | GWh | NPg Yorkshire | Templeborough |  | 0.006 | 0.009 | 0.012 | 0.017 | 0.024 | 0.033 | 0.045 | 0.058 | 0.075 | 0.095 | 0.12 | 0.151 | 0.184 | 0.22 | 0.258 | 0.3 | 0.347 | 0.416 | 0.496 | 0.57 | 0.65 | 0.741 | 0.862 | 0.981 | 1.098 | 1.212 | 1.323 | 1.431
Counterfactual | Dem_BB007 | GWh | NPg Yorkshire | Thorpe Marsh |  | 0.817 | 1.121 | 1.569 | 2.157 | 2.932 | 3.956 | 5.312 | 6.854 | 8.78 | 11.173 | 14.118 | 17.7 | 21.66 | 25.839 | 30.343 | 35.291 | 40.824 | 48.966 | 58.308 | 66.979 | 76.455 | 87.136 | 101.356 | 115.334 | 129.078 | 142.523 | 155.625 | 168.294
Counterfactual | Dem_BB007 | GWh | NPg Yorkshire | Thurcroft |  | 0.567 | 0.78 | 1.103 | 1.541 | 2.139 | 2.959 | 4.087 | 5.272 | 6.754 | 8.594 | 10.861 | 13.615 | 16.662 | 19.877 | 23.341 | 27.148 | 31.404 | 37.667 | 44.853 | 51.523 | 58.813 | 67.029 | 77.968 | 88.721 | 99.293 | 109.635 | 119.714 | 129.459
Counterfactual | Dem_BB007 | GWh | NPg Yorkshire | West Melton |  | 0.942 | 1.296 | 1.832 | 2.559 | 3.552 | 4.914 | 6.787 | 8.756 | 11.217 | 14.273 | 18.037 | 22.612 | 27.672 | 33.01 | 38.764 | 45.086 | 52.154 | 62.556 | 74.49 | 85.567 | 97.674 | 111.319 | 129.486 | 147.343 | 164.901 | 182.077 | 198.816 | 215
Counterfactual | Dem_BB007 | GWh | NPg Yorkshire | Wincobank |  | 0.03 | 0.041 | 0.058 | 0.081 | 0.113 | 0.156 | 0.215 | 0.278 | 0.356 | 0.453 | 0.573 | 0.718 | 0.879 | 1.048 | 1.231 | 1.431 | 1.656 | 1.986 | 2.365 | 2.717 | 3.101 | 3.534 | 4.111 | 4.678 | 5.235 | 5.781 | 6.312 | 6.826
Counterfactual | Dem_BB007 | GWh | SHETL | Direct(SHETL) |  | 0.037 | 0.05 | 0.069 | 0.093 | 0.122 | 0.156 | 0.198 | 0.256 | 0.327 | 0.417 | 0.526 | 0.66 | 0.808 | 0.964 | 1.131 | 1.316 | 1.522 | 1.826 | 2.174 | 2.498 | 2.851 | 3.249 | 3.779 | 4.301 | 4.813 | 5.314 | 5.803 | 6.275
Counterfactual | Dem_BB007 | GWh | SPEN | Ayr |  | 0.109 | 0.149 | 0.208 | 0.282 | 0.378 | 0.501 | 0.658 | 0.848 | 1.087 | 1.383 | 1.748 | 2.191 | 2.681 | 3.199 | 3.756 | 4.369 | 5.053 | 6.061 | 7.218 | 8.291 | 9.464 | 10.786 | 12.547 | 14.277 | 15.978 | 17.643 | 19.265 | 20.833
Counterfactual | Dem_BB007 | GWh | SPEN | Bainsford |  | 0.062 | 0.086 | 0.12 | 0.166 | 0.226 | 0.306 | 0.413 | 0.532 | 0.682 | 0.868 | 1.096 | 1.374 | 1.682 | 2.007 | 2.356 | 2.741 | 3.17 | 3.802 | 4.528 | 5.201 | 5.937 | 6.767 | 7.871 | 8.956 | 10.024 | 11.068 | 12.085 | 13.069
Counterfactual | Dem_BB007 | GWh | SPEN | Bathgate |  | 0.292 | 0.401 | 0.562 | 0.775 | 1.056 | 1.431 | 1.931 | 2.492 | 3.192 | 4.061 | 5.132 | 6.434 | 7.874 | 9.393 | 11.03 | 12.829 | 14.84 | 17.8 | 21.196 | 24.348 | 27.793 | 31.676 | 36.845 | 41.926 | 46.922 | 51.81 | 56.573 | 61.178
Counterfactual | Dem_BB007 | GWh | SPEN | Berwick |  | 0.048 | 0.066 | 0.091 | 0.124 | 0.166 | 0.22 | 0.289 | 0.373 | 0.477 | 0.607 | 0.767 | 0.962 | 1.177 | 1.404 | 1.649 | 1.918 | 2.219 | 2.661 | 3.169 | 3.64 | 4.155 | 4.736 | 5.509 | 6.268 | 7.015 | 7.746 | 8.458 | 9.147
Counterfactual | Dem_BB007 | GWh | SPEN | Bonnybridge |  | 0.259 | 0.355 | 0.498 | 0.686 | 0.936 | 1.268 | 1.71 | 2.207 | 2.827 | 3.597 | 4.545 | 5.698 | 6.974 | 8.319 | 9.769 | 11.362 | 13.143 | 15.764 | 18.772 | 21.563 | 24.615 | 28.053 | 32.631 | 37.131 | 41.556 | 45.885 | 50.103 | 54.181
Counterfactual | Dem_BB007 | GWh | SPEN | Braehead Park |  | 0.081 | 0.111 | 0.154 | 0.21 | 0.281 | 0.372 | 0.488 | 0.63 | 0.807 | 1.027 | 1.298 | 1.628 | 1.992 | 2.376 | 2.79 | 3.245 | 3.754 | 4.503 | 5.362 | 6.159 | 7.03 | 8.012 | 9.32 | 10.605 | 11.869 | 13.105 | 14.31 | 15.475
Counterfactual | Dem_BB007 | GWh | SPEN | Carntyne |  | 0.048 | 0.065 | 0.091 | 0.124 | 0.166 | 0.219 | 0.288 | 0.372 | 0.476 | 0.606 | 0.765 | 0.96 | 1.174 | 1.401 | 1.645 | 1.913 | 2.213 | 2.655 | 3.161 | 3.631 | 4.145 | 4.724 | 5.495 | 6.253 | 6.998 | 7.727 | 8.437 | 9.124
Counterfactual | Dem_BB007 | GWh | SPEN | Carsfad |  | 0 | 0 | 0 | 0 | 0 | 0 | 0 | 0 | 0 | 0 | 0 | 0 | 0 | 0 | 0 | 0 | 0 | 0 | 0 | 0 | 0 | 0 | 0 | 0 | 0 | 0 | 0 | 0
Counterfactual | Dem_BB007 | GWh | SPEN | Chapelcross |  | 0.098 | 0.134 | 0.186 | 0.253 | 0.339 | 0.449 | 0.59 | 0.761 | 0.975 | 1.241 | 1.568 | 1.966 | 2.406 | 2.87 | 3.37 | 3.92 | 4.534 | 5.439 | 6.476 | 7.44 | 8.492 | 9.678 | 11.258 | 12.811 | 14.337 | 15.83 | 17.286 | 18.693
Counterfactual | Dem_BB007 | GWh | SPEN | Charlotte Street |  | 0.079 | 0.109 | 0.151 | 0.205 | 0.275 | 0.364 | 0.478 | 0.617 | 0.79 | 1.006 | 1.271 | 1.593 | 1.95 | 2.326 | 2.732 | 3.177 | 3.675 | 4.408 | 5.249 | 6.03 | 6.883 | 7.844 | 9.125 | 10.383 | 11.62 | 12.831 | 14.01 | 15.151
Counterfactual | Dem_BB007 | GWh | SPEN | Clyde’s Mill |  | 0.237 | 0.325 | 0.452 | 0.614 | 0.822 | 1.089 | 1.43 | 1.845 | 2.364 | 3.008 | 3.801 | 4.765 | 5.831 | 6.956 | 8.168 | 9.5 | 10.99 | 13.182 | 15.696 | 18.031 | 20.582 | 23.457 | 27.285 | 31.048 | 34.748 | 38.367 | 41.894 | 45.304 | GSP also referred to as Westburn Road
Counterfactual | Dem_BB007 | GWh | SPEN | Coatbridge |  | 0.2 | 0.274 | 0.381 | 0.518 | 0.693 | 0.918 | 1.205 | 1.555 | 1.992 | 2.535 | 3.203 | 4.016 | 4.915 | 5.863 | 6.885 | 8.007 | 9.263 | 11.11 | 13.23 | 15.197 | 17.348 | 19.771 | 22.997 | 26.169 | 29.287 | 32.338 | 35.311 | 38.185
Counterfactual | Dem_BB007 | GWh | SPEN | Cockenzie |  | 0.122 | 0.167 | 0.232 | 0.315 | 0.422 | 0.559 | 0.734 | 0.947 | 1.213 | 1.544 | 1.951 | 2.445 | 2.993 | 3.57 | 4.192 | 4.876 | 5.64 | 6.765 | 8.056 | 9.254 | 10.563 | 12.038 | 14.003 | 15.934 | 17.833 | 19.69 | 21.501 | 23.251
Counterfactual | Dem_BB007 | GWh | SPEN | Coylton |  | 0.118 | 0.161 | 0.224 | 0.305 | 0.409 | 0.541 | 0.711 | 0.917 | 1.175 | 1.495 | 1.889 | 2.368 | 2.898 | 3.457 | 4.059 | 4.721 | 5.461 | 6.551 | 7.8 | 8.96 | 10.228 | 11.657 | 13.56 | 15.43 | 17.268 | 19.067 | 20.82 | 22.514
Counterfactual | Dem_BB007 | GWh | SPEN | Crookston A |  | 0.144 | 0.196 | 0.27 | 0.361 | 0.472 | 0.605 | 0.763 | 0.985 | 1.261 | 1.605 | 2.028 | 2.542 | 3.111 | 3.712 | 4.359 | 5.069 | 5.864 | 7.034 | 8.376 | 9.621 | 10.983 | 12.517 | 14.56 | 16.567 | 18.542 | 20.473 | 22.355 | 24.175
Counterfactual | Dem_BB007 | GWh | SPEN | Crookston B |  | 0.144 | 0.196 | 0.27 | 0.361 | 0.472 | 0.605 | 0.763 | 0.985 | 1.261 | 1.605 | 2.028 | 2.542 | 3.111 | 3.712 | 4.359 | 5.069 | 5.864 | 7.034 | 8.376 | 9.621 | 10.983 | 12.517 | 14.56 | 16.567 | 18.542 | 20.473 | 22.355 | 24.175
Counterfactual | Dem_BB007 | GWh | SPEN | Cumbernauld |  | 0.155 | 0.213 | 0.298 | 0.411 | 0.56 | 0.759 | 1.024 | 1.321 | 1.692 | 2.153 | 2.721 | 3.411 | 4.175 | 4.98 | 5.848 | 6.802 | 7.868 | 9.438 | 11.238 | 12.909 | 14.736 | 16.794 | 19.535 | 22.229 | 24.878 | 27.469 | 29.995 | 32.436
Counterfactual | Dem_BB007 | GWh | SPEN | Cupar |  | 0.394 | 0.541 | 0.758 | 1.045 | 1.425 | 1.931 | 2.605 | 3.361 | 4.306 | 5.479 | 6.924 | 8.68 | 10.623 | 12.672 | 14.881 | 17.308 | 20.021 | 24.014 | 28.596 | 32.848 | 37.496 | 42.734 | 49.708 | 56.563 | 63.303 | 69.897 | 76.323 | 82.536
Counterfactual | Dem_BB007 | GWh | SPEN | Currie |  | 0.039 | 0.054 | 0.075 | 0.102 | 0.136 | 0.181 | 0.237 | 0.306 | 0.392 | 0.499 | 0.63 | 0.79 | 0.967 | 1.153 | 1.354 | 1.575 | 1.822 | 2.186 | 2.603 | 2.99 | 3.413 | 3.889 | 4.524 | 5.148 | 5.761 | 6.362 | 6.946 | 7.512
Counterfactual | Dem_BB007 | GWh | SPEN | Dalmarnock |  | 0.086 | 0.118 | 0.164 | 0.224 | 0.299 | 0.396 | 0.521 | 0.672 | 0.861 | 1.095 | 1.384 | 1.735 | 2.123 | 2.533 | 2.974 | 3.459 | 4.002 | 4.8 | 5.716 | 6.565 | 7.494 | 8.541 | 9.935 | 11.305 | 12.653 | 13.971 | 15.255 | 16.497
Counterfactual | Dem_BB007 | GWh | SPEN | Devol Moor |  | 0.058 | 0.079 | 0.11 | 0.15 | 0.2 | 0.265 | 0.349 | 0.45 | 0.576 | 0.733 | 0.926 | 1.161 | 1.421 | 1.695 | 1.991 | 2.315 | 2.678 | 3.213 | 3.825 | 4.394 | 5.016 | 5.717 | 6.65 | 7.567 | 8.469 | 9.351 | 10.21 | 11.041
Counterfactual | Dem_BB007 | GWh | SPEN | Devonside |  | 0.113 | 0.154 | 0.217 | 0.299 | 0.407 | 0.552 | 0.744 | 0.96 | 1.23 | 1.565 | 1.978 | 2.479 | 3.034 | 3.619 | 4.25 | 4.943 | 5.718 | 6.859 | 8.167 | 9.381 | 10.709 | 12.205 | 14.197 | 16.155 | 18.08 | 19.963 | 21.798 | 23.572
Counterfactual | Dem_BB007 | GWh | SPEN | Dewar Place |  | 0.128 | 0.175 | 0.243 | 0.331 | 0.443 | 0.587 | 0.771 | 0.994 | 1.273 | 1.62 | 2.048 | 2.567 | 3.142 | 3.748 | 4.401 | 5.119 | 5.921 | 7.102 | 8.457 | 9.715 | 11.089 | 12.638 | 14.701 | 16.728 | 18.722 | 20.672 | 22.572 | 24.41
Counterfactual | Dem_BB007 | GWh | SPEN | Drumchapel |  | 0.113 | 0.154 | 0.216 | 0.298 | 0.407 | 0.551 | 0.744 | 0.959 | 1.229 | 1.564 | 1.976 | 2.477 | 3.032 | 3.616 | 4.247 | 4.939 | 5.714 | 6.853 | 8.161 | 9.374 | 10.7 | 12.195 | 14.185 | 16.142 | 18.065 | 19.947 | 21.781 | 23.554
Counterfactual | Dem_BB007 | GWh | SPEN | Drumcross |  | 0.021 | 0.029 | 0.041 | 0.057 | 0.078 | 0.105 | 0.142 | 0.183 | 0.235 | 0.299 | 0.377 | 0.473 | 0.579 | 0.69 | 0.811 | 0.943 | 1.091 | 1.308 | 1.558 | 1.79 | 2.043 | 2.328 | 2.708 | 3.082 | 3.449 | 3.808 | 4.158 | 4.497
Counterfactual | Dem_BB007 | GWh | SPEN | Dumfries 11 |  | 0 | 0 | 0 | 0 | 0 | 0 | 0 | 0 | 0 | 0 | 0 | 0 | 0 | 0 | 0 | 0 | 0 | 0 | 0 | 0 | 0 | 0 | 0 | 0 | 0 | 0 | 0 | 0
Counterfactual | Dem_BB007 | GWh | SPEN | Dumfries 33 |  | 0.138 | 0.191 | 0.276 | 0.401 | 0.582 | 0.848 | 1.234 | 1.592 | 2.039 | 2.595 | 3.279 | 4.111 | 5.031 | 6.002 | 7.048 | 8.198 | 9.483 | 11.374 | 13.544 | 15.558 | 17.759 | 20.24 | 23.543 | 26.79 | 29.983 | 33.106 | 36.149 | 39.092
Counterfactual | Dem_BB007 | GWh | SPEN | Dumfries ICI |  | 0.005 | 0.007 | 0.011 | 0.015 | 0.022 | 0.032 | 0.047 | 0.061 | 0.078 | 0.099 | 0.125 | 0.157 | 0.192 | 0.229 | 0.269 | 0.313 | 0.362 | 0.434 | 0.517 | 0.594 | 0.678 | 0.773 | 0.899 | 1.023 | 1.145 | 1.264 | 1.38 | 1.492
Counterfactual | Dem_BB007 | GWh | SPEN | Dunbar A |  | 0.048 | 0.065 | 0.09 | 0.123 | 0.165 | 0.218 | 0.286 | 0.37 | 0.473 | 0.602 | 0.761 | 0.954 | 1.168 | 1.393 | 1.636 | 1.903 | 2.201 | 2.64 | 3.143 | 3.611 | 4.122 | 4.698 | 5.464 | 6.218 | 6.959 | 7.684 | 8.39 | 9.073
Counterfactual | Dem_BB007 | GWh | SPEN | Dunbar B |  | 0.036 | 0.049 | 0.068 | 0.092 | 0.123 | 0.163 | 0.214 | 0.277 | 0.354 | 0.451 | 0.57 | 0.715 | 0.874 | 1.043 | 1.225 | 1.425 | 1.648 | 1.977 | 2.354 | 2.704 | 3.087 | 3.518 | 4.092 | 4.656 | 5.211 | 5.754 | 6.283 | 6.794
Counterfactual | Dem_BB007 | GWh | SPEN | Dunfermline |  | 0.097 | 0.134 | 0.187 | 0.258 | 0.352 | 0.477 | 0.644 | 0.831 | 1.064 | 1.354 | 1.711 | 2.145 | 2.625 | 3.131 | 3.677 | 4.277 | 4.947 | 5.934 | 7.066 | 8.117 | 9.266 | 10.56 | 12.283 | 13.977 | 15.643 | 17.272 | 18.86 | 20.395
Counterfactual | Dem_BB007 | GWh | SPEN | Earlstoun |  | 0 | 0 | 0 | 0 | 0 | 0 | 0 | 0 | 0 | 0 | 0 | 0 | 0 | 0 | 0 | 0 | 0 | 0 | 0 | 0 | 0 | 0 | 0 | 0 | 0 | 0 | 0 | 0
Counterfactual | Dem_BB007 | GWh | SPEN | East Kilbride |  | 0.148 | 0.202 | 0.281 | 0.382 | 0.512 | 0.678 | 0.89 | 1.149 | 1.472 | 1.873 | 2.366 | 2.966 | 3.63 | 4.331 | 5.086 | 5.915 | 6.842 | 8.207 | 9.773 | 11.226 | 12.814 | 14.604 | 16.988 | 19.33 | 21.634 | 23.887 | 26.083 | 28.206
Counterfactual | Dem_BB007 | GWh | SPEN | East Kilbride South |  | 0.083 | 0.113 | 0.157 | 0.214 | 0.286 | 0.379 | 0.498 | 0.642 | 0.822 | 1.047 | 1.323 | 1.658 | 2.029 | 2.42 | 2.842 | 3.306 | 3.824 | 4.587 | 5.462 | 6.274 | 7.162 | 8.162 | 9.494 | 10.804 | 12.091 | 13.351 | 14.578 | 15.765
Counterfactual | Dem_BB007 | GWh | SPEN | Easterhouse |  | 0.286 | 0.391 | 0.543 | 0.739 | 0.989 | 1.31 | 1.72 | 2.22 | 2.843 | 3.618 | 4.572 | 5.732 | 7.014 | 8.368 | 9.826 | 11.429 | 13.22 | 15.857 | 18.882 | 21.69 | 24.759 | 28.218 | 32.823 | 37.35 | 41.8 | 46.154 | 50.397 | 54.5
Counterfactual | Dem_BB007 | GWh | SPEN | Eccles |  | 0.072 | 0.099 | 0.138 | 0.187 | 0.251 | 0.332 | 0.436 | 0.562 | 0.72 | 0.916 | 1.158 | 1.452 | 1.777 | 2.12 | 2.489 | 2.895 | 3.349 | 4.017 | 4.783 | 5.494 | 6.272 | 7.148 | 8.314 | 9.461 | 10.588 | 11.691 | 12.766 | 13.805
Counterfactual | Dem_BB007 | GWh | SPEN | Elderslie |  | 0.114 | 0.155 | 0.216 | 0.294 | 0.393 | 0.521 | 0.684 | 0.883 | 1.131 | 1.439 | 1.818 | 2.28 | 2.79 | 3.328 | 3.908 | 4.545 | 5.258 | 6.307 | 7.51 | 8.627 | 9.847 | 11.223 | 13.055 | 14.855 | 16.625 | 18.357 | 20.044 | 21.676
Counterfactual | Dem_BB007 | GWh | SPEN | Erskine |  | 0.067 | 0.092 | 0.128 | 0.174 | 0.233 | 0.308 | 0.405 | 0.522 | 0.669 | 0.851 | 1.076 | 1.349 | 1.651 | 1.969 | 2.313 | 2.69 | 3.111 | 3.732 | 4.444 | 5.105 | 5.827 | 6.641 | 7.725 | 8.79 | 9.837 | 10.862 | 11.861 | 12.826
Counterfactual | Dem_BB007 | GWh | SPEN | Finnieston |  | 0.01 | 0.014 | 0.019 | 0.027 | 0.037 | 0.05 | 0.067 | 0.086 | 0.111 | 0.141 | 0.178 | 0.223 | 0.273 | 0.326 | 0.382 | 0.445 | 0.514 | 0.617 | 0.735 | 0.844 | 0.963 | 1.098 | 1.277 | 1.453 | 1.626 | 1.795 | 1.96 | 2.12
Counterfactual | Dem_BB007 | GWh | SPEN | Galashiels |  | 0.084 | 0.115 | 0.16 | 0.218 | 0.291 | 0.386 | 0.507 | 0.654 | 0.837 | 1.065 | 1.346 | 1.688 | 2.065 | 2.464 | 2.893 | 3.365 | 3.893 | 4.669 | 5.56 | 6.387 | 7.291 | 8.309 | 9.665 | 10.998 | 12.309 | 13.591 | 14.84 | 16.048
Counterfactual | Dem_BB007 | GWh | SPEN | Giffnock |  | 0.289 | 0.396 | 0.55 | 0.748 | 1.002 | 1.327 | 1.743 | 2.248 | 2.88 | 3.665 | 4.631 | 5.805 | 7.105 | 8.475 | 9.953 | 11.576 | 13.39 | 16.061 | 19.125 | 21.969 | 25.078 | 28.581 | 33.245 | 37.83 | 42.338 | 46.748 | 51.045 | 55.201
Counterfactual | Dem_BB007 | GWh | SPEN | Glenlee |  | 0 | 0 | 0 | 0 | 0 | 0 | 0 | 0 | 0 | 0 | 0 | 0 | 0 | 0 | 0 | 0 | 0 | 0 | 0 | 0 | 0 | 0 | 0 | 0 | 0 | 0 | 0 | 0
Counterfactual | Dem_BB007 | GWh | SPEN | Glenluce |  | 0.043 | 0.059 | 0.082 | 0.111 | 0.149 | 0.197 | 0.259 | 0.334 | 0.428 | 0.545 | 0.688 | 0.863 | 1.056 | 1.26 | 1.479 | 1.72 | 1.99 | 2.387 | 2.842 | 3.265 | 3.727 | 4.248 | 4.941 | 5.622 | 6.292 | 6.948 | 7.587 | 8.204
Counterfactual | Dem_BB007 | GWh | SPEN | Glenniston |  | 0.04 | 0.055 | 0.077 | 0.107 | 0.145 | 0.197 | 0.266 | 0.343 | 0.439 | 0.559 | 0.707 | 0.886 | 1.084 | 1.293 | 1.518 | 1.766 | 2.043 | 2.45 | 2.918 | 3.352 | 3.826 | 4.361 | 5.072 | 5.772 | 6.459 | 7.132 | 7.788 | 8.422
Counterfactual | Dem_BB007 | GWh | SPEN | Glenrothes |  | 0.051 | 0.07 | 0.098 | 0.135 | 0.184 | 0.249 | 0.336 | 0.433 | 0.555 | 0.706 | 0.892 | 1.119 | 1.369 | 1.633 | 1.918 | 2.231 | 2.581 | 3.095 | 3.686 | 4.234 | 4.833 | 5.508 | 6.407 | 7.291 | 8.159 | 9.009 | 9.838 | 10.638
Counterfactual | Dem_BB007 | GWh | SPEN | Gorgie |  | 0.086 | 0.118 | 0.164 | 0.222 | 0.298 | 0.394 | 0.518 | 0.668 | 0.856 | 1.089 | 1.377 | 1.726 | 2.112 | 2.519 | 2.959 | 3.441 | 3.98 | 4.774 | 5.685 | 6.531 | 7.455 | 8.496 | 9.882 | 11.245 | 12.585 | 13.896 | 15.174 | 16.409
Counterfactual | Dem_BB007 | GWh | SPEN | Govan |  | 0.091 | 0.125 | 0.174 | 0.236 | 0.317 | 0.419 | 0.551 | 0.71 | 0.91 | 1.158 | 1.463 | 1.834 | 2.245 | 2.678 | 3.144 | 3.657 | 4.231 | 5.074 | 6.042 | 6.941 | 7.923 | 9.03 | 10.504 | 11.952 | 13.376 | 14.77 | 16.128 | 17.44
Counterfactual | Dem_BB007 | GWh | SPEN | Grangemouth A |  | 0.093 | 0.128 | 0.179 | 0.245 | 0.332 | 0.446 | 0.597 | 0.77 | 0.986 | 1.255 | 1.586 | 1.988 | 2.433 | 2.903 | 3.409 | 3.965 | 4.586 | 5.501 | 6.551 | 7.525 | 8.589 | 9.789 | 11.387 | 12.957 | 14.501 | 16.012 | 17.484 | 18.907
Counterfactual | Dem_BB007 | GWh | SPEN | Grangemouth C |  | 0.093 | 0.128 | 0.179 | 0.245 | 0.332 | 0.446 | 0.597 | 0.77 | 0.986 | 1.255 | 1.586 | 1.988 | 2.433 | 2.903 | 3.409 | 3.965 | 4.586 | 5.501 | 6.551 | 7.525 | 8.589 | 9.789 | 11.387 | 12.957 | 14.501 | 16.012 | 17.484 | 18.907
Counterfactual | Dem_BB007 | GWh | SPEN | Haggs Road |  | 0.12 | 0.165 | 0.229 | 0.311 | 0.417 | 0.552 | 0.725 | 0.935 | 1.198 | 1.524 | 1.926 | 2.414 | 2.954 | 3.524 | 4.139 | 4.814 | 5.568 | 6.679 | 7.953 | 9.136 | 10.428 | 11.885 | 13.825 | 15.731 | 17.606 | 19.44 | 21.227 | 22.955
Counterfactual | Dem_BB007 | GWh | SPEN | Hawick |  | 0.06 | 0.083 | 0.115 | 0.156 | 0.209 | 0.277 | 0.364 | 0.469 | 0.601 | 0.765 | 0.967 | 1.212 | 1.483 | 1.769 | 2.077 | 2.416 | 2.795 | 3.352 | 3.992 | 4.585 | 5.234 | 5.965 | 6.939 | 7.896 | 8.836 | 9.757 | 10.654 | 11.521
Counterfactual | Dem_BB007 | GWh | SPEN | Helensburgh |  | 0.011 | 0.015 | 0.02 | 0.028 | 0.038 | 0.052 | 0.07 | 0.091 | 0.116 | 0.148 | 0.187 | 0.234 | 0.286 | 0.341 | 0.401 | 0.466 | 0.539 | 0.647 | 0.77 | 0.885 | 1.01 | 1.151 | 1.339 | 1.524 | 1.706 | 1.883 | 2.056 | 2.224
Counterfactual | Dem_BB007 | GWh | SPEN | Hunterston Farm |  | 0.014 | 0.019 | 0.026 | 0.036 | 0.048 | 0.063 | 0.083 | 0.107 | 0.137 | 0.174 | 0.22 | 0.275 | 0.337 | 0.402 | 0.472 | 0.549 | 0.635 | 0.762 | 0.908 | 1.042 | 1.19 | 1.356 | 1.578 | 1.795 | 2.009 | 2.218 | 2.422 | 2.619
Counterfactual | Dem_BB007 | GWh | SPEN | Inverkeithing |  | 0.027 | 0.037 | 0.051 | 0.071 | 0.096 | 0.131 | 0.176 | 0.227 | 0.291 | 0.371 | 0.468 | 0.587 | 0.719 | 0.857 | 1.007 | 1.171 | 1.355 | 1.625 | 1.935 | 2.222 | 2.537 | 2.891 | 3.363 | 3.827 | 4.283 | 4.729 | 5.164 | 5.584
Counterfactual | Dem_BB007 | GWh | SPEN | Johnstone |  | 0.136 | 0.187 | 0.26 | 0.353 | 0.473 | 0.626 | 0.822 | 1.061 | 1.359 | 1.729 | 2.185 | 2.739 | 3.352 | 3.999 | 4.696 | 5.461 | 6.317 | 7.577 | 9.023 | 10.365 | 11.831 | 13.484 | 15.685 | 17.848 | 19.975 | 22.055 | 24.083 | 26.043
Counterfactual | Dem_BB007 | GWh | SPEN | Kaimes |  | 0.205 | 0.28 | 0.39 | 0.53 | 0.71 | 0.94 | 1.235 | 1.593 | 2.041 | 2.597 | 3.281 | 4.114 | 5.034 | 6.006 | 7.053 | 8.203 | 9.488 | 11.381 | 13.552 | 15.568 | 17.77 | 20.253 | 23.558 | 26.807 | 30.001 | 33.126 | 36.171 | 39.116
Counterfactual | Dem_BB007 | GWh | SPEN | Kendoon |  | 0 | 0 | 0 | 0 | 0 | 0 | 0 | 0 | 0 | 0 | 0 | 0 | 0 | 0 | 0 | 0 | 0 | 0 | 0 | 0 | 0 | 0 | 0 | 0 | 0 | 0 | 0 | 0
Counterfactual | Dem_BB007 | GWh | SPEN | Kilbowie 11 |  | 0.014 | 0.02 | 0.028 | 0.04 | 0.056 | 0.079 | 0.113 | 0.145 | 0.186 | 0.237 | 0.299 | 0.375 | 0.459 | 0.548 | 0.643 | 0.748 | 0.865 | 1.038 | 1.236 | 1.42 | 1.621 | 1.847 | 2.149 | 2.445 | 2.736 | 3.021 | 3.299 | 3.567
Counterfactual | Dem_BB007 | GWh | SPEN | Kilbowie 33 |  | 0.014 | 0.02 | 0.028 | 0.04 | 0.056 | 0.079 | 0.113 | 0.145 | 0.186 | 0.237 | 0.299 | 0.375 | 0.459 | 0.548 | 0.643 | 0.748 | 0.865 | 1.038 | 1.236 | 1.42 | 1.621 | 1.847 | 2.149 | 2.445 | 2.736 | 3.021 | 3.299 | 3.567
Counterfactual | Dem_BB007 | GWh | SPEN | Killermont |  | 0.199 | 0.273 | 0.383 | 0.528 | 0.72 | 0.976 | 1.317 | 1.699 | 2.176 | 2.769 | 3.499 | 4.387 | 5.368 | 6.404 | 7.52 | 8.746 | 10.118 | 12.135 | 14.451 | 16.6 | 18.948 | 21.595 | 25.119 | 28.584 | 31.99 | 35.322 | 38.569 | 41.709
Counterfactual | Dem_BB007 | GWh | SPEN | Kilwinning |  | 0.106 | 0.145 | 0.202 | 0.275 | 0.368 | 0.488 | 0.641 | 0.827 | 1.059 | 1.347 | 1.703 | 2.134 | 2.612 | 3.116 | 3.659 | 4.256 | 4.923 | 5.905 | 7.031 | 8.077 | 9.22 | 10.508 | 12.222 | 13.908 | 15.565 | 17.187 | 18.767 | 20.294
Counterfactual | Dem_BB007 | GWh | SPEN | Lesmahagow |  | 0 | 0 | 0 | 0 | 0 | 0 | 0 | 0 | 0 | 0 | 0 | 0 | 0 | 0 | 0 | 0 | 0 | 0 | 0 | 0 | 0 | 0 | 0 | 0 | 0 | 0 | 0 | 0
Counterfactual | Dem_BB007 | GWh | SPEN | Leven |  | 0.128 | 0.176 | 0.247 | 0.341 | 0.464 | 0.629 | 0.849 | 1.095 | 1.403 | 1.785 | 2.256 | 2.828 | 3.46 | 4.128 | 4.848 | 5.638 | 6.522 | 7.823 | 9.315 | 10.7 | 12.214 | 13.921 | 16.193 | 18.426 | 20.621 | 22.769 | 24.863 | 26.886
Counterfactual | Dem_BB007 | GWh | SPEN | Livingston East |  | 0.167 | 0.229 | 0.318 | 0.433 | 0.579 | 0.767 | 1.007 | 1.299 | 1.665 | 2.118 | 2.677 | 3.356 | 4.107 | 4.899 | 5.753 | 6.691 | 7.74 | 9.283 | 11.054 | 12.698 | 14.495 | 16.52 | 19.216 | 21.866 | 24.472 | 27.021 | 29.505 | 31.906
Counterfactual | Dem_BB007 | GWh | SPEN | Maybole |  | 0.034 | 0.047 | 0.065 | 0.088 | 0.118 | 0.157 | 0.206 | 0.265 | 0.34 | 0.433 | 0.547 | 0.685 | 0.839 | 1.001 | 1.175 | 1.367 | 1.581 | 1.896 | 2.258 | 2.593 | 2.96 | 3.374 | 3.925 | 4.466 | 4.998 | 5.519 | 6.026 | 6.516
Counterfactual | Dem_BB007 | GWh | SPEN | Moffat |  | 0 | 0 | 0 | 0 | 0 | 0 | 0 | 0 | 0 | 0 | 0 | 0 | 0 | 0 | 0 | 0 | 0 | 0 | 0 | 0 | 0 | 0 | 0 | 0 | 0 | 0 | 0 | 0
Counterfactual | Dem_BB007 | GWh | SPEN | Newarthill |  | 0.352 | 0.482 | 0.67 | 0.911 | 1.22 | 1.615 | 2.121 | 2.737 | 3.506 | 4.462 | 5.638 | 7.068 | 8.65 | 10.318 | 12.117 | 14.093 | 16.302 | 19.554 | 23.284 | 26.747 | 30.531 | 34.796 | 40.475 | 46.057 | 51.545 | 56.914 | 62.146 | 67.205
Counterfactual | Dem_BB007 | GWh | SPEN | Newton Stewart |  | 0.019 | 0.026 | 0.037 | 0.05 | 0.067 | 0.088 | 0.116 | 0.15 | 0.192 | 0.244 | 0.309 | 0.387 | 0.473 | 0.565 | 0.663 | 0.771 | 0.892 | 1.07 | 1.274 | 1.464 | 1.671 | 1.904 | 2.215 | 2.52 | 2.821 | 3.114 | 3.401 | 3.678
Counterfactual | Dem_BB007 | GWh | SPEN | Paisley |  | 0.069 | 0.094 | 0.131 | 0.178 | 0.239 | 0.316 | 0.415 | 0.535 | 0.686 | 0.873 | 1.103 | 1.382 | 1.692 | 2.018 | 2.37 | 2.756 | 3.188 | 3.824 | 4.554 | 5.231 | 5.971 | 6.805 | 7.916 | 9.008 | 10.081 | 11.131 | 12.154 | 13.144
Counterfactual | Dem_BB007 | GWh | SPEN | Partick |  | 0.04 | 0.055 | 0.077 | 0.106 | 0.144 | 0.196 | 0.264 | 0.341 | 0.436 | 0.555 | 0.702 | 0.88 | 1.077 | 1.284 | 1.508 | 1.754 | 2.029 | 2.434 | 2.898 | 3.329 | 3.8 | 4.331 | 5.038 | 5.732 | 6.416 | 7.084 | 7.735 | 8.365
Counterfactual | Dem_BB007 | GWh | SPEN | Port Dundas |  | 0.066 | 0.091 | 0.127 | 0.175 | 0.239 | 0.324 | 0.437 | 0.564 | 0.723 | 0.92 | 1.162 | 1.457 | 1.783 | 2.127 | 2.498 | 2.905 | 3.361 | 4.031 | 4.8 | 5.514 | 6.294 | 7.173 | 8.344 | 9.495 | 10.626 | 11.733 | 12.812 | 13.855
Counterfactual | Dem_BB007 | GWh | SPEN | Portobello |  | 0.303 | 0.415 | 0.576 | 0.784 | 1.049 | 1.39 | 1.825 | 2.355 | 3.016 | 3.838 | 4.851 | 6.081 | 7.442 | 8.877 | 10.425 | 12.125 | 14.026 | 16.823 | 20.032 | 23.011 | 26.267 | 29.937 | 34.822 | 39.625 | 44.347 | 48.966 | 53.467 | 57.819
Counterfactual | Dem_BB007 | GWh | SPEN | Ravenscraig |  | 0.005 | 0.007 | 0.01 | 0.013 | 0.017 | 0.023 | 0.03 | 0.039 | 0.05 | 0.063 | 0.08 | 0.101 | 0.123 | 0.147 | 0.172 | 0.201 | 0.232 | 0.278 | 0.331 | 0.381 | 0.434 | 0.495 | 0.576 | 0.655 | 0.733 | 0.81 | 0.884 | 0.956
Counterfactual | Dem_BB007 | GWh | SPEN | Redhouse |  | 0.032 | 0.045 | 0.062 | 0.086 | 0.117 | 0.159 | 0.215 | 0.277 | 0.355 | 0.451 | 0.57 | 0.715 | 0.875 | 1.044 | 1.225 | 1.425 | 1.649 | 1.978 | 2.355 | 2.705 | 3.088 | 3.519 | 4.093 | 4.658 | 5.213 | 5.756 | 6.285 | 6.797
Counterfactual | Dem_BB007 | GWh | SPEN | Saltcoats A |  | 0.036 | 0.05 | 0.072 | 0.104 | 0.148 | 0.213 | 0.305 | 0.394 | 0.504 | 0.642 | 0.811 | 1.017 | 1.245 | 1.485 | 1.743 | 2.028 | 2.346 | 2.813 | 3.35 | 3.848 | 4.393 | 5.007 | 5.824 | 6.627 | 7.417 | 8.189 | 8.942 | 9.67
Counterfactual | Dem_BB007 | GWh | SPEN | Saltcoats B |  | 0.036 | 0.05 | 0.072 | 0.104 | 0.148 | 0.213 | 0.305 | 0.394 | 0.504 | 0.642 | 0.811 | 1.017 | 1.245 | 1.485 | 1.743 | 2.028 | 2.346 | 2.813 | 3.35 | 3.848 | 4.393 | 5.007 | 5.824 | 6.627 | 7.417 | 8.189 | 8.942 | 9.67
Counterfactual | Dem_BB007 | GWh | SPEN | Shrubhill |  | 0.176 | 0.241 | 0.335 | 0.455 | 0.609 | 0.807 | 1.06 | 1.367 | 1.751 | 2.228 | 2.816 | 3.53 | 4.32 | 5.153 | 6.052 | 7.039 | 8.142 | 9.766 | 11.629 | 13.358 | 15.248 | 17.378 | 20.215 | 23.002 | 25.743 | 28.425 | 31.038 | 33.565
Counterfactual | Dem_BB007 | GWh | SPEN | Sighthill |  | 0.291 | 0.398 | 0.553 | 0.752 | 1.006 | 1.333 | 1.75 | 2.258 | 2.893 | 3.681 | 4.652 | 5.832 | 7.137 | 8.514 | 9.998 | 11.628 | 13.451 | 16.134 | 19.212 | 22.069 | 25.192 | 28.711 | 33.396 | 38.002 | 42.531 | 46.961 | 51.278 | 55.452
Counterfactual | Dem_BB007 | GWh | SPEN | Spango Valley |  | 0.066 | 0.091 | 0.126 | 0.171 | 0.229 | 0.304 | 0.399 | 0.515 | 0.659 | 0.839 | 1.06 | 1.329 | 1.626 | 1.94 | 2.278 | 2.649 | 3.065 | 3.676 | 4.377 | 5.028 | 5.74 | 6.541 | 7.609 | 8.658 | 9.69 | 10.699 | 11.683 | 12.634
Counterfactual | Dem_BB007 | GWh | SPEN | St Andrews Cross |  | 0.108 | 0.147 | 0.205 | 0.278 | 0.373 | 0.493 | 0.648 | 0.836 | 1.071 | 1.363 | 1.722 | 2.159 | 2.642 | 3.152 | 3.701 | 4.304 | 4.979 | 5.972 | 7.112 | 8.169 | 9.325 | 10.628 | 12.362 | 14.067 | 15.743 | 17.383 | 18.981 | 20.526
Counterfactual | Dem_BB007 | GWh | SPEN | Stirling |  | 0.047 | 0.065 | 0.091 | 0.125 | 0.171 | 0.232 | 0.312 | 0.403 | 0.516 | 0.657 | 0.83 | 1.041 | 1.274 | 1.519 | 1.784 | 2.075 | 2.401 | 2.879 | 3.429 | 3.939 | 4.496 | 5.124 | 5.96 | 6.782 | 7.59 | 8.381 | 9.151 | 9.896
Counterfactual | Dem_BB007 | GWh | SPEN | Strathaven |  | 0.212 | 0.29 | 0.403 | 0.549 | 0.734 | 0.973 | 1.277 | 1.648 | 2.111 | 2.687 | 3.395 | 4.256 | 5.208 | 6.213 | 7.296 | 8.486 | 9.816 | 11.774 | 14.02 | 16.105 | 18.384 | 20.952 | 24.372 | 27.733 | 31.038 | 34.27 | 37.421 | 40.467
Counterfactual | Dem_BB007 | GWh | SPEN | Strathleven |  | 0.206 | 0.283 | 0.397 | 0.547 | 0.746 | 1.011 | 1.364 | 1.759 | 2.254 | 2.868 | 3.624 | 4.543 | 5.56 | 6.632 | 7.789 | 9.059 | 10.479 | 12.569 | 14.966 | 17.192 | 19.625 | 22.366 | 26.016 | 29.604 | 33.132 | 36.583 | 39.946 | 43.198
Counterfactual | Dem_BB007 | GWh | SPEN | Telford Road |  | 0.094 | 0.128 | 0.178 | 0.242 | 0.325 | 0.43 | 0.565 | 0.728 | 0.933 | 1.187 | 1.5 | 1.881 | 2.302 | 2.746 | 3.225 | 3.75 | 4.338 | 5.204 | 6.196 | 7.118 | 8.125 | 9.26 | 10.771 | 12.256 | 13.717 | 15.146 | 16.538 | 17.884
Counterfactual | Dem_BB007 | GWh | SPEN | Tongland |  | 0.015 | 0.021 | 0.029 | 0.039 | 0.052 | 0.069 | 0.091 | 0.118 | 0.151 | 0.192 | 0.242 | 0.304 | 0.372 | 0.443 | 0.521 | 0.606 | 0.7 | 0.84 | 1 | 1.149 | 1.312 | 1.495 | 1.739 | 1.979 | 2.215 | 2.445 | 2.67 | 2.888
Counterfactual | Dem_BB007 | GWh | SPEN | West George Street |  | 0.006 | 0.008 | 0.012 | 0.016 | 0.022 | 0.03 | 0.04 | 0.052 | 0.066 | 0.085 | 0.107 | 0.134 | 0.164 | 0.196 | 0.23 | 0.267 | 0.309 | 0.371 | 0.441 | 0.507 | 0.579 | 0.659 | 0.767 | 0.873 | 0.977 | 1.079 | 1.178 | 1.274
Counterfactual | Dem_BB007 | GWh | SPEN | Westfield |  | 0.078 | 0.108 | 0.151 | 0.208 | 0.284 | 0.384 | 0.519 | 0.669 | 0.857 | 1.091 | 1.378 | 1.728 | 2.114 | 2.522 | 2.962 | 3.445 | 3.985 | 4.78 | 5.692 | 6.538 | 7.463 | 8.506 | 9.894 | 11.259 | 12.6 | 13.913 | 15.192 | 16.429
Counterfactual | Dem_BB007 | GWh | SPEN | Whitehouse |  | 0.236 | 0.323 | 0.449 | 0.61 | 0.817 | 1.082 | 1.421 | 1.834 | 2.349 | 2.989 | 3.777 | 4.735 | 5.795 | 6.913 | 8.118 | 9.441 | 10.922 | 13.1 | 15.599 | 17.919 | 20.454 | 23.311 | 27.116 | 30.855 | 34.532 | 38.129 | 41.634 | 45.023
Counterfactual | Dem_BB007 | GWh | SPEN | Wishaw |  | 0.248 | 0.339 | 0.471 | 0.641 | 0.858 | 1.137 | 1.493 | 1.926 | 2.467 | 3.14 | 3.967 | 4.974 | 6.087 | 7.261 | 8.527 | 9.917 | 11.472 | 13.76 | 16.385 | 18.822 | 21.485 | 24.486 | 28.482 | 32.41 | 36.273 | 40.051 | 43.733 | 47.293
Counterfactual | Dem_BB007 | GWh | SPEN Manweb | Birkenhead |  | 0.444 | 0.607 | 0.844 | 1.149 | 1.537 | 2.036 | 2.674 | 3.45 | 4.419 | 5.624 | 7.106 | 8.909 | 10.903 | 13.006 | 15.273 | 17.763 | 20.548 | 24.647 | 29.349 | 33.713 | 38.483 | 43.859 | 51.016 | 58.052 | 64.97 | 71.737 | 78.332 | 84.709
Counterfactual | Dem_BB007 | GWh | SPEN Manweb | Capenhurst |  | 0.397 | 0.543 | 0.754 | 1.026 | 1.373 | 1.819 | 2.389 | 3.082 | 3.948 | 5.024 | 6.348 | 7.958 | 9.739 | 11.618 | 13.643 | 15.868 | 18.356 | 22.017 | 26.217 | 30.116 | 34.377 | 39.179 | 45.573 | 51.858 | 58.038 | 64.083 | 69.974 | 75.67
Counterfactual | Dem_BB007 | GWh | SPEN Manweb | Carrington |  | 0.712 | 0.975 | 1.36 | 1.859 | 2.506 | 3.346 | 4.439 | 5.727 | 7.337 | 9.336 | 11.798 | 14.791 | 18.101 | 21.592 | 25.356 | 29.491 | 34.114 | 40.919 | 48.725 | 55.971 | 63.89 | 72.815 | 84.698 | 96.379 | 107.864 | 119.099 | 130.048 | 140.634
Counterfactual | Dem_BB007 | GWh | SPEN Manweb | Connah's Quay |  | 0.191 | 0.266 | 0.388 | 0.569 | 0.839 | 1.24 | 1.831 | 2.363 | 3.026 | 3.851 | 4.867 | 6.101 | 7.466 | 8.907 | 10.459 | 12.165 | 14.072 | 16.879 | 20.099 | 23.087 | 26.354 | 30.036 | 34.937 | 39.756 | 44.493 | 49.127 | 53.644 | 58.011
Counterfactual | Dem_BB007 | GWh | SPEN Manweb | Fiddlers Ferry |  | 1.434 | 1.974 | 2.797 | 3.92 | 5.462 | 7.594 | 10.542 | 13.6 | 17.422 | 22.17 | 28.016 | 35.122 | 42.982 | 51.274 | 60.211 | 70.03 | 81.008 | 97.165 | 115.702 | 132.908 | 151.713 | 172.907 | 201.124 | 228.862 | 256.134 | 282.813 | 308.813 | 333.951
Counterfactual | Dem_BB007 | GWh | SPEN Manweb | Frodsham |  | 1.685 | 2.305 | 3.205 | 4.359 | 5.834 | 7.726 | 10.147 | 13.092 | 16.771 | 21.341 | 26.968 | 33.808 | 41.374 | 49.355 | 57.959 | 67.41 | 77.977 | 93.53 | 111.374 | 127.936 | 146.037 | 166.438 | 193.6 | 220.3 | 246.552 | 272.233 | 297.26 | 321.458
Counterfactual | Dem_BB007 | GWh | SPEN Manweb | Kirkby (_D) |  | 0.367 | 0.505 | 0.716 | 1.003 | 1.397 | 1.943 | 2.697 | 3.48 | 4.458 | 5.673 | 7.168 | 8.986 | 10.997 | 13.119 | 15.406 | 17.918 | 20.727 | 24.861 | 29.604 | 34.006 | 38.818 | 44.24 | 51.46 | 58.557 | 65.535 | 72.361 | 79.014 | 85.446
Counterfactual | Dem_BB007 | GWh | SPEN Manweb | Legacy |  | 0.635 | 0.881 | 1.279 | 1.862 | 2.718 | 3.978 | 5.822 | 7.511 | 9.622 | 12.243 | 15.472 | 19.396 | 23.737 | 28.316 | 33.252 | 38.674 | 44.737 | 53.66 | 63.897 | 73.399 | 83.784 | 95.488 | 111.071 | 126.389 | 141.45 | 156.184 | 170.542 | 184.425
Counterfactual | Dem_BB007 | GWh | SPEN Manweb | Lister Drive |  | 0.609 | 0.838 | 1.187 | 1.664 | 2.319 | 3.224 | 4.475 | 5.774 | 7.397 | 9.412 | 11.894 | 14.911 | 18.247 | 21.768 | 25.562 | 29.731 | 34.391 | 41.251 | 49.12 | 56.425 | 64.409 | 73.406 | 85.386 | 97.161 | 108.74 | 120.066 | 131.104 | 141.776
Counterfactual | Dem_BB007 | GWh | SPEN Manweb | Pentir |  | 0.149 | 0.209 | 0.308 | 0.459 | 0.688 | 1.035 | 1.555 | 2.006 | 2.57 | 3.27 | 4.132 | 5.181 | 6.34 | 7.563 | 8.881 | 10.33 | 11.949 | 14.332 | 17.066 | 19.604 | 22.378 | 25.504 | 29.666 | 33.758 | 37.78 | 41.715 | 45.55 | 49.258
Counterfactual | Dem_BB007 | GWh | SPEN Manweb | Rainhill |  | 0.582 | 0.801 | 1.135 | 1.59 | 2.216 | 3.081 | 4.277 | 5.518 | 7.069 | 8.995 | 11.367 | 14.25 | 17.439 | 20.804 | 24.43 | 28.414 | 32.868 | 39.423 | 46.945 | 53.926 | 61.555 | 70.155 | 81.603 | 92.857 | 103.923 | 114.747 | 125.297 | 135.496
Counterfactual | Dem_BB007 | GWh | SPEN Manweb | St. Asaph |  | 0.187 | 0.261 | 0.385 | 0.573 | 0.86 | 1.293 | 1.943 | 2.507 | 3.212 | 4.087 | 5.165 | 6.475 | 7.923 | 9.452 | 11.1 | 12.91 | 14.933 | 17.912 | 21.329 | 24.501 | 27.967 | 31.874 | 37.076 | 42.189 | 47.217 | 52.135 | 56.928 | 61.562
Counterfactual | Dem_BB007 | GWh | SPEN Manweb | Trawsfynydd |  | 0.429 | 0.6 | 0.887 | 1.326 | 1.997 | 3.016 | 4.547 | 5.866 | 7.514 | 9.562 | 12.083 | 15.148 | 18.537 | 22.114 | 25.968 | 30.203 | 34.938 | 41.906 | 49.901 | 57.321 | 65.432 | 74.572 | 86.742 | 98.705 | 110.467 | 121.973 | 133.187 | 144.029
Counterfactual | Dem_BB007 | GWh | SPEN Manweb | Wylfa |  | 0.071 | 0.1 | 0.149 | 0.226 | 0.347 | 0.534 | 0.817 | 1.055 | 1.351 | 1.719 | 2.172 | 2.723 | 3.333 | 3.976 | 4.669 | 5.43 | 6.281 | 7.534 | 8.971 | 10.306 | 11.764 | 13.407 | 15.595 | 17.746 | 19.86 | 21.929 | 23.945 | 25.894
Counterfactual | Dem_BB007 | GWh | SPTL | Direct(SPTL) |  | 0.593 | 0.811 | 1.127 | 1.533 | 2.053 | 2.718 | 3.571 | 4.607 | 5.901 | 7.509 | 9.489 | 11.896 | 14.558 | 17.366 | 20.394 | 23.719 | 27.438 | 32.91 | 39.189 | 45.016 | 51.385 | 58.564 | 68.121 | 77.516 | 86.753 | 95.789 | 104.595 | 113.11
Counterfactual | Dem_BB007 | GWh | SSEN (SHEPD) | Abernethy |  | 0.114 | 0.156 | 0.215 | 0.287 | 0.376 | 0.484 | 0.613 | 0.791 | 1.014 | 1.29 | 1.63 | 2.043 | 2.501 | 2.983 | 3.503 | 4.074 | 4.713 | 5.653 | 6.731 | 7.732 | 8.826 | 10.059 | 11.701 | 13.314 | 14.901 | 16.453 | 17.966 | 19.428
Counterfactual | Dem_BB007 | GWh | SSEN (SHEPD) | Alness |  | 0.113 | 0.155 | 0.22 | 0.31 | 0.435 | 0.608 | 0.851 | 1.097 | 1.406 | 1.789 | 2.261 | 2.834 | 3.468 | 4.137 | 4.859 | 5.651 | 6.537 | 7.841 | 9.336 | 10.725 | 12.242 | 13.952 | 16.229 | 18.468 | 20.668 | 22.821 | 24.919 | 26.948
Counterfactual | Dem_BB007 | GWh | SSEN (SHEPD) | Arbroath |  | 0.025 | 0.034 | 0.047 | 0.063 | 0.083 | 0.106 | 0.135 | 0.174 | 0.223 | 0.283 | 0.358 | 0.449 | 0.55 | 0.656 | 0.77 | 0.895 | 1.036 | 1.242 | 1.479 | 1.699 | 1.94 | 2.211 | 2.572 | 2.926 | 3.275 | 3.616 | 3.948 | 4.27
Counterfactual | Dem_BB007 | GWh | SSEN (SHEPD) | Ardkinglas |  | 0 | 0 | 0 | 0 | 0 | 0 | 0 | 0 | 0 | 0 | 0 | 0 | 0 | 0 | 0 | 0 | 0 | 0 | 0 | 0 | 0 | 0 | 0 | 0 | 0 | 0 | 0 | 0
Counterfactual | Dem_BB007 | GWh | SSEN (SHEPD) | Ardmore |  | 0.092 | 0.127 | 0.182 | 0.258 | 0.365 | 0.517 | 0.732 | 0.944 | 1.209 | 1.539 | 1.945 | 2.438 | 2.983 | 3.559 | 4.179 | 4.861 | 5.623 | 6.744 | 8.031 | 9.225 | 10.53 | 12.002 | 13.96 | 15.885 | 17.778 | 19.63 | 21.435 | 23.18
Counterfactual | Dem_BB007 | GWh | SSEN (SHEPD) | Beauly |  | 0.043 | 0.06 | 0.085 | 0.121 | 0.171 | 0.242 | 0.342 | 0.441 | 0.565 | 0.719 | 0.909 | 1.14 | 1.395 | 1.664 | 1.954 | 2.273 | 2.629 | 3.153 | 3.755 | 4.313 | 4.923 | 5.611 | 6.527 | 7.427 | 8.312 | 9.178 | 10.022 | 10.837
Counterfactual | Dem_BB007 | GWh | SSEN (SHEPD) | Berryburn |  | 0 | 0 | 0 | 0 | 0 | 0 | 0 | 0 | 0 | 0 | 0 | 0 | 0 | 0 | 0 | 0 | 0 | 0 | 0 | 0 | 0 | 0 | 0 | 0 | 0 | 0 | 0 | 0
Counterfactual | Dem_BB007 | GWh | SSEN (SHEPD) | Boat of Garten |  | 0.044 | 0.061 | 0.087 | 0.123 | 0.175 | 0.247 | 0.35 | 0.451 | 0.578 | 0.735 | 0.929 | 1.165 | 1.426 | 1.701 | 1.997 | 2.323 | 2.687 | 3.223 | 3.838 | 4.409 | 5.032 | 5.735 | 6.671 | 7.591 | 8.496 | 9.381 | 10.243 | 11.077
Counterfactual | Dem_BB007 | GWh | SSEN (SHEPD) | Braco West |  | 0.241 | 0.328 | 0.452 | 0.605 | 0.792 | 1.019 | 1.291 | 1.666 | 2.134 | 2.716 | 3.432 | 4.303 | 5.266 | 6.281 | 7.376 | 8.579 | 9.924 | 11.904 | 14.175 | 16.282 | 18.586 | 21.183 | 24.639 | 28.038 | 31.379 | 34.647 | 37.832 | 40.912
Counterfactual | Dem_BB007 | GWh | SSEN (SHEPD) | Bridge of Dun |  | 0.107 | 0.146 | 0.201 | 0.269 | 0.352 | 0.453 | 0.574 | 0.741 | 0.949 | 1.207 | 1.525 | 1.912 | 2.34 | 2.792 | 3.278 | 3.813 | 4.411 | 5.291 | 6.3 | 7.237 | 8.261 | 9.415 | 10.951 | 12.461 | 13.946 | 15.399 | 16.815 | 18.183
Counterfactual | Dem_BB007 | GWh | SSEN (SHEPD) | Broadford-Skye |  | 0.023 | 0.031 | 0.045 | 0.064 | 0.09 | 0.128 | 0.181 | 0.233 | 0.298 | 0.38 | 0.48 | 0.602 | 0.736 | 0.878 | 1.032 | 1.2 | 1.388 | 1.665 | 1.982 | 2.277 | 2.599 | 2.962 | 3.446 | 3.921 | 4.388 | 4.845 | 5.29 | 5.721
Counterfactual | Dem_BB007 | GWh | SSEN (SHEPD) | Brora |  | 0.027 | 0.037 | 0.053 | 0.075 | 0.104 | 0.146 | 0.204 | 0.264 | 0.338 | 0.43 | 0.543 | 0.681 | 0.833 | 0.994 | 1.167 | 1.358 | 1.571 | 1.884 | 2.243 | 2.577 | 2.942 | 3.353 | 3.9 | 4.437 | 4.966 | 5.484 | 5.988 | 6.475
Counterfactual | Dem_BB007 | GWh | SSEN (SHEPD) | Burghmuir |  | 0.063 | 0.086 | 0.119 | 0.159 | 0.209 | 0.268 | 0.34 | 0.439 | 0.562 | 0.715 | 0.904 | 1.133 | 1.387 | 1.655 | 1.943 | 2.26 | 2.614 | 3.135 | 3.734 | 4.289 | 4.896 | 5.58 | 6.49 | 7.385 | 8.265 | 9.126 | 9.965 | 10.776
Counterfactual | Dem_BB007 | GWh | SSEN (SHEPD) | Carradale |  | 0.066 | 0.09 | 0.127 | 0.177 | 0.243 | 0.333 | 0.455 | 0.587 | 0.752 | 0.957 | 1.209 | 1.515 | 1.854 | 2.212 | 2.598 | 3.022 | 3.495 | 4.192 | 4.992 | 5.734 | 6.546 | 7.46 | 8.678 | 9.875 | 11.051 | 12.202 | 13.324 | 14.409
Counterfactual | Dem_BB007 | GWh | SSEN (SHEPD) | Cassley |  | 0.003 | 0.004 | 0.006 | 0.009 | 0.012 | 0.017 | 0.024 | 0.031 | 0.04 | 0.051 | 0.064 | 0.081 | 0.099 | 0.118 | 0.138 | 0.161 | 0.186 | 0.223 | 0.266 | 0.305 | 0.348 | 0.397 | 0.462 | 0.526 | 0.588 | 0.649 | 0.709 | 0.767
Counterfactual | Dem_BB007 | GWh | SSEN (SHEPD) | Ceannacroc |  | 0.007 | 0.01 | 0.014 | 0.019 | 0.027 | 0.039 | 0.055 | 0.071 | 0.091 | 0.116 | 0.146 | 0.183 | 0.224 | 0.268 | 0.314 | 0.366 | 0.423 | 0.508 | 0.604 | 0.694 | 0.792 | 0.903 | 1.05 | 1.195 | 1.338 | 1.477 | 1.613 | 1.744
Counterfactual | Dem_BB007 | GWh | SSEN (SHEPD) | Charleston |  | 0.041 | 0.056 | 0.077 | 0.103 | 0.135 | 0.173 | 0.22 | 0.283 | 0.363 | 0.462 | 0.584 | 0.732 | 0.896 | 1.069 | 1.255 | 1.459 | 1.688 | 2.025 | 2.411 | 2.77 | 3.162 | 3.603 | 4.191 | 4.769 | 5.338 | 5.894 | 6.435 | 6.959
Counterfactual | Dem_BB007 | GWh | SSEN (SHEPD) | Clachan |  | 0.02 | 0.027 | 0.038 | 0.052 | 0.072 | 0.099 | 0.135 | 0.174 | 0.223 | 0.284 | 0.359 | 0.45 | 0.55 | 0.656 | 0.771 | 0.897 | 1.037 | 1.244 | 1.481 | 1.702 | 1.942 | 2.214 | 2.575 | 2.93 | 3.279 | 3.621 | 3.954 | 4.275
Counterfactual | Dem_BB007 | GWh | SSEN (SHEPD) | Clayhills |  | 0.043 | 0.059 | 0.082 | 0.11 | 0.147 | 0.192 | 0.25 | 0.322 | 0.413 | 0.525 | 0.664 | 0.832 | 1.018 | 1.215 | 1.426 | 1.659 | 1.919 | 2.302 | 2.741 | 3.148 | 3.594 | 4.096 | 4.764 | 5.421 | 6.067 | 6.699 | 7.315 | 7.911
Counterfactual | Dem_BB007 | GWh | SSEN (SHEPD) | Coupar Angus |  | 0.25 | 0.341 | 0.469 | 0.628 | 0.822 | 1.057 | 1.34 | 1.728 | 2.214 | 2.817 | 3.56 | 4.463 | 5.462 | 6.516 | 7.652 | 8.899 | 10.294 | 12.348 | 14.703 | 16.89 | 19.28 | 21.973 | 25.559 | 29.084 | 32.549 | 35.94 | 39.244 | 42.438
Counterfactual | Dem_BB007 | GWh | SSEN (SHEPD) | Craigiebuckler |  | 0.114 | 0.156 | 0.216 | 0.293 | 0.389 | 0.51 | 0.662 | 0.854 | 1.094 | 1.392 | 1.759 | 2.206 | 2.699 | 3.22 | 3.781 | 4.398 | 5.087 | 6.102 | 7.266 | 8.347 | 9.528 | 10.859 | 12.631 | 14.373 | 16.086 | 17.761 | 19.394 | 20.973
Counterfactual | Dem_BB007 | GWh | SSEN (SHEPD) | Dallas |  | 0 | 0 | 0 | 0 | 0 | 0 | 0 | 0 | 0 | 0 | 0 | 0 | 0 | 0 | 0 | 0 | 0 | 0 | 0 | 0 | 0 | 0 | 0 | 0 | 0 | 0 | 0 | 0
Counterfactual | Dem_BB007 | GWh | SSEN (SHEPD) | Dounreay |  | 0.035 | 0.049 | 0.069 | 0.097 | 0.136 | 0.191 | 0.267 | 0.344 | 0.441 | 0.561 | 0.71 | 0.889 | 1.089 | 1.299 | 1.525 | 1.774 | 2.052 | 2.461 | 2.93 | 3.366 | 3.842 | 4.379 | 5.094 | 5.796 | 6.487 | 7.163 | 7.821 | 8.458
Counterfactual | Dem_BB007 | GWh | SSEN (SHEPD) | Dudhope |  | 0.023 | 0.031 | 0.042 | 0.057 | 0.074 | 0.096 | 0.121 | 0.157 | 0.201 | 0.255 | 0.323 | 0.404 | 0.495 | 0.59 | 0.693 | 0.806 | 0.933 | 1.119 | 1.332 | 1.53 | 1.747 | 1.991 | 2.315 | 2.635 | 2.949 | 3.256 | 3.555 | 3.844
Counterfactual | Dem_BB007 | GWh | SSEN (SHEPD) | Dunbeath |  | 0 | 0 | 0 | 0 | 0 | 0 | 0 | 0 | 0 | 0 | 0 | 0 | 0 | 0 | 0 | 0 | 0 | 0 | 0 | 0 | 0 | 0 | 0 | 0 | 0 | 0 | 0 | 0
Counterfactual | Dem_BB007 | GWh | SSEN (SHEPD) | Dunoon |  | 0.03 | 0.041 | 0.058 | 0.08 | 0.109 | 0.147 | 0.199 | 0.256 | 0.328 | 0.418 | 0.528 | 0.662 | 0.81 | 0.967 | 1.135 | 1.32 | 1.527 | 1.832 | 2.181 | 2.505 | 2.86 | 3.259 | 3.791 | 4.314 | 4.828 | 5.331 | 5.821 | 6.295
Counterfactual | Dem_BB007 | GWh | SSEN (SHEPD) | Dunvegan |  | 0.016 | 0.022 | 0.031 | 0.044 | 0.062 | 0.088 | 0.125 | 0.161 | 0.207 | 0.263 | 0.332 | 0.416 | 0.509 | 0.608 | 0.714 | 0.83 | 0.96 | 1.152 | 1.371 | 1.575 | 1.798 | 2.05 | 2.384 | 2.713 | 3.036 | 3.352 | 3.66 | 3.958
Counterfactual | Dem_BB007 | GWh | SSEN (SHEPD) | Dyce |  | 0.118 | 0.161 | 0.223 | 0.301 | 0.4 | 0.525 | 0.682 | 0.88 | 1.127 | 1.434 | 1.812 | 2.272 | 2.78 | 3.316 | 3.894 | 4.529 | 5.239 | 6.284 | 7.483 | 8.596 | 9.812 | 11.183 | 13.008 | 14.802 | 16.566 | 18.291 | 19.973 | 21.599
Counterfactual | Dem_BB007 | GWh | SSEN (SHEPD) | Elgin |  | 0.097 | 0.135 | 0.192 | 0.273 | 0.386 | 0.546 | 0.773 | 0.997 | 1.277 | 1.626 | 2.054 | 2.575 | 3.152 | 3.76 | 4.415 | 5.135 | 5.94 | 7.125 | 8.484 | 9.745 | 11.124 | 12.678 | 14.747 | 16.781 | 18.781 | 20.737 | 22.644 | 24.487
Counterfactual | Dem_BB007 | GWh | SSEN (SHEPD) | Fasnakyle |  | 0.003 | 0.005 | 0.007 | 0.01 | 0.014 | 0.019 | 0.028 | 0.036 | 0.046 | 0.058 | 0.073 | 0.092 | 0.112 | 0.134 | 0.157 | 0.183 | 0.212 | 0.254 | 0.303 | 0.348 | 0.397 | 0.452 | 0.526 | 0.598 | 0.67 | 0.74 | 0.808 | 0.873
Counterfactual | Dem_BB007 | GWh | SSEN (SHEPD) | Fetteresso |  | 0 | 0 | 0 | 0 | 0 | 0 | 0 | 0 | 0 | 0 | 0 | 0 | 0 | 0 | 0 | 0 | 0 | 0 | 0 | 0 | 0 | 0 | 0 | 0 | 0 | 0 | 0 | 0
Counterfactual | Dem_BB007 | GWh | SSEN (SHEPD) | Fiddes |  | 0.056 | 0.076 | 0.106 | 0.143 | 0.19 | 0.249 | 0.323 | 0.417 | 0.534 | 0.679 | 0.858 | 1.076 | 1.317 | 1.571 | 1.844 | 2.145 | 2.481 | 2.976 | 3.544 | 4.071 | 4.647 | 5.296 | 6.161 | 7.01 | 7.846 | 8.663 | 9.459 | 10.229
Counterfactual | Dem_BB007 | GWh | SSEN (SHEPD) | Finstown |  | 0 | 0 | 0 | 0 | 0 | 0 | 0 | 0 | 0 | 0 | 0 | 0 | 0 | 0 | 0 | 0 | 0 | 0 | 0 | 0 | 0 | 0 | 0 | 0 | 0 | 0 | 0 | 0
Counterfactual | Dem_BB007 | GWh | SSEN (SHEPD) | Fort Augustus |  | 0.008 | 0.011 | 0.015 | 0.021 | 0.03 | 0.043 | 0.06 | 0.078 | 0.1 | 0.127 | 0.161 | 0.201 | 0.247 | 0.294 | 0.345 | 0.402 | 0.465 | 0.557 | 0.664 | 0.762 | 0.87 | 0.992 | 1.154 | 1.313 | 1.469 | 1.622 | 1.771 | 1.915
Counterfactual | Dem_BB007 | GWh | SSEN (SHEPD) | Fort William |  | 0.053 | 0.073 | 0.104 | 0.148 | 0.209 | 0.296 | 0.419 | 0.541 | 0.693 | 0.881 | 1.114 | 1.396 | 1.709 | 2.038 | 2.394 | 2.784 | 3.221 | 3.863 | 4.6 | 5.284 | 6.032 | 6.874 | 7.996 | 9.099 | 10.183 | 11.244 | 12.277 | 13.277
Counterfactual | Dem_BB007 | GWh | SSEN (SHEPD) | Fraserburgh |  | 0.063 | 0.086 | 0.119 | 0.162 | 0.215 | 0.282 | 0.365 | 0.471 | 0.604 | 0.768 | 0.971 | 1.217 | 1.49 | 1.777 | 2.087 | 2.427 | 2.808 | 3.368 | 4.01 | 4.607 | 5.259 | 5.993 | 6.971 | 7.933 | 8.878 | 9.803 | 10.704 | 11.575
Counterfactual | Dem_BB007 | GWh | SSEN (SHEPD) | Glenfarclas |  | 0 | 0 | 0 | 0 | 0 | 0 | 0 | 0 | 0 | 0 | 0 | 0 | 0 | 0 | 0 | 0 | 0 | 0 | 0 | 0 | 0 | 0 | 0 | 0 | 0 | 0 | 0 | 0
Counterfactual | Dem_BB007 | GWh | SSEN (SHEPD) | Grudie Bridge |  | 0.032 | 0.045 | 0.064 | 0.09 | 0.128 | 0.181 | 0.256 | 0.331 | 0.423 | 0.539 | 0.681 | 0.854 | 1.045 | 1.246 | 1.464 | 1.702 | 1.969 | 2.362 | 2.812 | 3.231 | 3.688 | 4.203 | 4.889 | 5.563 | 6.226 | 6.874 | 7.506 | 8.117
Counterfactual | Dem_BB007 | GWh | SSEN (SHEPD) | Inverness |  | 0.182 | 0.251 | 0.359 | 0.509 | 0.721 | 1.02 | 1.444 | 1.863 | 2.386 | 3.036 | 3.837 | 4.81 | 5.886 | 7.022 | 8.246 | 9.591 | 11.094 | 13.307 | 15.846 | 18.202 | 20.777 | 23.68 | 27.544 | 31.343 | 35.078 | 38.732 | 42.293 | 45.735
Counterfactual | Dem_BB007 | GWh | SSEN (SHEPD) | Keith |  | 0.086 | 0.119 | 0.17 | 0.241 | 0.342 | 0.484 | 0.684 | 0.883 | 1.131 | 1.439 | 1.819 | 2.28 | 2.79 | 3.329 | 3.909 | 4.546 | 5.259 | 6.308 | 7.511 | 8.628 | 9.849 | 11.225 | 13.057 | 14.857 | 16.628 | 18.36 | 20.048 | 21.68
Counterfactual | Dem_BB007 | GWh | SSEN (SHEPD) | Killin |  | 0.228 | 0.311 | 0.428 | 0.573 | 0.75 | 0.964 | 1.222 | 1.576 | 2.019 | 2.57 | 3.247 | 4.071 | 4.982 | 5.943 | 6.979 | 8.117 | 9.389 | 11.262 | 13.411 | 15.405 | 17.585 | 20.041 | 23.312 | 26.527 | 29.688 | 32.78 | 35.794 | 38.707
Counterfactual | Dem_BB007 | GWh | SSEN (SHEPD) | Kinlochleven |  | 0.004 | 0.005 | 0.007 | 0.01 | 0.015 | 0.021 | 0.03 | 0.038 | 0.049 | 0.062 | 0.079 | 0.099 | 0.121 | 0.145 | 0.17 | 0.197 | 0.228 | 0.274 | 0.326 | 0.375 | 0.428 | 0.487 | 0.567 | 0.645 | 0.722 | 0.797 | 0.87 | 0.941
Counterfactual | Dem_BB007 | GWh | SSEN (SHEPD) | Kintore |  | 0.23 | 0.314 | 0.436 | 0.59 | 0.783 | 1.027 | 1.333 | 1.72 | 2.204 | 2.804 | 3.544 | 4.442 | 5.436 | 6.485 | 7.616 | 8.858 | 10.246 | 12.29 | 14.634 | 16.811 | 19.189 | 21.87 | 25.439 | 28.947 | 32.397 | 35.771 | 39.06 | 42.239
Counterfactual | Dem_BB007 | GWh | SSEN (SHEPD) | Lairg |  | 0.005 | 0.006 | 0.009 | 0.013 | 0.018 | 0.025 | 0.035 | 0.045 | 0.058 | 0.073 | 0.093 | 0.116 | 0.142 | 0.17 | 0.199 | 0.232 | 0.268 | 0.321 | 0.383 | 0.44 | 0.502 | 0.572 | 0.665 | 0.757 | 0.847 | 0.936 | 1.022 | 1.105
Counterfactual | Dem_BB007 | GWh | SSEN (SHEPD) | Lunanhead |  | 0.164 | 0.223 | 0.308 | 0.412 | 0.539 | 0.694 | 0.879 | 1.134 | 1.453 | 1.849 | 2.336 | 2.929 | 3.584 | 4.276 | 5.021 | 5.84 | 6.755 | 8.103 | 9.649 | 11.083 | 12.652 | 14.419 | 16.772 | 19.085 | 21.359 | 23.584 | 25.752 | 27.849
Counterfactual | Dem_BB007 | GWh | SSEN (SHEPD) | Lyndhurst |  | 0.047 | 0.064 | 0.089 | 0.119 | 0.155 | 0.2 | 0.253 | 0.327 | 0.419 | 0.533 | 0.673 | 0.844 | 1.033 | 1.232 | 1.447 | 1.683 | 1.947 | 2.335 | 2.78 | 3.194 | 3.646 | 4.155 | 4.833 | 5.499 | 6.155 | 6.796 | 7.421 | 8.025
Counterfactual | Dem_BB007 | GWh | SSEN (SHEPD) | Macduff |  | 0.035 | 0.049 | 0.07 | 0.099 | 0.141 | 0.199 | 0.281 | 0.363 | 0.465 | 0.592 | 0.748 | 0.938 | 1.148 | 1.369 | 1.608 | 1.87 | 2.163 | 2.595 | 3.09 | 3.549 | 4.051 | 4.617 | 5.371 | 6.111 | 6.839 | 7.552 | 8.246 | 8.917
Counterfactual | Dem_BB007 | GWh | SSEN (SHEPD) | Milton of Craigie |  | 0.113 | 0.154 | 0.212 | 0.284 | 0.371 | 0.477 | 0.605 | 0.78 | 1 | 1.272 | 1.608 | 2.015 | 2.466 | 2.942 | 3.455 | 4.019 | 4.648 | 5.576 | 6.639 | 7.627 | 8.706 | 9.922 | 11.541 | 13.133 | 14.698 | 16.229 | 17.721 | 19.163
Counterfactual | Dem_BB007 | GWh | SSEN (SHEPD) | Mybster |  | 0.029 | 0.04 | 0.057 | 0.08 | 0.112 | 0.157 | 0.219 | 0.283 | 0.362 | 0.461 | 0.582 | 0.73 | 0.893 | 1.065 | 1.251 | 1.455 | 1.683 | 2.019 | 2.404 | 2.761 | 3.152 | 3.593 | 4.179 | 4.755 | 5.322 | 5.876 | 6.416 | 6.939
Counterfactual | Dem_BB007 | GWh | SSEN (SHEPD) | Nairn |  | 0.061 | 0.084 | 0.12 | 0.17 | 0.24 | 0.34 | 0.481 | 0.621 | 0.795 | 1.012 | 1.279 | 1.603 | 1.962 | 2.341 | 2.749 | 3.197 | 3.698 | 4.436 | 5.282 | 6.067 | 6.926 | 7.893 | 9.181 | 10.448 | 11.693 | 12.91 | 14.097 | 15.245
Counterfactual | Dem_BB007 | GWh | SSEN (SHEPD) | Orrin |  | 0 | 0 | 0 | 0 | 0 | 0 | 0 | 0 | 0 | 0 | 0 | 0 | 0 | 0 | 0 | 0 | 0 | 0 | 0 | 0 | 0 | 0 | 0 | 0 | 0 | 0 | 0 | 0
Counterfactual | Dem_BB007 | GWh | SSEN (SHEPD) | Persley |  | 0.152 | 0.207 | 0.287 | 0.388 | 0.516 | 0.676 | 0.878 | 1.133 | 1.451 | 1.847 | 2.334 | 2.925 | 3.58 | 4.271 | 5.015 | 5.833 | 6.747 | 8.093 | 9.637 | 11.07 | 12.637 | 14.402 | 16.752 | 19.063 | 21.334 | 23.557 | 25.722 | 27.816
Counterfactual | Dem_BB007 | GWh | SSEN (SHEPD) | Peterhead Grange |  | 0.068 | 0.093 | 0.129 | 0.175 | 0.232 | 0.305 | 0.396 | 0.511 | 0.654 | 0.832 | 1.052 | 1.318 | 1.613 | 1.925 | 2.26 | 2.629 | 3.041 | 3.647 | 4.343 | 4.989 | 5.695 | 6.49 | 7.549 | 8.591 | 9.614 | 10.616 | 11.592 | 12.535
Counterfactual | Dem_BB007 | GWh | SSEN (SHEPD) | Peterhead Shell |  | 0.034 | 0.046 | 0.063 | 0.086 | 0.114 | 0.15 | 0.194 | 0.25 | 0.321 | 0.408 | 0.516 | 0.647 | 0.791 | 0.944 | 1.109 | 1.289 | 1.492 | 1.789 | 2.13 | 2.447 | 2.793 | 3.184 | 3.703 | 4.214 | 4.716 | 5.207 | 5.686 | 6.149
Counterfactual | Dem_BB007 | GWh | SSEN (SHEPD) | Port Ann |  | 0.096 | 0.131 | 0.185 | 0.257 | 0.353 | 0.484 | 0.661 | 0.853 | 1.093 | 1.39 | 1.757 | 2.202 | 2.695 | 3.215 | 3.776 | 4.391 | 5.08 | 6.093 | 7.256 | 8.334 | 9.514 | 10.843 | 12.612 | 14.352 | 16.062 | 17.735 | 19.365 | 20.942
Counterfactual | Dem_BB007 | GWh | SSEN (SHEPD) | Quoich |  | 0.001 | 0.001 | 0.002 | 0.002 | 0.003 | 0.005 | 0.007 | 0.009 | 0.011 | 0.014 | 0.018 | 0.023 | 0.028 | 0.034 | 0.039 | 0.046 | 0.053 | 0.064 | 0.076 | 0.087 | 0.099 | 0.113 | 0.131 | 0.15 | 0.167 | 0.185 | 0.202 | 0.218
Counterfactual | Dem_BB007 | GWh | SSEN (SHEPD) | Rannoch |  | 0.128 | 0.175 | 0.241 | 0.323 | 0.422 | 0.543 | 0.689 | 0.888 | 1.138 | 1.448 | 1.83 | 2.294 | 2.807 | 3.349 | 3.933 | 4.574 | 5.291 | 6.347 | 7.557 | 8.681 | 9.91 | 11.294 | 13.137 | 14.949 | 16.73 | 18.473 | 20.171 | 21.813
Counterfactual | Dem_BB007 | GWh | SSEN (SHEPD) | Redmoss |  | 0.13 | 0.177 | 0.246 | 0.333 | 0.442 | 0.58 | 0.752 | 0.971 | 1.243 | 1.582 | 1.999 | 2.506 | 3.067 | 3.659 | 4.297 | 4.997 | 5.781 | 6.934 | 8.256 | 9.484 | 10.826 | 12.338 | 14.352 | 16.331 | 18.277 | 20.181 | 22.036 | 23.83
Counterfactual | Dem_BB007 | GWh | SSEN (SHEPD) | Rothienorman |  | 0 | 0 | 0 | 0 | 0 | 0 | 0 | 0 | 0 | 0 | 0 | 0 | 0 | 0 | 0 | 0 | 0 | 0 | 0 | 0 | 0 | 0 | 0 | 0 | 0 | 0 | 0 | 0
Counterfactual | Dem_BB007 | GWh | SSEN (SHEPD) | Shin |  | 0.005 | 0.007 | 0.009 | 0.013 | 0.019 | 0.026 | 0.037 | 0.047 | 0.061 | 0.077 | 0.097 | 0.122 | 0.149 | 0.178 | 0.209 | 0.243 | 0.281 | 0.338 | 0.402 | 0.462 | 0.527 | 0.601 | 0.699 | 0.795 | 0.89 | 0.983 | 1.073 | 1.16
Counterfactual | Dem_BB007 | GWh | SSEN (SHEPD) | Sloy |  | 0.016 | 0.022 | 0.031 | 0.043 | 0.059 | 0.081 | 0.111 | 0.143 | 0.184 | 0.234 | 0.296 | 0.371 | 0.453 | 0.541 | 0.635 | 0.739 | 0.855 | 1.025 | 1.221 | 1.402 | 1.6 | 1.824 | 2.122 | 2.414 | 2.702 | 2.983 | 3.258 | 3.523
Counterfactual | Dem_BB007 | GWh | SSEN (SHEPD) | St Fergus Gas Terminal |  | 0.014 | 0.02 | 0.027 | 0.037 | 0.049 | 0.065 | 0.084 | 0.108 | 0.138 | 0.176 | 0.223 | 0.279 | 0.342 | 0.408 | 0.479 | 0.557 | 0.644 | 0.772 | 0.92 | 1.056 | 1.206 | 1.374 | 1.599 | 1.819 | 2.036 | 2.248 | 2.454 | 2.654
Counterfactual | Dem_BB007 | GWh | SSEN (SHEPD) | Strichen |  | 0.053 | 0.073 | 0.101 | 0.137 | 0.182 | 0.238 | 0.309 | 0.399 | 0.511 | 0.65 | 0.821 | 1.03 | 1.26 | 1.503 | 1.765 | 2.053 | 2.375 | 2.849 | 3.392 | 3.897 | 4.448 | 5.07 | 5.897 | 6.71 | 7.51 | 8.292 | 9.055 | 9.792
Counterfactual | Dem_BB007 | GWh | SSEN (SHEPD) | Tarland |  | 0.065 | 0.089 | 0.123 | 0.167 | 0.222 | 0.291 | 0.377 | 0.487 | 0.623 | 0.793 | 1.002 | 1.257 | 1.538 | 1.835 | 2.154 | 2.506 | 2.898 | 3.477 | 4.14 | 4.756 | 5.428 | 6.187 | 7.196 | 8.189 | 9.165 | 10.119 | 11.049 | 11.949
Counterfactual | Dem_BB007 | GWh | SSEN (SHEPD) | Taynuilt |  | 0.158 | 0.217 | 0.306 | 0.424 | 0.584 | 0.8 | 1.092 | 1.409 | 1.806 | 2.298 | 2.903 | 3.64 | 4.454 | 5.314 | 6.24 | 7.257 | 8.395 | 10.07 | 11.991 | 13.774 | 15.722 | 17.919 | 20.843 | 23.718 | 26.544 | 29.309 | 32.003 | 34.608
Counterfactual | Dem_BB007 | GWh | SSEN (SHEPD) | Thurso |  | 0.132 | 0.182 | 0.258 | 0.364 | 0.51 | 0.714 | 0.998 | 1.287 | 1.649 | 2.098 | 2.651 | 3.324 | 4.068 | 4.852 | 5.698 | 6.628 | 7.667 | 9.196 | 10.95 | 12.578 | 14.358 | 16.364 | 19.034 | 21.659 | 24.24 | 26.765 | 29.226 | 31.605
Counterfactual | Dem_BB007 | GWh | SSEN (SHEPD) | Tummel Bridge |  | 0.282 | 0.385 | 0.53 | 0.71 | 0.93 | 1.196 | 1.515 | 1.955 | 2.504 | 3.187 | 4.027 | 5.049 | 6.178 | 7.37 | 8.655 | 10.067 | 11.645 | 13.967 | 16.632 | 19.105 | 21.808 | 24.855 | 28.911 | 32.898 | 36.819 | 40.654 | 44.391 | 48.004
Counterfactual | Dem_BB007 | GWh | SSEN (SHEPD) | Willowdale |  | 0.07 | 0.095 | 0.132 | 0.178 | 0.237 | 0.311 | 0.403 | 0.52 | 0.666 | 0.848 | 1.071 | 1.343 | 1.644 | 1.961 | 2.303 | 2.678 | 3.098 | 3.716 | 4.425 | 5.083 | 5.802 | 6.613 | 7.692 | 8.753 | 9.796 | 10.817 | 11.811 | 12.772
Counterfactual | Dem_BB007 | GWh | SSEN (SHEPD) | Woodhill |  | 0.15 | 0.205 | 0.284 | 0.384 | 0.51 | 0.669 | 0.868 | 1.12 | 1.434 | 1.825 | 2.306 | 2.891 | 3.538 | 4.221 | 4.956 | 5.765 | 6.668 | 7.998 | 9.524 | 10.941 | 12.489 | 14.233 | 16.556 | 18.84 | 21.085 | 23.281 | 25.421 | 27.49
Counterfactual | Dem_BB007 | GWh | SSEN South | Acton Lane 66kV |  | 0.074 | 0.1 | 0.13 | 0.158 | 0.176 | 0.175 | 0.138 | 0.177 | 0.227 | 0.289 | 0.365 | 0.458 | 0.561 | 0.669 | 0.785 | 0.914 | 1.057 | 1.268 | 1.509 | 1.734 | 1.979 | 2.256 | 2.624 | 2.985 | 3.341 | 3.689 | 4.028 | 4.356
Counterfactual | Dem_BB007 | GWh | SSEN South | Axminster_H |  | 0.315 | 0.431 | 0.6 | 0.82 | 1.105 | 1.474 | 1.954 | 2.521 | 3.229 | 4.109 | 5.192 | 6.509 | 7.966 | 9.502 | 11.159 | 12.978 | 15.013 | 18.007 | 21.443 | 24.631 | 28.117 | 32.044 | 37.274 | 42.414 | 47.469 | 52.413 | 57.231 | 61.89
Counterfactual | Dem_BB007 | GWh | SSEN South | Botley Wood |  | 0.351 | 0.479 | 0.666 | 0.906 | 1.211 | 1.602 | 2.1 | 2.71 | 3.471 | 4.417 | 5.582 | 6.998 | 8.564 | 10.216 | 11.997 | 13.953 | 16.14 | 19.359 | 23.053 | 26.481 | 30.228 | 34.45 | 40.072 | 45.599 | 51.033 | 56.348 | 61.529 | 66.537
Counterfactual | Dem_BB007 | GWh | SSEN South | Bramley |  | 4.075 | 5.531 | 7.513 | 9.82 | 12.406 | 15.189 | 17.994 | 23.215 | 29.738 | 37.842 | 47.82 | 59.949 | 73.365 | 87.518 | 102.774 | 119.533 | 138.272 | 165.851 | 197.492 | 226.86 | 258.958 | 295.134 | 343.298 | 390.643 | 437.194 | 482.731 | 527.111 | 570.018
Counterfactual | Dem_BB007 | GWh | SSEN South | Chickerell |  | 0.243 | 0.333 | 0.464 | 0.634 | 0.854 | 1.14 | 1.511 | 1.949 | 2.496 | 3.177 | 4.014 | 5.033 | 6.159 | 7.347 | 8.628 | 10.034 | 11.607 | 13.923 | 16.579 | 19.044 | 21.739 | 24.775 | 28.819 | 32.793 | 36.701 | 40.524 | 44.249 | 47.851
Counterfactual | Dem_BB007 | GWh | SSEN South | Cowley |  | 2.642 | 3.582 | 4.843 | 6.28 | 7.838 | 9.426 | 10.876 | 14.032 | 17.975 | 22.873 | 28.904 | 36.236 | 44.345 | 52.899 | 62.12 | 72.25 | 83.577 | 100.246 | 119.371 | 137.122 | 156.524 | 178.389 | 207.502 | 236.119 | 264.256 | 291.78 | 318.605 | 344.54
Counterfactual | Dem_BB007 | GWh | SSEN South | Ealing |  | 0.643 | 0.862 | 1.126 | 1.368 | 1.529 | 1.517 | 1.192 | 1.537 | 1.969 | 2.506 | 3.167 | 3.97 | 4.858 | 5.795 | 6.806 | 7.915 | 9.156 | 10.982 | 13.078 | 15.022 | 17.148 | 19.543 | 22.733 | 25.868 | 28.95 | 31.966 | 34.904 | 37.746
Counterfactual | Dem_BB007 | GWh | SSEN South | Fawley |  | 0.314 | 0.43 | 0.597 | 0.812 | 1.085 | 1.435 | 1.882 | 2.429 | 3.111 | 3.959 | 5.003 | 6.272 | 7.675 | 9.156 | 10.752 | 12.505 | 14.466 | 17.351 | 20.661 | 23.734 | 27.092 | 30.876 | 35.915 | 40.868 | 45.738 | 50.502 | 55.145 | 59.634
Counterfactual | Dem_BB007 | GWh | SSEN South | Fleet |  | 4.075 | 5.531 | 7.513 | 9.82 | 12.406 | 15.189 | 17.994 | 23.215 | 29.738 | 37.842 | 47.82 | 59.949 | 73.365 | 87.518 | 102.774 | 119.533 | 138.272 | 165.851 | 197.492 | 226.86 | 258.958 | 295.134 | 343.298 | 390.643 | 437.194 | 482.731 | 527.111 | 570.018
Counterfactual | Dem_BB007 | GWh | SSEN South | Iver 132kV |  | 0.868 | 1.172 | 1.567 | 1.991 | 2.404 | 2.747 | 2.918 | 3.764 | 4.822 | 6.136 | 7.754 | 9.721 | 11.896 | 14.191 | 16.665 | 19.383 | 22.421 | 26.893 | 32.024 | 36.786 | 41.991 | 47.857 | 55.667 | 63.344 | 70.892 | 78.276 | 85.473 | 92.43
Counterfactual | Dem_BB007 | GWh | SSEN South | Iver 66kV |  | 0.868 | 1.172 | 1.567 | 1.991 | 2.404 | 2.747 | 2.918 | 3.764 | 4.822 | 6.136 | 7.754 | 9.721 | 11.896 | 14.191 | 16.665 | 19.383 | 22.421 | 26.893 | 32.024 | 36.786 | 41.991 | 47.857 | 55.667 | 63.344 | 70.892 | 78.276 | 85.473 | 92.43
Counterfactual | Dem_BB007 | GWh | SSEN South | Laleham |  | 0.734 | 0.992 | 1.326 | 1.684 | 2.034 | 2.324 | 2.468 | 3.185 | 4.08 | 5.191 | 6.56 | 8.224 | 10.065 | 12.006 | 14.099 | 16.398 | 18.969 | 22.753 | 27.093 | 31.122 | 35.526 | 40.489 | 47.096 | 53.591 | 59.977 | 66.225 | 72.313 | 78.199
Counterfactual | Dem_BB007 | GWh | SSEN South | Lovedean |  | 1.375 | 1.881 | 2.614 | 3.553 | 4.752 | 6.285 | 8.241 | 10.633 | 13.621 | 17.332 | 21.902 | 27.458 | 33.602 | 40.085 | 47.072 | 54.748 | 63.331 | 75.963 | 90.455 | 103.906 | 118.607 | 135.176 | 157.236 | 178.921 | 200.242 | 221.099 | 241.426 | 261.078
Counterfactual | Dem_BB007 | GWh | SSEN South | Mannington |  | 2.172 | 2.973 | 4.145 | 5.663 | 7.627 | 10.178 | 13.49 | 17.405 | 22.296 | 28.371 | 35.852 | 44.946 | 55.004 | 65.615 | 77.053 | 89.617 | 103.667 | 124.343 | 148.065 | 170.083 | 194.148 | 221.27 | 257.38 | 292.876 | 327.777 | 361.918 | 395.19 | 427.359
Counterfactual | Dem_BB007 | GWh | SSEN South | Melksham |  | 1.725 | 2.355 | 3.256 | 4.389 | 5.801 | 7.557 | 9.73 | 12.553 | 16.08 | 20.462 | 25.858 | 32.416 | 39.671 | 47.324 | 55.573 | 64.635 | 74.768 | 89.68 | 106.789 | 122.669 | 140.026 | 159.587 | 185.631 | 211.231 | 236.403 | 261.026 | 285.023 | 308.225
Counterfactual | Dem_BB007 | GWh | SSEN South | Minety |  | 1.443 | 1.97 | 2.724 | 3.671 | 4.852 | 6.322 | 8.139 | 10.5 | 13.451 | 17.117 | 21.63 | 27.116 | 33.185 | 39.586 | 46.487 | 54.067 | 62.543 | 75.018 | 89.33 | 102.613 | 117.132 | 133.495 | 155.281 | 176.696 | 197.752 | 218.349 | 238.423 | 257.831
Counterfactual | Dem_BB007 | GWh | SSEN South | North Hyde |  | 0.472 | 0.637 | 0.852 | 1.082 | 1.307 | 1.493 | 1.586 | 2.046 | 2.62 | 3.335 | 4.214 | 5.283 | 6.465 | 7.712 | 9.056 | 10.533 | 12.184 | 14.615 | 17.403 | 19.991 | 22.819 | 26.007 | 30.251 | 34.423 | 38.525 | 42.538 | 46.448 | 50.229
Counterfactual | Dem_BB007 | GWh | SSEN South | Nursling |  | 1.167 | 1.595 | 2.217 | 3.013 | 4.03 | 5.33 | 6.989 | 9.017 | 11.551 | 14.699 | 18.575 | 23.286 | 28.497 | 33.995 | 39.921 | 46.43 | 53.709 | 64.422 | 76.712 | 88.12 | 100.588 | 114.639 | 133.348 | 151.738 | 169.82 | 187.508 | 204.747 | 221.413
Counterfactual | Dem_BB007 | GWh | UKPN Eastern | Amersham Main |  | 0.52 | 0.703 | 0.94 | 1.194 | 1.441 | 1.647 | 1.749 | 2.257 | 2.891 | 3.679 | 4.649 | 5.828 | 7.132 | 8.508 | 9.991 | 11.62 | 13.442 | 16.123 | 19.199 | 22.053 | 25.174 | 28.691 | 33.373 | 37.975 | 42.5 | 46.927 | 51.241 | 55.413
Counterfactual | Dem_BB007 | GWh | UKPN Eastern | Braintree |  | 0.569 | 0.777 | 1.075 | 1.451 | 1.922 | 2.512 | 3.245 | 4.187 | 5.363 | 6.825 | 8.624 | 10.812 | 13.232 | 15.784 | 18.536 | 21.558 | 24.938 | 29.912 | 35.618 | 40.915 | 46.704 | 53.228 | 61.915 | 70.454 | 78.849 | 87.062 | 95.066 | 102.805
Counterfactual | Dem_BB007 | GWh | UKPN Eastern | Bramford |  | 1.106 | 1.52 | 2.142 | 2.979 | 4.108 | 5.643 | 7.731 | 9.974 | 12.777 | 16.258 | 20.545 | 25.757 | 31.521 | 37.601 | 44.156 | 51.356 | 59.407 | 71.256 | 84.85 | 97.468 | 111.259 | 126.801 | 147.495 | 167.836 | 187.836 | 207.401 | 226.468 | 244.903
Counterfactual | Dem_BB007 | GWh | UKPN Eastern | Brimsdown |  | 1.591 | 2.149 | 2.873 | 3.649 | 4.405 | 5.029 | 5.336 | 6.884 | 8.819 | 11.222 | 14.181 | 17.778 | 21.756 | 25.953 | 30.477 | 35.447 | 41.004 | 49.182 | 58.565 | 67.274 | 76.793 | 87.521 | 101.804 | 115.844 | 129.648 | 143.152 | 156.313 | 169.037
Counterfactual | Dem_BB007 | GWh | UKPN Eastern | Burwell Main |  | 1.123 | 1.527 | 2.083 | 2.743 | 3.505 | 4.362 | 5.287 | 6.821 | 8.738 | 11.119 | 14.051 | 17.614 | 21.556 | 25.715 | 30.197 | 35.122 | 40.627 | 48.731 | 58.028 | 66.657 | 76.088 | 86.717 | 100.869 | 114.78 | 128.458 | 141.838 | 154.877 | 167.484
Counterfactual | Dem_BB007 | GWh | UKPN Eastern | Clacton |  | 1.106 | 1.52 | 2.142 | 2.979 | 4.108 | 5.643 | 7.731 | 9.974 | 12.777 | 16.258 | 20.545 | 25.757 | 31.521 | 37.601 | 44.156 | 51.356 | 59.407 | 71.256 | 84.85 | 97.468 | 111.259 | 126.801 | 147.495 | 167.836 | 187.836 | 207.401 | 226.468 | 244.903
Counterfactual | Dem_BB007 | GWh | UKPN Eastern | Eaton Socon |  | 1.355 | 1.841 | 2.513 | 3.312 | 4.237 | 5.28 | 6.415 | 8.276 | 10.602 | 13.491 | 17.048 | 21.372 | 26.155 | 31.2 | 36.639 | 42.613 | 49.294 | 59.126 | 70.406 | 80.875 | 92.318 | 105.215 | 122.385 | 139.264 | 155.859 | 172.093 | 187.914 | 203.211
Counterfactual | Dem_BB007 | GWh | UKPN Eastern | Elstree |  | 1.595 | 2.155 | 2.881 | 3.659 | 4.419 | 5.048 | 5.363 | 6.919 | 8.863 | 11.279 | 14.252 | 17.867 | 21.866 | 26.084 | 30.631 | 35.626 | 41.211 | 49.431 | 58.861 | 67.614 | 77.181 | 87.962 | 102.317 | 116.428 | 130.302 | 143.875 | 157.102 | 169.89
Counterfactual | Dem_BB007 | GWh | UKPN Eastern | Loudwater |  | 0.238 | 0.321 | 0.43 | 0.546 | 0.659 | 0.753 | 0.8 | 1.032 | 1.322 | 1.682 | 2.126 | 2.665 | 3.261 | 3.89 | 4.568 | 5.313 | 6.146 | 7.372 | 8.779 | 10.084 | 11.511 | 13.119 | 15.26 | 17.365 | 19.434 | 21.458 | 23.431 | 25.338
Counterfactual | Dem_BB007 | GWh | UKPN Eastern | Mill Hill |  | 1.197 | 1.616 | 2.161 | 2.745 | 3.315 | 3.786 | 4.022 | 5.189 | 6.648 | 8.459 | 10.69 | 13.401 | 16.4 | 19.564 | 22.974 | 26.72 | 30.909 | 37.074 | 44.147 | 50.712 | 57.887 | 65.974 | 76.74 | 87.323 | 97.729 | 107.909 | 117.829 | 127.421
Counterfactual | Dem_BB007 | GWh | UKPN Eastern | Norwich Main |  | 0.513 | 0.708 | 1.011 | 1.436 | 2.036 | 2.886 | 4.089 | 5.275 | 6.758 | 8.6 | 10.867 | 13.623 | 16.672 | 19.888 | 23.355 | 27.164 | 31.422 | 37.689 | 44.88 | 51.554 | 58.848 | 67.069 | 78.014 | 88.773 | 99.352 | 109.7 | 119.785 | 129.536
Counterfactual | Dem_BB007 | GWh | UKPN Eastern | Pelham |  | 1.898 | 2.583 | 3.534 | 4.678 | 6.025 | 7.582 | 9.33 | 12.038 | 15.42 | 19.622 | 24.796 | 31.086 | 38.042 | 45.381 | 53.292 | 61.982 | 71.699 | 86 | 102.407 | 117.635 | 134.279 | 153.037 | 178.012 | 202.562 | 226.701 | 250.313 | 273.326 | 295.575
Counterfactual | Dem_BB007 | GWh | UKPN Eastern | Rayleigh |  | 1.693 | 2.314 | 3.21 | 4.351 | 5.796 | 7.628 | 9.944 | 12.829 | 16.434 | 20.913 | 26.427 | 33.13 | 40.544 | 48.366 | 56.797 | 66.058 | 76.414 | 91.655 | 109.141 | 125.371 | 143.11 | 163.102 | 189.719 | 215.884 | 241.61 | 266.775 | 291.301 | 315.013
Counterfactual | Dem_BB007 | GWh | UKPN Eastern | Rye House |  | 1.529 | 2.076 | 2.822 | 3.694 | 4.677 | 5.745 | 6.838 | 8.822 | 11.302 | 14.381 | 18.173 | 22.783 | 27.881 | 33.26 | 39.058 | 45.427 | 52.548 | 63.029 | 75.054 | 86.215 | 98.413 | 112.161 | 130.466 | 148.458 | 166.149 | 183.455 | 200.321 | 216.627
Counterfactual | Dem_BB007 | GWh | UKPN Eastern | Sheringham Shoal |  | 0.513 | 0.708 | 1.011 | 1.436 | 2.036 | 2.886 | 4.089 | 5.275 | 6.758 | 8.6 | 10.867 | 13.623 | 16.672 | 19.888 | 23.355 | 27.164 | 31.422 | 37.689 | 44.88 | 51.554 | 58.848 | 67.069 | 78.014 | 88.773 | 99.352 | 109.7 | 119.785 | 129.536
Counterfactual | Dem_BB007 | GWh | UKPN Eastern | Sundon |  | 2.922 | 3.967 | 5.39 | 7.049 | 8.912 | 10.925 | 12.965 | 16.727 | 21.427 | 27.266 | 34.456 | 43.195 | 52.862 | 63.06 | 74.052 | 86.128 | 99.63 | 119.501 | 142.299 | 163.46 | 186.588 | 212.653 | 247.358 | 281.471 | 315.013 | 347.824 | 379.801 | 410.717
Counterfactual | Dem_BB007 | GWh | UKPN Eastern | Tilbury |  | 0.647 | 0.883 | 1.217 | 1.634 | 2.148 | 2.777 | 3.541 | 4.568 | 5.852 | 7.447 | 9.41 | 11.797 | 14.437 | 17.222 | 20.224 | 23.522 | 27.21 | 32.637 | 38.863 | 44.643 | 50.959 | 58.078 | 67.556 | 76.873 | 86.033 | 94.994 | 103.728 | 112.171
Counterfactual | Dem_BB007 | GWh | UKPN Eastern | Tottenham |  | 0.987 | 1.331 | 1.775 | 2.243 | 2.686 | 3.026 | 3.137 | 4.047 | 5.184 | 6.597 | 8.336 | 10.45 | 12.789 | 15.256 | 17.915 | 20.837 | 24.103 | 28.911 | 34.426 | 39.546 | 45.141 | 51.447 | 59.843 | 68.096 | 76.211 | 84.148 | 91.885 | 99.364
Counterfactual | Dem_BB007 | GWh | UKPN Eastern | Walpole (_A) |  | 2.064 | 2.834 | 3.985 | 5.521 | 7.577 | 10.348 | 14.086 | 18.173 | 23.279 | 29.623 | 37.434 | 46.929 | 57.431 | 68.51 | 80.453 | 93.572 | 108.241 | 129.83 | 154.599 | 177.589 | 202.715 | 231.034 | 268.738 | 305.8 | 342.24 | 377.888 | 412.629 | 446.217
Counterfactual | Dem_BB007 | GWh | UKPN Eastern | Warley |  | 0.99 | 1.346 | 1.839 | 2.425 | 3.107 | 3.881 | 4.729 | 6.101 | 7.815 | 9.944 | 12.566 | 15.754 | 19.279 | 22.999 | 27.008 | 31.412 | 36.336 | 43.584 | 51.898 | 59.616 | 68.051 | 77.558 | 90.215 | 102.656 | 114.889 | 126.856 | 138.518 | 149.794
Counterfactual | Dem_BB007 | GWh | UKPN Eastern | Watford South |  | 1.151 | 1.554 | 2.077 | 2.639 | 3.187 | 3.641 | 3.868 | 4.99 | 6.392 | 8.134 | 10.279 | 12.886 | 15.769 | 18.811 | 22.091 | 25.693 | 29.721 | 35.648 | 42.449 | 48.762 | 55.661 | 63.437 | 73.79 | 83.966 | 93.972 | 103.76 | 113.299 | 122.521
Counterfactual | Dem_BB007 | GWh | UKPN Eastern | West Thurrock |  | 0.025 | 0.034 | 0.045 | 0.057 | 0.068 | 0.077 | 0.08 | 0.103 | 0.131 | 0.167 | 0.211 | 0.265 | 0.324 | 0.387 | 0.454 | 0.528 | 0.611 | 0.733 | 0.873 | 1.003 | 1.145 | 1.304 | 1.517 | 1.727 | 1.932 | 2.134 | 2.33 | 2.519
Counterfactual | Dem_BB007 | GWh | UKPN Eastern | Wymondley |  | 1.994 | 2.713 | 3.712 | 4.915 | 6.329 | 7.964 | 9.801 | 12.645 | 16.198 | 20.612 | 26.047 | 32.654 | 39.962 | 47.671 | 55.981 | 65.109 | 75.316 | 90.338 | 107.573 | 123.57 | 141.054 | 160.758 | 186.993 | 212.782 | 238.138 | 262.942 | 287.116 | 310.487
Counterfactual | Dem_BB007 | GWh | UKPN London | Acton Lane 22kV |  | 0.131 | 0.176 | 0.23 | 0.279 | 0.312 | 0.309 | 0.243 | 0.313 | 0.401 | 0.511 | 0.646 | 0.809 | 0.99 | 1.181 | 1.387 | 1.614 | 1.866 | 2.239 | 2.666 | 3.062 | 3.496 | 3.984 | 4.634 | 5.273 | 5.902 | 6.516 | 7.115 | 7.694
Counterfactual | Dem_BB007 | GWh | UKPN London | Barking |  | 0.422 | 0.57 | 0.759 | 0.96 | 1.149 | 1.295 | 1.342 | 1.731 | 2.218 | 2.822 | 3.566 | 4.471 | 5.471 | 6.527 | 7.664 | 8.914 | 10.312 | 12.368 | 14.728 | 16.918 | 19.312 | 22.01 | 25.602 | 29.132 | 32.604 | 36 | 39.31 | 42.51
Counterfactual | Dem_BB007 | GWh | UKPN London | Barking West |  | 0.422 | 0.57 | 0.759 | 0.96 | 1.149 | 1.295 | 1.342 | 1.731 | 2.218 | 2.822 | 3.566 | 4.471 | 5.471 | 6.527 | 7.664 | 8.914 | 10.312 | 12.368 | 14.728 | 16.918 | 19.312 | 22.01 | 25.602 | 29.132 | 32.604 | 36 | 39.31 | 42.51
Counterfactual | Dem_BB007 | GWh | UKPN London | Beddington (_C) |  | 0.43 | 0.58 | 0.776 | 0.985 | 1.187 | 1.353 | 1.432 | 1.847 | 2.366 | 3.011 | 3.805 | 4.77 | 5.837 | 6.963 | 8.177 | 9.511 | 11.001 | 13.196 | 15.713 | 18.05 | 20.604 | 23.482 | 27.314 | 31.081 | 34.785 | 38.408 | 41.939 | 45.353
Counterfactual | Dem_BB007 | GWh | UKPN London | Canal Bank |  | 0.118 | 0.159 | 0.207 | 0.252 | 0.282 | 0.279 | 0.219 | 0.283 | 0.363 | 0.462 | 0.583 | 0.731 | 0.895 | 1.067 | 1.253 | 1.458 | 1.686 | 2.023 | 2.409 | 2.767 | 3.158 | 3.6 | 4.187 | 4.764 | 5.332 | 5.888 | 6.429 | 6.952
Counterfactual | Dem_BB007 | GWh | UKPN London | City Road |  | 0.943 | 1.264 | 1.651 | 2.007 | 2.242 | 2.224 | 1.747 | 2.254 | 2.888 | 3.675 | 4.644 | 5.822 | 7.124 | 8.499 | 9.98 | 11.608 | 13.427 | 16.105 | 19.178 | 22.03 | 25.147 | 28.66 | 33.337 | 37.934 | 42.455 | 46.877 | 51.186 | 55.353
Counterfactual | Dem_BB007 | GWh | UKPN London | Greenford |  | 0.113 | 0.152 | 0.199 | 0.241 | 0.27 | 0.268 | 0.21 | 0.271 | 0.347 | 0.442 | 0.559 | 0.7 | 0.857 | 1.022 | 1.201 | 1.397 | 1.615 | 1.938 | 2.307 | 2.65 | 3.025 | 3.448 | 4.011 | 4.564 | 5.108 | 5.64 | 6.158 | 6.66
Counterfactual | Dem_BB007 | GWh | UKPN London | Hackney 132kV |  | 0.338 | 0.456 | 0.608 | 0.768 | 0.92 | 1.036 | 1.074 | 1.386 | 1.776 | 2.259 | 2.855 | 3.579 | 4.38 | 5.225 | 6.136 | 7.137 | 8.256 | 9.902 | 11.791 | 13.545 | 15.461 | 17.621 | 20.497 | 23.323 | 26.103 | 28.822 | 31.471 | 34.033
Counterfactual | Dem_BB007 | GWh | UKPN London | Hackney 66kV |  | 0.338 | 0.456 | 0.608 | 0.768 | 0.92 | 1.036 | 1.074 | 1.386 | 1.776 | 2.259 | 2.855 | 3.579 | 4.38 | 5.225 | 6.136 | 7.137 | 8.256 | 9.902 | 11.791 | 13.545 | 15.461 | 17.621 | 20.497 | 23.323 | 26.103 | 28.822 | 31.471 | 34.033
Counterfactual | Dem_BB007 | GWh | UKPN London | Hurst |  | 0.777 | 1.049 | 1.402 | 1.78 | 2.147 | 2.446 | 2.588 | 3.339 | 4.278 | 5.443 | 6.879 | 8.623 | 10.553 | 12.589 | 14.784 | 17.194 | 19.89 | 23.857 | 28.408 | 32.633 | 37.25 | 42.454 | 49.382 | 56.192 | 62.888 | 69.439 | 75.823 | 81.995
Counterfactual | Dem_BB007 | GWh | UKPN London | Islington |  | 0.382 | 0.512 | 0.669 | 0.813 | 0.909 | 0.902 | 0.708 | 0.914 | 1.17 | 1.489 | 1.882 | 2.359 | 2.887 | 3.444 | 4.045 | 4.704 | 5.442 | 6.527 | 7.773 | 8.928 | 10.192 | 11.615 | 13.511 | 15.374 | 17.206 | 18.999 | 20.745 | 22.434
Counterfactual | Dem_BB007 | GWh | UKPN London | Littlebrook (_C) |  | 0.277 | 0.374 | 0.499 | 0.634 | 0.765 | 0.871 | 0.922 | 1.189 | 1.524 | 1.939 | 2.45 | 3.071 | 3.759 | 4.484 | 5.265 | 6.124 | 7.084 | 8.497 | 10.118 | 11.623 | 13.267 | 15.12 | 17.588 | 20.013 | 22.398 | 24.731 | 27.005 | 29.203
Counterfactual | Dem_BB007 | GWh | UKPN London | Lodge Road |  | 0.822 | 1.102 | 1.44 | 1.75 | 1.955 | 1.939 | 1.523 | 1.965 | 2.518 | 3.204 | 4.048 | 5.075 | 6.211 | 7.409 | 8.701 | 10.12 | 11.706 | 14.041 | 16.72 | 19.206 | 21.923 | 24.986 | 29.064 | 33.072 | 37.013 | 40.868 | 44.625 | 48.258
Counterfactual | Dem_BB007 | GWh | UKPN London | New Cross |  | 0.794 | 1.068 | 1.407 | 1.74 | 2.006 | 2.115 | 1.923 | 2.481 | 3.178 | 4.044 | 5.11 | 6.406 | 7.84 | 9.352 | 10.982 | 12.773 | 14.776 | 17.723 | 21.104 | 24.242 | 27.672 | 31.538 | 36.684 | 41.744 | 46.718 | 51.584 | 56.326 | 60.911
Counterfactual | Dem_BB007 | GWh | UKPN London | Perivale |  | 0.082 | 0.111 | 0.144 | 0.175 | 0.196 | 0.195 | 0.153 | 0.197 | 0.253 | 0.321 | 0.406 | 0.509 | 0.623 | 0.743 | 0.873 | 1.015 | 1.174 | 1.408 | 1.677 | 1.926 | 2.199 | 2.506 | 2.915 | 3.317 | 3.713 | 4.099 | 4.476 | 4.84
Counterfactual | Dem_BB007 | GWh | UKPN London | Redbridge |  | 0.416 | 0.561 | 0.748 | 0.945 | 1.131 | 1.274 | 1.321 | 1.704 | 2.183 | 2.778 | 3.511 | 4.401 | 5.386 | 6.425 | 7.545 | 8.775 | 10.151 | 12.175 | 14.498 | 16.654 | 19.01 | 21.666 | 25.202 | 28.677 | 32.095 | 35.438 | 38.696 | 41.846
Counterfactual | Dem_BB007 | GWh | UKPN London | St John's Wood |  | 0.87 | 1.166 | 1.523 | 1.85 | 2.068 | 2.051 | 1.611 | 2.079 | 2.663 | 3.388 | 4.282 | 5.368 | 6.569 | 7.837 | 9.203 | 10.703 | 12.381 | 14.851 | 17.684 | 20.313 | 23.188 | 26.427 | 30.739 | 34.979 | 39.147 | 43.224 | 47.198 | 51.04
Counterfactual | Dem_BB007 | GWh | UKPN London | Wesley Avenue (Willesden) |  | 0.021 | 0.028 | 0.036 | 0.044 | 0.049 | 0.049 | 0.039 | 0.05 | 0.064 | 0.081 | 0.102 | 0.128 | 0.157 | 0.187 | 0.22 | 0.256 | 0.296 | 0.355 | 0.423 | 0.486 | 0.555 | 0.632 | 0.735 | 0.837 | 0.937 | 1.034 | 1.129 | 1.221
Counterfactual | Dem_BB007 | GWh | UKPN London | West Ham |  | 0.629 | 0.848 | 1.131 | 1.429 | 1.711 | 1.928 | 1.998 | 2.578 | 3.302 | 4.202 | 5.31 | 6.657 | 8.147 | 9.719 | 11.413 | 13.274 | 15.355 | 18.417 | 21.931 | 25.192 | 28.756 | 32.774 | 38.122 | 43.38 | 48.549 | 53.606 | 58.534 | 63.299
Counterfactual | Dem_BB007 | GWh | UKPN London | Willesden 132kV |  | 0.684 | 0.917 | 1.198 | 1.456 | 1.626 | 1.613 | 1.267 | 1.635 | 2.095 | 2.665 | 3.368 | 4.222 | 5.167 | 6.164 | 7.239 | 8.419 | 9.739 | 11.681 | 13.91 | 15.978 | 18.239 | 20.787 | 24.179 | 27.514 | 30.793 | 34 | 37.126 | 40.148
Counterfactual | Dem_BB007 | GWh | UKPN London | Willesden 66kV |  | 0.185 | 0.247 | 0.323 | 0.393 | 0.439 | 0.435 | 0.342 | 0.441 | 0.565 | 0.719 | 0.909 | 1.139 | 1.394 | 1.663 | 1.953 | 2.271 | 2.627 | 3.151 | 3.753 | 4.311 | 4.921 | 5.608 | 6.523 | 7.423 | 8.307 | 9.173 | 10.016 | 10.831
Counterfactual | Dem_BB007 | GWh | UKPN London | Wimbledon North |  | 0.975 | 1.311 | 1.728 | 2.136 | 2.463 | 2.596 | 2.361 | 3.046 | 3.901 | 4.965 | 6.274 | 7.865 | 9.625 | 11.482 | 13.483 | 15.682 | 18.14 | 21.759 | 25.91 | 29.763 | 33.974 | 38.72 | 45.039 | 51.25 | 57.357 | 63.332 | 69.154 | 74.783
Counterfactual | Dem_BB007 | GWh | UKPN London | Wimbledon South |  | 0.975 | 1.311 | 1.728 | 2.136 | 2.463 | 2.596 | 2.361 | 3.046 | 3.901 | 4.965 | 6.274 | 7.865 | 9.625 | 11.482 | 13.483 | 15.682 | 18.14 | 21.759 | 25.91 | 29.763 | 33.974 | 38.72 | 45.039 | 51.25 | 57.357 | 63.332 | 69.154 | 74.783
Counterfactual | Dem_BB007 | GWh | UKPN South East | Beddington (_J) |  | 1.715 | 2.316 | 3.094 | 3.928 | 4.736 | 5.398 | 5.711 | 7.368 | 9.439 | 12.011 | 15.178 | 19.028 | 23.286 | 27.778 | 32.62 | 37.939 | 43.887 | 52.64 | 62.683 | 72.004 | 82.192 | 93.674 | 108.961 | 123.988 | 138.763 | 153.216 | 167.302 | 180.921
Counterfactual | Dem_BB007 | GWh | UKPN South East | Bolney |  | 3.072 | 4.182 | 5.73 | 7.604 | 9.827 | 12.424 | 15.387 | 19.851 | 25.43 | 32.36 | 40.892 | 51.264 | 62.736 | 74.839 | 87.885 | 102.216 | 118.24 | 141.823 | 168.88 | 193.994 | 221.442 | 252.376 | 293.563 | 334.048 | 373.856 | 412.796 | 450.746 | 487.437
Counterfactual | Dem_BB007 | GWh | UKPN South East | Canterbury |  | 0.395 | 0.539 | 0.745 | 1.004 | 1.327 | 1.728 | 2.224 | 2.869 | 3.675 | 4.676 | 5.909 | 7.408 | 9.066 | 10.815 | 12.7 | 14.771 | 17.087 | 20.494 | 24.404 | 28.033 | 32 | 36.47 | 42.422 | 48.272 | 54.025 | 59.652 | 65.136 | 70.438
Counterfactual | Dem_BB007 | GWh | UKPN South East | Chessington |  | 1.528 | 2.064 | 2.758 | 3.5 | 4.221 | 4.81 | 5.09 | 6.566 | 8.412 | 10.704 | 13.526 | 16.957 | 20.752 | 24.755 | 29.07 | 33.811 | 39.111 | 46.912 | 55.862 | 64.169 | 73.248 | 83.481 | 97.104 | 110.496 | 123.663 | 136.544 | 149.097 | 161.234
Counterfactual | Dem_BB007 | GWh | UKPN South East | Kemsley |  | 0.54 | 0.738 | 1.021 | 1.378 | 1.824 | 2.383 | 3.078 | 3.971 | 5.087 | 6.473 | 8.18 | 10.255 | 12.55 | 14.971 | 17.581 | 20.447 | 23.653 | 28.371 | 33.783 | 38.807 | 44.298 | 50.486 | 58.725 | 66.824 | 74.787 | 82.576 | 90.168 | 97.508
Counterfactual | Dem_BB007 | GWh | UKPN South East | Kingsnorth |  | 0.492 | 0.67 | 0.919 | 1.222 | 1.585 | 2.011 | 2.504 | 3.231 | 4.139 | 5.267 | 6.655 | 8.343 | 10.21 | 12.18 | 14.303 | 16.636 | 19.244 | 23.082 | 27.486 | 31.573 | 36.04 | 41.075 | 47.778 | 54.367 | 60.846 | 67.183 | 73.36 | 79.331
Counterfactual | Dem_BB007 | GWh | UKPN South East | Littlebrook (_J) |  | 0.073 | 0.098 | 0.132 | 0.167 | 0.201 | 0.23 | 0.243 | 0.313 | 0.401 | 0.511 | 0.646 | 0.809 | 0.99 | 1.181 | 1.387 | 1.614 | 1.867 | 2.239 | 2.666 | 3.062 | 3.496 | 3.984 | 4.634 | 5.273 | 5.902 | 6.516 | 7.116 | 7.695
Counterfactual | Dem_BB007 | GWh | UKPN South East | Ninfield |  | 1.776 | 2.418 | 3.313 | 4.397 | 5.682 | 7.184 | 8.897 | 11.479 | 14.704 | 18.711 | 23.645 | 29.643 | 36.276 | 43.275 | 50.818 | 59.105 | 68.37 | 82.007 | 97.652 | 112.173 | 128.045 | 145.932 | 169.748 | 193.158 | 216.176 | 238.692 | 260.636 | 281.852
Counterfactual | Dem_BB007 | GWh | UKPN South East | Northfleet East |  | 2.055 | 2.799 | 3.84 | 5.106 | 6.617 | 8.4 | 10.458 | 13.493 | 17.285 | 21.995 | 27.794 | 34.844 | 42.642 | 50.868 | 59.735 | 69.476 | 80.368 | 96.397 | 114.788 | 131.858 | 150.514 | 171.54 | 199.535 | 227.053 | 254.11 | 280.577 | 306.372 | 331.311
Counterfactual | Dem_BB007 | GWh | UKPN South East | Richborough |  | 0.789 | 1.078 | 1.49 | 2.008 | 2.653 | 3.456 | 4.447 | 5.737 | 7.35 | 9.352 | 11.818 | 14.816 | 18.132 | 21.63 | 25.4 | 29.542 | 34.173 | 40.989 | 48.809 | 56.067 | 64 | 72.94 | 84.844 | 96.545 | 108.05 | 119.304 | 130.272 | 140.876
Counterfactual | Dem_BB007 | GWh | UKPN South East | Sellindge |  | 1.415 | 1.931 | 2.67 | 3.599 | 4.755 | 6.193 | 7.97 | 10.283 | 13.172 | 16.762 | 21.182 | 26.554 | 32.497 | 38.766 | 45.523 | 52.947 | 61.247 | 73.463 | 87.478 | 100.486 | 114.704 | 130.728 | 152.062 | 173.033 | 193.653 | 213.823 | 233.481 | 252.487
Counterfactual | Dem_BB007 | GWh | UKPN South East | West Weybridge |  | 2.325 | 3.139 | 4.195 | 5.324 | 6.421 | 7.318 | 7.742 | 9.989 | 12.796 | 16.282 | 20.576 | 25.795 | 31.567 | 37.657 | 44.221 | 51.432 | 59.495 | 71.361 | 84.976 | 97.612 | 111.423 | 126.988 | 147.712 | 168.083 | 188.113 | 207.707 | 226.802 | 245.264
Counterfactual | Dem_BB008 | GWh | Electricity North West | Bredbury |  | 1239.054 | 1239.503 | 1224.996 | 1205.207 | 1188.622 | 1173.405 | 1167.42 | 1163.854 | 1162.166 | 1162.2 | 1165.975 | 1167.195 | 1169.393 | 1172.896 | 1184.127 | 1196.207 | 1208.911 | 1221.212 | 1236.785 | 1255.238 | 1273.997 | 1291.179 | 1307.812 | 1322.732 | 1340.466 | 1362.506 | 1388.162 | 1416.322
Counterfactual | Dem_BB008 | GWh | Electricity North West | Harker |  | 1734.228 | 1694.921 | 1640.483 | 1584.319 | 1533.34 | 1484.521 | 1482.51 | 1483.181 | 1485.834 | 1490.674 | 1499.682 | 1504.408 | 1509.839 | 1518.624 | 1535.547 | 1553.152 | 1571.552 | 1589.399 | 1611.044 | 1636.141 | 1661.634 | 1685.083 | 1707.702 | 1728.236 | 1753.248 | 1784.668 | 1821.407 | 1861.92
Counterfactual | Dem_BB008 | GWh | Electricity North West | Heysham (NGET) |  | 408.402 | 403.207 | 393.753 | 383.303 | 374.069 | 365.381 | 364.213 | 363.755 | 363.766 | 364.406 | 366.131 | 366.943 | 368 | 369.359 | 373.158 | 377.182 | 381.4 | 385.483 | 390.66 | 396.609 | 402.657 | 408.203 | 413.571 | 418.482 | 424.304 | 431.571 | 440.052 | 449.38
Counterfactual | Dem_BB008 | GWh | Electricity North West | Hutton |  | 676.957 | 696.073 | 708.135 | 718.271 | 729.284 | 739.913 | 739.448 | 740.281 | 741.878 | 744.79 | 749.732 | 752.463 | 755.51 | 759.327 | 767.956 | 776.89 | 786.221 | 795.267 | 806.363 | 818.996 | 831.833 | 843.648 | 855.039 | 865.293 | 877.945 | 893.855 | 912.481 | 933.031
Counterfactual | Dem_BB008 | GWh | Electricity North West | Kearsley 132kV |  | 2120.226 | 2123.683 | 2100.876 | 2068.413 | 2041.488 | 2017.015 | 2005.727 | 1998.684 | 1994.966 | 1994.162 | 1999.856 | 2001.34 | 2004.592 | 2010.261 | 2029.121 | 2049.511 | 2070.972 | 2091.742 | 2118.002 | 2149.435 | 2181.378 | 2210.636 | 2238.965 | 2264.295 | 2294.358 | 2331.647 | 2375.035 | 2422.636
Counterfactual | Dem_BB008 | GWh | Electricity North West | Kearsley 33kV |  | 382.178 | 380.917 | 375.583 | 369.146 | 363.684 | 358.572 | 357.454 | 357.028 | 357.116 | 357.739 | 359.437 | 360.225 | 361.239 | 362.83 | 366.604 | 370.589 | 374.763 | 378.814 | 383.809 | 389.671 | 395.625 | 401.093 | 406.378 | 411.141 | 416.879 | 424.064 | 432.444 | 441.672
Counterfactual | Dem_BB008 | GWh | Electricity North West | Kirkby (_G) |  | 137.21 | 141.188 | 143.322 | 144.718 | 146.342 | 147.989 | 147.352 | 147.022 | 146.819 | 146.961 | 147.57 | 147.857 | 148.27 | 148.359 | 149.767 | 151.289 | 152.887 | 154.437 | 156.549 | 158.887 | 161.261 | 163.442 | 165.549 | 167.567 | 169.815 | 172.603 | 175.857 | 179.425
Counterfactual | Dem_BB008 | GWh | Electricity North West | Macclesfield |  | 433.992 | 435.06 | 431.395 | 426.474 | 422.307 | 418.214 | 418.176 | 418.854 | 419.979 | 422.064 | 425.336 | 427.464 | 429.83 | 430.716 | 435.288 | 440.074 | 445.089 | 449.941 | 455.548 | 462.567 | 469.71 | 476.292 | 482.656 | 487.794 | 494.73 | 503.438 | 513.622 | 524.82
Counterfactual | Dem_BB008 | GWh | Electricity North West | Ormonde |  | 42.713 | 47.909 | 52.431 | 56.58 | 60.656 | 64.587 | 64.387 | 64.313 | 64.329 | 64.445 | 64.756 | 64.898 | 65.091 | 65.36 | 66.042 | 66.758 | 67.507 | 68.236 | 69.147 | 70.206 | 71.279 | 72.26 | 73.211 | 74.083 | 75.12 | 76.411 | 77.923 | 79.584
Counterfactual | Dem_BB008 | GWh | Electricity North West | Padiham |  | 846.337 | 864.793 | 873.466 | 878.82 | 885.599 | 892.388 | 889.862 | 889.025 | 889.424 | 891.213 | 895.656 | 897.789 | 900.475 | 904.261 | 913.736 | 923.727 | 934.192 | 944.337 | 957.263 | 971.915 | 986.801 | 1000.471 | 1013.68 | 1025.835 | 1040.233 | 1058.232 | 1079.246 | 1102.374
Counterfactual | Dem_BB008 | GWh | Electricity North West | Penwortham East |  | 1376.201 | 1418.696 | 1444.727 | 1464.553 | 1486.273 | 1507.605 | 1502.71 | 1500.745 | 1501.237 | 1503.648 | 1510.552 | 1513.612 | 1517.638 | 1525.514 | 1541.428 | 1558.222 | 1575.819 | 1592.874 | 1613.841 | 1638.5 | 1663.548 | 1686.546 | 1708.763 | 1728.873 | 1753.053 | 1783.277 | 1818.555 | 1857.378
Counterfactual | Dem_BB008 | GWh | Electricity North West | Penwortham West |  | 1183.944 | 1163.564 | 1131.215 | 1096.2 | 1064.822 | 1035.143 | 1031.718 | 1030.306 | 1030.547 | 1032.153 | 1036.869 | 1038.961 | 1041.728 | 1046.88 | 1057.735 | 1069.213 | 1081.234 | 1092.888 | 1107.35 | 1124.241 | 1141.404 | 1157.163 | 1172.384 | 1186.262 | 1202.813 | 1223.487 | 1247.619 | 1274.165
Counterfactual | Dem_BB008 | GWh | Electricity North West | Robin Rigg |  | 15.504 | 19.607 | 23.375 | 26.899 | 30.319 | 33.608 | 33.505 | 33.469 | 33.476 | 33.534 | 33.692 | 33.771 | 33.864 | 34.009 | 34.362 | 34.74 | 35.127 | 35.511 | 35.976 | 36.526 | 37.086 | 37.601 | 38.092 | 38.541 | 39.08 | 39.755 | 40.543 | 41.406
Counterfactual | Dem_BB008 | GWh | Electricity North West | Rochdale |  | 881.687 | 901.07 | 910.371 | 916.259 | 923.601 | 930.915 | 928.324 | 927.503 | 928.03 | 929.917 | 934.552 | 936.751 | 939.516 | 944.022 | 953.987 | 964.478 | 975.462 | 986.111 | 999.187 | 1014.512 | 1030.077 | 1044.372 | 1058.183 | 1070.638 | 1085.706 | 1104.562 | 1126.584 | 1150.826
Counterfactual | Dem_BB008 | GWh | Electricity North West | South Manchester |  | 1243.873 | 1260.044 | 1262.237 | 1260.037 | 1260.352 | 1261.108 | 1257.345 | 1256.006 | 1256.441 | 1258.802 | 1264.912 | 1267.785 | 1271.457 | 1277.02 | 1290.359 | 1304.434 | 1319.179 | 1333.469 | 1351.184 | 1371.844 | 1392.833 | 1412.111 | 1430.734 | 1447.538 | 1467.814 | 1493.162 | 1522.749 | 1555.316
Counterfactual | Dem_BB008 | GWh | Electricity North West | Stalybridge |  | 1456.7 | 1464.46 | 1454.052 | 1436.894 | 1423.122 | 1410.633 | 1403.838 | 1399.934 | 1398.67 | 1399.245 | 1404.314 | 1406.332 | 1409.553 | 1414.405 | 1427.823 | 1442.277 | 1457.491 | 1472.2 | 1489.811 | 1512.004 | 1534.571 | 1555.264 | 1575.285 | 1592.525 | 1613.83 | 1640.294 | 1671.111 | 1704.92
Counterfactual | Dem_BB008 | GWh | Electricity North West | Stanah |  | 595.55 | 584.409 | 567.263 | 548.807 | 532.217 | 516.52 | 514.801 | 514.073 | 514.176 | 514.971 | 517.315 | 518.35 | 519.738 | 522.257 | 527.661 | 533.376 | 539.364 | 545.169 | 552.396 | 560.815 | 569.374 | 577.228 | 584.816 | 591.749 | 599.998 | 610.303 | 622.323 | 635.549
Counterfactual | Dem_BB008 | GWh | Electricity North West | Walney 2 |  | 117.472 | 123.511 | 128.045 | 131.936 | 135.905 | 139.758 | 139.307 | 139.13 | 139.174 | 139.408 | 140.048 | 140.34 | 140.716 | 141.429 | 142.907 | 144.465 | 146.091 | 147.675 | 149.626 | 151.909 | 154.234 | 156.363 | 158.422 | 160.297 | 162.543 | 165.34 | 168.612 | 172.208
Counterfactual | Dem_BB008 | GWh | Electricity North West | Washway Farm |  | 590.222 | 586.582 | 576.958 | 565.95 | 556.489 | 547.573 | 546.224 | 545.897 | 546.347 | 547.616 | 550.483 | 551.897 | 553.631 | 556.342 | 562.272 | 568.496 | 575.011 | 581.33 | 589.163 | 598.218 | 607.423 | 615.878 | 624.042 | 631.505 | 640.437 | 651.623 | 664.685 | 679.073
Counterfactual | Dem_BB008 | GWh | Electricity North West | Whitegate |  | 1101.683 | 1102.823 | 1091.095 | 1075.085 | 1061.863 | 1049.736 | 1045.023 | 1042.434 | 1041.483 | 1042.073 | 1045.93 | 1047.381 | 1049.641 | 1053.374 | 1063.746 | 1074.822 | 1086.468 | 1097.746 | 1111.843 | 1128.556 | 1145.546 | 1161.123 | 1176.184 | 1189.709 | 1205.881 | 1226.012 | 1249.469 | 1275.242
Counterfactual | Dem_BB008 | GWh | IDNO - Refer to Comment Field | Tynemouth 2 |  | 199.419 | 209.678 | 216.866 | 222.425 | 228.131 | 233.733 | 232.113 | 231.014 | 230.305 | 229.942 | 230.373 | 230.372 | 230.607 | 230.961 | 232.994 | 235.225 | 237.58 | 239.857 | 242.793 | 246.332 | 249.939 | 253.23 | 256.424 | 259.253 | 262.589 | 266.714 | 271.501 | 276.738 | Note: TYNE2 is operated by an IDNO allocated to GSP Group/licence area F
Counterfactual | Dem_BB008 | GWh | NGED East Midlands | Berkswell |  | 1230.184 | 1235.177 | 1226.975 | 1215.376 | 1206.498 | 1198.272 | 1196.145 | 1196.203 | 1198.869 | 1202.642 | 1209.914 | 1213.984 | 1218.761 | 1226.129 | 1239.087 | 1252.698 | 1266.958 | 1280.766 | 1297.275 | 1317.202 | 1337.466 | 1356.098 | 1374.095 | 1389.588 | 1409.222 | 1433.821 | 1462.559 | 1494.19
Counterfactual | Dem_BB008 | GWh | NGED East Midlands | Bicker Fen |  | 567.242 | 566.841 | 559.903 | 550.972 | 543.241 | 535.863 | 534.798 | 534.716 | 535.967 | 537.7 | 541.043 | 543.06 | 545.454 | 547.935 | 553.445 | 559.283 | 565.415 | 571.345 | 578.313 | 587.079 | 596.01 | 604.217 | 612.16 | 618.358 | 626.911 | 637.603 | 650.076 | 663.785
Counterfactual | Dem_BB008 | GWh | NGED East Midlands | Chesterfield |  | 2254.119 | 2198.696 | 2120.569 | 2037.65 | 1962.023 | 1890.115 | 1884.148 | 1881.835 | 1882.384 | 1885.788 | 1894.889 | 1899.282 | 1904.962 | 1912.479 | 1932.071 | 1952.816 | 1974.568 | 1995.64 | 2021.409 | 2052.156 | 2083.405 | 2112.099 | 2139.836 | 2164.195 | 2194.24 | 2231.77 | 2275.557 | 2323.718
Counterfactual | Dem_BB008 | GWh | NGED East Midlands | Coventry |  | 1886.201 | 1883.17 | 1858.342 | 1826.642 | 1799.802 | 1774.913 | 1767.853 | 1764.321 | 1764.629 | 1766.631 | 1774.135 | 1777.506 | 1782.228 | 1790.952 | 1808.619 | 1827.477 | 1847.287 | 1866.463 | 1889.826 | 1918.273 | 1947.195 | 1973.739 | 1999.41 | 2021.686 | 2049.242 | 2083.579 | 2123.598 | 2167.567
Counterfactual | Dem_BB008 | GWh | NGED East Midlands | Drakelow |  | 770.08 | 760.962 | 743.647 | 724.276 | 706.86 | 690.204 | 688.898 | 688.861 | 690.722 | 692.949 | 697.222 | 699.736 | 702.694 | 707.247 | 714.506 | 722.169 | 730.202 | 737.979 | 747.071 | 758.457 | 770.043 | 780.703 | 791.008 | 799.469 | 810.627 | 824.58 | 840.88 | 858.795
Counterfactual | Dem_BB008 | GWh | NGED East Midlands | East Claydon (_B) |  | 1803.011 | 1786.845 | 1750.552 | 1709.207 | 1673.68 | 1640.934 | 1616.059 | 1605.136 | 1588.924 | 1576.522 | 1569.768 | 1561.002 | 1553.001 | 1557.939 | 1571.936 | 1586.904 | 1603.809 | 1625.322 | 1653.869 | 1680.167 | 1705.075 | 1730.775 | 1762.248 | 1801.64 | 1835.2 | 1873.872 | 1921.785 | 1976.9
Counterfactual | Dem_BB008 | GWh | NGED East Midlands | Enderby |  | 1968.293 | 1961.286 | 1933.991 | 1901.676 | 1874.017 | 1847.752 | 1844.031 | 1843.72 | 1846.977 | 1852.219 | 1862.832 | 1868.488 | 1875.219 | 1886.324 | 1906.409 | 1927.484 | 1949.55 | 1970.934 | 1996.701 | 2027.422 | 2058.64 | 2087.341 | 2115.064 | 2139.463 | 2169.77 | 2207.736 | 2252.09 | 2300.926
Counterfactual | Dem_BB008 | GWh | NGED East Midlands | Grendon |  | 2764.53 | 2741.815 | 2689.242 | 2628.663 | 2575.783 | 2526.167 | 2517.427 | 2513.616 | 2514.784 | 2518.629 | 2530.135 | 2535.435 | 2542.505 | 2555.669 | 2581.647 | 2609.198 | 2638.106 | 2666.106 | 2700.496 | 2741.481 | 2783.133 | 2821.372 | 2858.335 | 2891.155 | 2931.123 | 2981.023 | 3039.224 | 3103.229
Counterfactual | Dem_BB008 | GWh | NGED East Midlands | Ratcliffe |  | 1825.049 | 1829.917 | 1814.724 | 1793.618 | 1776.555 | 1760.598 | 1755.875 | 1754.49 | 1756.661 | 1760.644 | 1769.869 | 1774.579 | 1780.427 | 1790.413 | 1808.988 | 1828.586 | 1849.137 | 1869.038 | 1892.822 | 1921.723 | 1951.105 | 1978.094 | 2004.181 | 2026.854 | 2055.192 | 2090.632 | 2131.995 | 2177.511
Counterfactual | Dem_BB008 | GWh | NGED East Midlands | Staythorpe |  | 1012.042 | 999.243 | 976.91 | 952.946 | 931.398 | 910.568 | 910.27 | 911.541 | 914.503 | 918.578 | 925.2 | 929.195 | 933.629 | 938.766 | 949.117 | 959.882 | 971.14 | 982.048 | 995.017 | 1010.493 | 1026.231 | 1040.727 | 1054.717 | 1066.325 | 1081.741 | 1101.101 | 1123.759 | 1148.724
Counterfactual | Dem_BB008 | GWh | NGED East Midlands | Stoke Bardolph |  | 643.429 | 653.273 | 655.357 | 654.747 | 655.196 | 655.721 | 654.214 | 653.935 | 655.292 | 657.169 | 661.014 | 663.226 | 665.903 | 669.645 | 676.415 | 683.584 | 691.112 | 698.391 | 706.904 | 717.637 | 728.556 | 738.591 | 748.299 | 756.364 | 766.838 | 779.926 | 795.2 | 811.995
Counterfactual | Dem_BB008 | GWh | NGED East Midlands | Walpole (_B) |  | 764.355 | 1066.657 | 1348.06 | 1612.246 | 1867.539 | 2112.69 | 2106.231 | 2103.83 | 2105.44 | 2109.414 | 2119.718 | 2124.705 | 2131.081 | 2142.043 | 2164.122 | 2187.468 | 2211.948 | 2235.66 | 2264.352 | 2298.856 | 2333.925 | 2366.128 | 2397.255 | 2424.308 | 2458.071 | 2500.26 | 2549.497 | 2603.659
Counterfactual | Dem_BB008 | GWh | NGED East Midlands | West Burton |  | 890.062 | 875.635 | 852.392 | 827.403 | 804.774 | 783.065 | 782.096 | 782.521 | 784.672 | 787.585 | 792.766 | 795.821 | 799.331 | 803.738 | 812.261 | 821.208 | 830.581 | 839.649 | 850.48 | 863.564 | 876.869 | 889.12 | 900.955 | 910.72 | 923.632 | 939.82 | 958.741 | 979.568
Counterfactual | Dem_BB008 | GWh | NGED East Midlands | Willington |  | 1763.622 | 1816.845 | 1848.209 | 1871.024 | 1896.08 | 1920.596 | 1914.6 | 1912.302 | 1913.995 | 1917.596 | 1926.982 | 1931.601 | 1937.525 | 1947.944 | 1967.832 | 1988.896 | 2010.994 | 2032.393 | 2058.293 | 2089.58 | 2121.383 | 2150.592 | 2178.826 | 2203.409 | 2233.967 | 2272.132 | 2316.659 | 2365.63
Counterfactual | Dem_BB008 | GWh | NGED South Wales | Aberthaw |  | 819.429 | 812.098 | 795.485 | 776.017 | 758.919 | 742.939 | 739.456 | 737.486 | 736.802 | 737.075 | 739.674 | 740.588 | 742.085 | 745.308 | 752.607 | 760.421 | 768.625 | 776.578 | 786.438 | 798.244 | 810.244 | 821.245 | 831.882 | 841.585 | 852.992 | 867.189 | 883.727 | 901.896
Counterfactual | Dem_BB008 | GWh | NGED South Wales | Alpha Steel (Uskmouth) |  | 2.914 | 3.278 | 3.591 | 3.878 | 4.157 | 4.426 | 4.415 | 4.416 | 4.418 | 4.429 | 4.455 | 4.474 | 4.491 | 4.511 | 4.554 | 4.602 | 4.653 | 4.704 | 4.769 | 4.842 | 4.911 | 4.982 | 5.049 | 5.115 | 5.188 | 5.276 | 5.377 | 5.493
Counterfactual | Dem_BB008 | GWh | NGED South Wales | Cardiff East |  | 656.504 | 628.687 | 595.196 | 561.229 | 529.757 | 499.691 | 498.402 | 498.056 | 498.491 | 499.586 | 502.139 | 503.356 | 504.863 | 507.72 | 513.141 | 518.836 | 524.795 | 530.57 | 537.596 | 545.87 | 554.272 | 561.993 | 569.444 | 576.223 | 584.38 | 594.593 | 606.525 | 619.669
Counterfactual | Dem_BB008 | GWh | NGED South Wales | Grange |  | 250.212 | 259.755 | 265.73 | 269.967 | 274.501 | 278.995 | 277.272 | 276.138 | 275.494 | 275.234 | 275.884 | 275.977 | 276.329 | 277.179 | 279.719 | 282.48 | 285.394 | 288.212 | 291.722 | 296.028 | 300.397 | 304.4 | 308.277 | 311.781 | 315.876 | 320.945 | 326.834 | 333.292
Counterfactual | Dem_BB008 | GWh | NGED South Wales | Imperial Park |  | 103.458 | 95.495 | 86.661 | 77.835 | 69.558 | 61.669 | 61.409 | 61.279 | 61.222 | 61.277 | 61.525 | 61.63 | 61.774 | 62.007 | 62.619 | 63.275 | 63.962 | 64.626 | 65.454 | 66.441 | 67.443 | 68.359 | 69.248 | 70.106 | 71.055 | 72.246 | 73.632 | 75.155
Counterfactual | Dem_BB008 | GWh | NGED South Wales | Pembroke |  | 571.14 | 614.649 | 650.846 | 683.866 | 716.763 | 748.48 | 747.226 | 747.347 | 748.501 | 750.73 | 755.072 | 757.299 | 759.903 | 764.492 | 772.922 | 781.718 | 790.909 | 799.827 | 810.604 | 823.194 | 835.98 | 847.743 | 859.09 | 869.506 | 882.023 | 897.732 | 916.102 | 936.35
Counterfactual | Dem_BB008 | GWh | NGED South Wales | Pyle |  | 420.595 | 447.723 | 469.041 | 487.559 | 506.148 | 524.144 | 522.126 | 521.151 | 520.991 | 521.561 | 523.729 | 524.623 | 525.888 | 528.305 | 533.666 | 539.359 | 545.334 | 551.118 | 558.195 | 566.663 | 575.261 | 583.151 | 590.774 | 597.695 | 605.944 | 616.236 | 628.235 | 641.433
Counterfactual | Dem_BB008 | GWh | NGED South Wales | Rassau |  | 948.56 | 924.291 | 890.781 | 855.497 | 823.363 | 792.835 | 790.246 | 789.19 | 789.366 | 790.622 | 794.245 | 795.857 | 797.981 | 802.08 | 810.424 | 819.235 | 828.465 | 837.408 | 848.349 | 861.3 | 874.46 | 886.54 | 898.212 | 908.879 | 921.573 | 937.435 | 955.949 | 976.328
Counterfactual | Dem_BB008 | GWh | NGED South Wales | Swansea North |  | 2360.928 | 2377.354 | 2368.116 | 2351.152 | 2339.309 | 2328.666 | 2321.546 | 2318.915 | 2320.016 | 2324.1 | 2335.082 | 2340.033 | 2346.434 | 2359.144 | 2383.95 | 2410.093 | 2437.47 | 2464.008 | 2496.326 | 2534.555 | 2573.388 | 2609.055 | 2643.496 | 2674.687 | 2712.252 | 2759.229 | 2814.069 | 2874.441
Counterfactual | Dem_BB008 | GWh | NGED South Wales | Upper Boat 132kV |  | 854.584 | 838.923 | 813.857 | 786.16 | 761.257 | 737.839 | 734.211 | 732.098 | 731.311 | 731.42 | 733.852 | 734.624 | 735.99 | 739.183 | 746.379 | 754.096 | 762.21 | 770.059 | 779.787 | 791.474 | 803.352 | 814.238 | 824.768 | 834.279 | 845.55 | 859.578 | 875.911 | 893.853
Counterfactual | Dem_BB008 | GWh | NGED South Wales | Upper Boat 33kV |  | 194.552 | 196.089 | 195.473 | 194.186 | 193.316 | 192.545 | 191.924 | 191.682 | 191.749 | 192.063 | 192.961 | 193.354 | 193.883 | 194.906 | 196.934 | 199.074 | 201.319 | 203.501 | 206.164 | 209.312 | 212.511 | 215.446 | 218.287 | 220.872 | 223.956 | 227.817 | 232.32 | 237.285
Counterfactual | Dem_BB008 | GWh | NGED South Wales | Uskmouth |  | 924.267 | 930.1 | 925.216 | 916.693 | 910.282 | 904.534 | 900.776 | 898.824 | 898.414 | 899.149 | 902.669 | 904.04 | 906.072 | 910.353 | 919.485 | 929.206 | 939.413 | 949.298 | 961.485 | 976.015 | 990.78 | 1004.322 | 1017.415 | 1029.305 | 1043.423 | 1061.025 | 1081.544 | 1104.104
Counterfactual | Dem_BB008 | GWh | NGED South West | Abham |  | 1303.041 | 1238.517 | 1162.263 | 1085.163 | 1013.867 | 946.211 | 942.655 | 940.971 | 941.431 | 942.573 | 946.589 | 948.293 | 950.661 | 956.406 | 966.131 | 976.448 | 987.269 | 997.753 | 1010.864 | 1026.201 | 1041.778 | 1056.085 | 1069.903 | 1082.205 | 1097.156 | 1115.805 | 1137.571 | 1161.494
Counterfactual | Dem_BB008 | GWh | NGED South West | Alverdiscott |  | 1085.688 | 1042.826 | 990.204 | 936.675 | 887.432 | 840.644 | 838.128 | 837.229 | 838.191 | 839.762 | 843.833 | 845.729 | 848.155 | 853.683 | 862.616 | 872.035 | 881.903 | 891.471 | 903.364 | 917.181 | 931.221 | 944.118 | 956.574 | 967.683 | 981.252 | 998.215 | 1018.024 | 1039.82
Counterfactual | Dem_BB008 | GWh | NGED South West | Axminster |  | 290.781 | 289.408 | 284.76 | 279.31 | 274.748 | 270.577 | 268.282 | 266.284 | 262.006 | 258.763 | 256.466 | 253.789 | 251.247 | 251.109 | 253.15 | 255.405 | 258.131 | 262.066 | 266.265 | 270.699 | 274.707 | 278.753 | 284.206 | 290.654 | 296.632 | 303.76 | 312.665 | 323.098
Counterfactual | Dem_BB008 | GWh | NGED South West | Bridgewater |  | 608.841 | 642.031 | 667.268 | 689.222 | 711.719 | 733.711 | 731.155 | 730.032 | 730.639 | 731.707 | 734.991 | 736.447 | 738.398 | 743.073 | 750.699 | 758.767 | 767.227 | 775.426 | 785.672 | 797.616 | 809.765 | 820.909 | 831.687 | 841.191 | 852.865 | 867.443 | 884.452 | 903.16
Counterfactual | Dem_BB008 | GWh | NGED South West | Exeter |  | 1134.523 | 1183.988 | 1219.179 | 1248.651 | 1279.373 | 1309.434 | 1304.919 | 1302.963 | 1303.713 | 1305.614 | 1311.449 | 1314 | 1317.42 | 1325.25 | 1338.917 | 1353.39 | 1368.551 | 1383.248 | 1401.438 | 1422.788 | 1444.479 | 1464.395 | 1483.632 | 1500.806 | 1521.689 | 1547.779 | 1578.22 | 1611.712
Counterfactual | Dem_BB008 | GWh | NGED South West | Indian Queens |  | 1791.3 | 1776.79 | 1742 | 1701.156 | 1665.689 | 1632.797 | 1624.9 | 1620.343 | 1619.32 | 1619.697 | 1625.2 | 1627.017 | 1630.118 | 1638.393 | 1654.392 | 1671.532 | 1689.54 | 1706.984 | 1728.776 | 1754.712 | 1781.065 | 1805.222 | 1828.586 | 1849.353 | 1874.385 | 1905.532 | 1941.815 | 1981.658
Counterfactual | Dem_BB008 | GWh | NGED South West | Landulph |  | 1532.428 | 1396.407 | 1246.836 | 1097.555 | 957.922 | 825.514 | 820.283 | 816.835 | 815.489 | 814.624 | 816.48 | 816.706 | 817.705 | 821.49 | 828.967 | 837.117 | 845.706 | 854.014 | 864.655 | 877.386 | 890.326 | 902.172 | 913.642 | 923.749 | 935.836 | 950.802 | 968.204 | 987.269
Counterfactual | Dem_BB008 | GWh | NGED South West | Sandford |  | 464.36 | 451.854 | 434.728 | 416.85 | 400.716 | 385.527 | 383.81 | 382.881 | 380.173 | 378.274 | 377.612 | 376.141 | 374.773 | 376.003 | 379.074 | 382.339 | 386.073 | 390.971 | 397.514 | 403.407 | 408.808 | 413.984 | 420.638 | 429.486 | 437.037 | 446.252 | 457.729 | 471.121
Counterfactual | Dem_BB008 | GWh | NGED South West | Seabank |  | 1159.706 | 1128.518 | 1085.78 | 1041.16 | 1000.894 | 962.989 | 958.711 | 956.39 | 949.736 | 945.041 | 943.389 | 939.708 | 936.267 | 939.666 | 947.617 | 956.044 | 965.596 | 978.01 | 994.511 | 1009.376 | 1023.006 | 1036.064 | 1052.821 | 1075.018 | 1093.934 | 1116.998 | 1145.688 | 1179.185
Counterfactual | Dem_BB008 | GWh | NGED South West | Taunton |  | 656.447 | 635.949 | 609.026 | 581.053 | 555.548 | 531.431 | 529.48 | 528.575 | 529.031 | 529.732 | 532.054 | 533.07 | 534.465 | 537.902 | 543.358 | 549.153 | 555.231 | 561.118 | 568.47 | 577.091 | 585.857 | 593.9 | 601.673 | 608.376 | 616.776 | 627.261 | 639.489 | 652.938
Counterfactual | Dem_BB008 | GWh | NGED West Midlands | Bishops Wood |  | 2268.068 | 2213.329 | 2135.328 | 2052.053 | 1976.361 | 1904.666 | 1897.253 | 1893.617 | 1893.658 | 1895.716 | 1903.61 | 1906.906 | 1911.562 | 1921.366 | 1940.761 | 1961.37 | 1983.001 | 2003.946 | 2029.447 | 2060.175 | 2091.402 | 2120.053 | 2147.751 | 2172.201 | 2202.105 | 2239.406 | 2282.897 | 2330.721
Counterfactual | Dem_BB008 | GWh | NGED West Midlands | Bushbury |  | 791.88 | 778.856 | 756.16 | 730.318 | 706.896 | 684.808 | 681.613 | 679.816 | 680.146 | 680.733 | 683.533 | 684.946 | 686.985 | 690.391 | 696.67 | 703.48 | 710.664 | 717.605 | 725.848 | 736.556 | 747.457 | 757.458 | 767.147 | 774.92 | 785.114 | 797.762 | 812.474 | 828.596
Counterfactual | Dem_BB008 | GWh | NGED West Midlands | Bustleholme |  | 1185.316 | 1185.897 | 1169.909 | 1147.006 | 1127.48 | 1109.83 | 1101.501 | 1095.662 | 1092.82 | 1090.763 | 1092.549 | 1092.522 | 1093.726 | 1096.789 | 1105.858 | 1115.953 | 1126.653 | 1136.974 | 1149.924 | 1166.46 | 1183.29 | 1198.673 | 1213.606 | 1226.154 | 1241.531 | 1260.451 | 1282.395 | 1306.362
Counterfactual | Dem_BB008 | GWh | NGED West Midlands | Cellarhead |  | 2259.82 | 2298.155 | 2307.845 | 2306.247 | 2308.893 | 2312.456 | 2301.942 | 2296.122 | 2295.564 | 2297.009 | 2305.738 | 2309.301 | 2314.734 | 2325.326 | 2347.777 | 2371.873 | 2397.198 | 2421.71 | 2452.137 | 2488.834 | 2526.144 | 2560.357 | 2593.463 | 2621.897 | 2657.253 | 2701.237 | 2752.472 | 2808.717
Counterfactual | Dem_BB008 | GWh | NGED West Midlands | Feckenham |  | 1912.695 | 1808.707 | 1687.158 | 1564.116 | 1449.595 | 1340.573 | 1335.966 | 1333.976 | 1335.025 | 1337.272 | 1343.636 | 1346.796 | 1350.937 | 1357.893 | 1371.424 | 1385.816 | 1400.94 | 1415.575 | 1433.296 | 1454.942 | 1476.948 | 1497.158 | 1516.703 | 1533.495 | 1554.52 | 1580.745 | 1611.324 | 1644.927
Counterfactual | Dem_BB008 | GWh | NGED West Midlands | Hams Hall |  | 1495.706 | 1506.262 | 1498.81 | 1485.12 | 1474.813 | 1465.612 | 1459.684 | 1456.678 | 1456.936 | 1458.545 | 1464.711 | 1467.51 | 1471.443 | 1478.561 | 1493.046 | 1508.524 | 1524.792 | 1540.535 | 1559.711 | 1583.151 | 1606.978 | 1628.847 | 1650 | 1668.267 | 1690.937 | 1719.168 | 1752.071 | 1788.202
Counterfactual | Dem_BB008 | GWh | NGED West Midlands | Iron Acton |  | 2543.034 | 2505.162 | 2440.897 | 2370.091 | 2306.915 | 2247.274 | 2239.015 | 2235.179 | 2235.79 | 2238.556 | 2248.129 | 2252.139 | 2257.677 | 2270.625 | 2293.894 | 2318.554 | 2344.409 | 2369.463 | 2400.63 | 2437.126 | 2474.209 | 2508.241 | 2541.124 | 2570.985 | 2606.628 | 2651.128 | 2703.04 | 2760.142
Counterfactual | Dem_BB008 | GWh | NGED West Midlands | Ironbridge |  | 884.236 | 884.048 | 873.678 | 859.979 | 848.546 | 838.008 | 834.274 | 832.237 | 831.825 | 832.305 | 835.388 | 836.531 | 838.304 | 842.271 | 850.61 | 859.512 | 868.859 | 877.918 | 889.071 | 902.458 | 916.064 | 928.538 | 940.599 | 951.26 | 964.231 | 980.377 | 999.194 | 1019.877
Counterfactual | Dem_BB008 | GWh | NGED West Midlands | Kitwell |  | 1368.13 | 1381.67 | 1375.64 | 1360.833 | 1349.378 | 1339.575 | 1329.207 | 1321.873 | 1318.052 | 1315.187 | 1316.963 | 1316.527 | 1317.575 | 1321.524 | 1332.503 | 1344.724 | 1357.67 | 1370.174 | 1385.767 | 1405.718 | 1426.007 | 1444.546 | 1462.547 | 1477.76 | 1496.318 | 1519.146 | 1545.622 | 1574.551
Counterfactual | Dem_BB008 | GWh | NGED West Midlands | Nechells |  | 1378.945 | 1409.357 | 1422.975 | 1430.66 | 1440.758 | 1451.053 | 1446.449 | 1444.65 | 1446.048 | 1448.786 | 1455.933 | 1459.526 | 1464.146 | 1471.919 | 1486.784 | 1502.559 | 1519.119 | 1535.145 | 1554.53 | 1578.092 | 1602.051 | 1624.056 | 1645.329 | 1663.678 | 1686.641 | 1715.305 | 1748.744 | 1785.507
Counterfactual | Dem_BB008 | GWh | NGED West Midlands | Ocker Hill |  | 500.441 | 483.213 | 460.563 | 436.688 | 414.716 | 393.904 | 392.226 | 391.344 | 391.559 | 391.989 | 393.669 | 394.5 | 395.661 | 397.689 | 401.439 | 405.481 | 409.735 | 413.846 | 418.754 | 424.991 | 431.331 | 437.154 | 442.791 | 447.434 | 453.422 | 460.857 | 469.526 | 479.027
Counterfactual | Dem_BB008 | GWh | NGED West Midlands | Oldbury |  | 406.124 | 400.143 | 389.781 | 378.257 | 367.992 | 358.345 | 356.84 | 356.05 | 355.955 | 356.238 | 357.632 | 358.182 | 358.994 | 360.768 | 364.369 | 368.204 | 372.234 | 376.133 | 380.898 | 386.645 | 392.487 | 397.844 | 403.022 | 407.599 | 413.18 | 420.131 | 428.235 | 437.142
Counterfactual | Dem_BB008 | GWh | NGED West Midlands | Penn |  | 1118.893 | 1115.535 | 1097.416 | 1073.479 | 1052.71 | 1033.621 | 1026.712 | 1022.061 | 1019.874 | 1018.625 | 1020.845 | 1021.184 | 1022.573 | 1026.189 | 1035.141 | 1044.981 | 1055.381 | 1065.424 | 1077.706 | 1093.411 | 1109.388 | 1124.005 | 1138.176 | 1150.516 | 1165.299 | 1183.549 | 1204.754 | 1227.949
Counterfactual | Dem_BB008 | GWh | NGED West Midlands | Rugeley |  | 794.119 | 816.266 | 827.256 | 833.175 | 840.207 | 847.303 | 842.913 | 840.282 | 839.983 | 840.182 | 843.139 | 844.373 | 846.385 | 849.852 | 857.617 | 866.045 | 874.935 | 883.531 | 894.353 | 907.55 | 920.981 | 933.287 | 945.215 | 955.049 | 967.613 | 983.193 | 1001.321 | 1021.185
Counterfactual | Dem_BB008 | GWh | NGED West Midlands | Shrewsbury |  | 363.761 | 364.221 | 360.516 | 355.49 | 351.358 | 347.55 | 346.206 | 345.555 | 345.633 | 346.038 | 347.511 | 348.162 | 349.07 | 350.81 | 354.321 | 358.055 | 361.978 | 365.774 | 370.452 | 376.047 | 381.736 | 386.955 | 392.002 | 396.393 | 401.832 | 408.607 | 416.512 | 425.2
Counterfactual | Dem_BB008 | GWh | NGED West Midlands | Walham |  | 1612.059 | 1593.629 | 1557.548 | 1516.437 | 1480.093 | 1445.995 | 1439.694 | 1436.303 | 1436.017 | 1436.957 | 1442.373 | 1444.401 | 1447.502 | 1455.367 | 1469.858 | 1485.319 | 1501.543 | 1517.261 | 1536.904 | 1560.084 | 1583.637 | 1605.238 | 1626.13 | 1644.82 | 1667.3 | 1695.312 | 1727.963 | 1763.844
Counterfactual | Dem_BB008 | GWh | NGED West Midlands | Willenhall |  | 620.406 | 592.023 | 557 | 520.677 | 486.945 | 454.908 | 453.079 | 452.147 | 452.706 | 453.382 | 455.521 | 456.699 | 458.28 | 460.743 | 464.986 | 469.575 | 474.41 | 479.081 | 484.57 | 491.745 | 499.053 | 505.763 | 512.264 | 517.394 | 524.248 | 532.77 | 542.69 | 553.562
Counterfactual | Dem_BB008 | GWh | NPg Northeast | Blyth 132kV |  | 227.607 | 229.59 | 229.002 | 227.584 | 226.627 | 225.764 | 225.092 | 224.849 | 224.881 | 225.318 | 226.434 | 226.967 | 227.656 | 228.456 | 230.821 | 233.322 | 235.94 | 238.48 | 241.638 | 245.327 | 249.072 | 252.51 | 255.838 | 258.847 | 262.457 | 266.971 | 272.239 | 278.036
Counterfactual | Dem_BB008 | GWh | NPg Northeast | Blyth 66kV |  | 607.697 | 914.826 | 1201.508 | 1468.758 | 1725.761 | 1972.048 | 1960.489 | 1953.127 | 1949.448 | 1948.1 | 1953.139 | 1954.078 | 1956.76 | 1963.827 | 1982.22 | 2002.133 | 2023.085 | 2043.371 | 2068.688 | 2099.372 | 2130.548 | 2159.095 | 2186.733 | 2211.339 | 2240.658 | 2277.021 | 2319.325 | 2365.734
Counterfactual | Dem_BB008 | GWh | NPg Northeast | Fourstones |  | 125.32 | 120.966 | 115.674 | 110.403 | 105.532 | 100.835 | 100.826 | 100.994 | 101.28 | 101.721 | 102.432 | 102.828 | 103.267 | 103.932 | 105.141 | 106.387 | 107.691 | 108.955 | 110.476 | 112.215 | 113.987 | 115.616 | 117.192 | 118.621 | 120.377 | 122.591 | 125.18 | 128.047
Counterfactual | Dem_BB008 | GWh | NPg Northeast | Hart Moor |  | 493.675 | 473.788 | 448.44 | 421.789 | 397.278 | 374.181 | 371.831 | 370.289 | 369.342 | 368.981 | 369.852 | 369.999 | 370.496 | 371.179 | 374.542 | 378.207 | 382.071 | 385.808 | 390.594 | 396.34 | 402.18 | 407.52 | 412.698 | 417.298 | 422.744 | 429.487 | 437.318 | 445.906
Counterfactual | Dem_BB008 | GWh | NPg Northeast | Hawthorn Pit |  | 366.312 | 370.983 | 370.247 | 366.986 | 364.607 | 362.673 | 359.617 | 357.402 | 355.787 | 354.766 | 355.033 | 354.739 | 354.866 | 354.792 | 357.654 | 360.872 | 364.287 | 367.579 | 371.939 | 377.256 | 382.662 | 387.6 | 392.384 | 396.606 | 401.521 | 407.549 | 414.524 | 422.145
Counterfactual | Dem_BB008 | GWh | NPg Northeast | Knaresborough |  | 653.673 | 660.835 | 660.598 | 658.026 | 656.786 | 655.811 | 653.891 | 653.226 | 653.28 | 654.57 | 657.819 | 659.392 | 661.401 | 663.326 | 670.21 | 677.482 | 685.108 | 692.488 | 701.716 | 712.428 | 723.316 | 733.311 | 742.974 | 751.517 | 762.019 | 775.137 | 790.455 | 807.307
Counterfactual | Dem_BB008 | GWh | NPg Northeast | Lackenby |  | 670.735 | 685.345 | 690.774 | 692.112 | 694.701 | 697.624 | 693.232 | 690.348 | 688.619 | 687.912 | 689.512 | 689.735 | 690.619 | 692.043 | 698.329 | 705.186 | 712.412 | 719.397 | 728.341 | 739.058 | 749.954 | 759.92 | 769.581 | 778.118 | 788.292 | 800.882 | 815.519 | 831.56
Counterfactual | Dem_BB008 | GWh | NPg Northeast | Norton |  | 1757.644 | 1781.418 | 1785.353 | 1782.963 | 1784.017 | 1785.608 | 1780.423 | 1778.648 | 1779.206 | 1782.692 | 1791.483 | 1795.687 | 1801.023 | 1808.237 | 1827.13 | 1847.053 | 1867.926 | 1888.161 | 1913.229 | 1942.483 | 1972.21 | 1999.513 | 2025.888 | 2049.582 | 2078.299 | 2114.199 | 2156.107 | 2202.229
Counterfactual | Dem_BB008 | GWh | NPg Northeast | Offerton |  | 193.946 | 197.213 | 197.984 | 197.758 | 197.921 | 198.19 | 197.171 | 196.561 | 196.243 | 196.246 | 196.884 | 197.1 | 197.475 | 197.943 | 199.82 | 201.851 | 203.987 | 206.053 | 208.674 | 211.781 | 214.938 | 217.834 | 220.638 | 223.134 | 226.12 | 229.825 | 234.138 | 238.869
Counterfactual | Dem_BB008 | GWh | NPg Northeast | Osbaldwick |  | 1075.955 | 1115.061 | 1141.234 | 1162.546 | 1185.097 | 1207.068 | 1203.833 | 1202.891 | 1203.545 | 1206.122 | 1212.252 | 1215.221 | 1218.921 | 1224.165 | 1237.102 | 1250.711 | 1264.965 | 1278.782 | 1295.95 | 1315.824 | 1336.023 | 1354.575 | 1372.494 | 1388.662 | 1408.225 | 1432.701 | 1461.286 | 1492.756
Counterfactual | Dem_BB008 | GWh | NPg Northeast | Poppleton |  | 168.53 | 171.088 | 171.721 | 171.767 | 172.084 | 172.399 | 172.194 | 172.299 | 172.335 | 172.978 | 174.121 | 174.799 | 175.581 | 175.205 | 177.065 | 179.006 | 181.049 | 183.029 | 185.621 | 188.473 | 191.377 | 194.046 | 196.62 | 198.841 | 201.656 | 205.184 | 209.302 | 213.838
Counterfactual | Dem_BB008 | GWh | NPg Northeast | Saltholme |  | 911.817 | 932.323 | 942.212 | 948.328 | 955.946 | 963.562 | 960.45 | 959.208 | 959.481 | 961.038 | 965.471 | 967.446 | 970.033 | 974.788 | 984.953 | 995.682 | 1006.924 | 1017.821 | 1031.185 | 1046.939 | 1062.94 | 1077.638 | 1091.832 | 1104.553 | 1120.004 | 1139.312 | 1161.851 | 1186.654
Counterfactual | Dem_BB008 | GWh | NPg Northeast | South Shields |  | 278.559 | 280.821 | 279.478 | 276.711 | 274.612 | 272.787 | 271.19 | 270.171 | 269.561 | 269.398 | 270.121 | 270.301 | 270.726 | 271.23 | 273.728 | 276.437 | 279.291 | 282.057 | 285.589 | 289.81 | 294.096 | 298.02 | 301.822 | 305.21 | 309.221 | 314.2 | 319.984 | 326.326
Counterfactual | Dem_BB008 | GWh | NPg Northeast | Spennymoor |  | 1033.695 | 1011.249 | 977.456 | 940.638 | 907.328 | 875.95 | 871.784 | 869.405 | 868.294 | 868.601 | 871.666 | 872.78 | 874.6 | 876.903 | 885.399 | 894.514 | 904.1 | 913.376 | 925.202 | 939.054 | 953.136 | 966.038 | 978.526 | 989.721 | 1003.068 | 1019.676 | 1039.015 | 1060.253
Counterfactual | Dem_BB008 | GWh | NPg Northeast | Stella North |  | 871.481 | 868.465 | 857.131 | 844.23 | 833.37 | 823.012 | 822.169 | 822.789 | 824.2 | 827.177 | 832.462 | 835.364 | 838.661 | 842.343 | 851.726 | 861.48 | 871.675 | 881.564 | 893.663 | 907.583 | 921.73 | 934.748 | 947.304 | 958.577 | 972.453 | 989.894 | 1010.288 | 1032.773
Counterfactual | Dem_BB008 | GWh | NPg Northeast | Stella South |  | 755.107 | 776.32 | 787.824 | 795.343 | 803.982 | 812.602 | 809.144 | 807.322 | 806.55 | 807.203 | 810.389 | 811.701 | 813.64 | 815.735 | 823.774 | 832.358 | 841.383 | 850.112 | 861.073 | 874.026 | 887.187 | 899.266 | 910.944 | 921.316 | 933.849 | 949.458 | 967.647 | 987.634
Counterfactual | Dem_BB008 | GWh | NPg Northeast | Tynemouth 1 |  | 623.412 | 618.989 | 607.997 | 595.322 | 584.324 | 573.981 | 572.231 | 571.581 | 571.69 | 572.74 | 575.502 | 576.807 | 578.48 | 580.737 | 586.772 | 593.144 | 599.82 | 606.289 | 614.316 | 623.693 | 633.223 | 641.975 | 650.426 | 658.021 | 667.211 | 678.703 | 692.11 | 706.864
Counterfactual | Dem_BB008 | GWh | NPg Northeast | West Boldon |  | 852.046 | 863.378 | 863.916 | 860.265 | 858.435 | 857.17 | 852.819 | 850.238 | 848.908 | 848.977 | 851.766 | 852.711 | 854.376 | 856.47 | 864.64 | 873.434 | 882.692 | 891.643 | 903.001 | 916.469 | 930.15 | 942.686 | 954.826 | 965.652 | 978.581 | 994.649 | 1013.348 | 1033.873
Counterfactual | Dem_BB008 | GWh | NPg Yorkshire | Bradford West |  | 1568.693 | 1582.034 | 1577.696 | 1567.723 | 1561.108 | 1555.306 | 1550.183 | 1548.089 | 1548.212 | 1550.701 | 1557.869 | 1561.127 | 1565.419 | 1571.941 | 1588.169 | 1605.327 | 1623.316 | 1640.753 | 1662.544 | 1687.874 | 1713.617 | 1737.244 | 1760.078 | 1780.802 | 1805.592 | 1836.562 | 1872.698 | 1912.455
Counterfactual | Dem_BB008 | GWh | NPg Yorkshire | Camblesforth |  | 156.355 | 154.153 | 150.213 | 145.792 | 141.802 | 138.008 | 137.601 | 137.462 | 137.323 | 137.626 | 138.345 | 138.736 | 139.23 | 138.925 | 140.31 | 141.782 | 143.328 | 144.826 | 146.722 | 148.942 | 151.194 | 153.266 | 155.27 | 156.927 | 159.085 | 161.775 | 164.908 | 168.355
Counterfactual | Dem_BB008 | GWh | NPg Yorkshire | Creyke Beck |  | 2042.726 | 2033.364 | 2001.985 | 1964.489 | 1932.391 | 1902.381 | 1895.759 | 1892.86 | 1893.078 | 1895.789 | 1904.245 | 1907.958 | 1912.965 | 1921.946 | 1941.695 | 1962.604 | 1984.531 | 2005.77 | 2031.775 | 2062.695 | 2094.112 | 2122.945 | 2150.81 | 2175.645 | 2205.86 | 2243.597 | 2287.614 | 2336.043
Counterfactual | Dem_BB008 | GWh | NPg Yorkshire | Drax |  | 452.812 | 468.626 | 478.611 | 486.197 | 494.336 | 502.326 | 500.467 | 499.592 | 499.271 | 499.916 | 502.114 | 503.103 | 504.466 | 505.513 | 510.587 | 515.987 | 521.653 | 527.138 | 533.944 | 542.023 | 550.225 | 557.755 | 565.038 | 571.362 | 579.209 | 588.993 | 600.411 | 612.958
Counterfactual | Dem_BB008 | GWh | NPg Yorkshire | Elland |  | 1297.728 | 1294.895 | 1277.487 | 1255.641 | 1237.179 | 1220.051 | 1215.204 | 1212.784 | 1212.205 | 1213.433 | 1218.401 | 1220.46 | 1223.407 | 1228.068 | 1240.413 | 1253.548 | 1267.331 | 1280.68 | 1297.456 | 1317.077 | 1337.015 | 1355.311 | 1372.993 | 1389.007 | 1408.089 | 1431.875 | 1459.61 | 1490.097
Counterfactual | Dem_BB008 | GWh | NPg Yorkshire | Ferrybridge A |  | 373.135 | 373.58 | 369.073 | 362.563 | 357.037 | 351.997 | 349.692 | 348.152 | 347.091 | 346.681 | 347.454 | 347.57 | 348.041 | 348.155 | 351.228 | 354.601 | 358.161 | 361.603 | 366.085 | 371.432 | 376.87 | 381.851 | 386.674 | 390.929 | 395.975 | 402.211 | 409.451 | 417.38
Counterfactual | Dem_BB008 | GWh | NPg Yorkshire | Ferrybridge B (_M) |  | 1069.392 | 927.767 | 779.03 | 633.232 | 495.681 | 364.642 | 362.843 | 361.79 | 361.084 | 361.197 | 362.473 | 362.987 | 363.814 | 363.855 | 367.268 | 370.959 | 374.842 | 378.599 | 383.483 | 389.182 | 394.972 | 400.283 | 405.424 | 409.972 | 415.428 | 422.198 | 430.08 | 438.726
Counterfactual | Dem_BB008 | GWh | NPg Yorkshire | Grimsby West |  | 989.349 | 976.182 | 951.861 | 924.249 | 899.625 | 876.49 | 872.541 | 870.362 | 869.46 | 869.98 | 873.242 | 874.528 | 876.509 | 878.736 | 887.298 | 896.471 | 906.113 | 915.445 | 927.32 | 941.232 | 955.366 | 968.327 | 980.867 | 991.885 | 1005.31 | 1022.014 | 1041.472 | 1062.84
Counterfactual | Dem_BB008 | GWh | NPg Yorkshire | Jordanthorpe |  | 179.675 | 181.384 | 180.428 | 178.292 | 176.547 | 174.987 | 173.909 | 173.206 | 172.732 | 172.664 | 173.199 | 173.44 | 173.882 | 173.444 | 174.873 | 176.456 | 178.139 | 179.756 | 181.838 | 184.451 | 187.117 | 189.561 | 191.928 | 193.838 | 196.269 | 199.271 | 202.753 | 206.553
Counterfactual | Dem_BB008 | GWh | NPg Yorkshire | Keadby |  | 1211.925 | 1215.396 | 1204.753 | 1189.494 | 1176.951 | 1165.274 | 1161.389 | 1159.763 | 1159.767 | 1161.789 | 1167.373 | 1170.172 | 1173.81 | 1176.984 | 1188.764 | 1201.296 | 1214.445 | 1227.177 | 1242.998 | 1261.786 | 1280.897 | 1298.439 | 1315.399 | 1330.233 | 1348.503 | 1371.299 | 1397.879 | 1427.097
Counterfactual | Dem_BB008 | GWh | NPg Yorkshire | Kirkstall B |  | 870.49 | 883.545 | 886.993 | 887.493 | 889.621 | 891.903 | 889.704 | 889.182 | 889.842 | 891.92 | 896.607 | 898.921 | 901.768 | 905.84 | 915.475 | 925.605 | 936.203 | 946.482 | 959.277 | 974.013 | 989.002 | 1002.761 | 1016.058 | 1028.163 | 1042.703 | 1060.896 | 1082.156 | 1105.559
Counterfactual | Dem_BB008 | GWh | NPg Yorkshire | Neepsend |  | 296.814 | 299.241 | 298.095 | 295.727 | 293.996 | 292.45 | 291.42 | 290.965 | 290.92 | 291.394 | 292.763 | 293.449 | 294.354 | 295.077 | 297.992 | 301.105 | 304.372 | 307.531 | 311.433 | 316.126 | 320.897 | 325.28 | 329.514 | 333.166 | 337.713 | 343.387 | 350.001 | 357.261
Counterfactual | Dem_BB008 | GWh | NPg Yorkshire | Norton Lees |  | 206.862 | 209.719 | 209.844 | 208.886 | 208.352 | 207.95 | 206.96 | 206.388 | 206.133 | 206.244 | 207.035 | 207.387 | 207.919 | 208.181 | 210.115 | 212.205 | 214.408 | 216.54 | 219.198 | 222.447 | 225.756 | 228.786 | 231.715 | 234.212 | 237.32 | 241.171 | 245.658 | 250.575
Counterfactual | Dem_BB008 | GWh | NPg Yorkshire | Pitsmoor |  | 178.361 | 181.22 | 182.31 | 183.034 | 184.062 | 185.061 | 185.069 | 185.399 | 185.93 | 186.791 | 188.163 | 188.969 | 189.851 | 190.804 | 192.973 | 195.223 | 197.567 | 199.844 | 202.572 | 205.752 | 208.984 | 211.959 | 214.828 | 217.352 | 220.541 | 224.554 | 229.253 | 234.433
Counterfactual | Dem_BB008 | GWh | NPg Yorkshire | Saltend North |  | 295.519 | 295.295 | 291.944 | 287.758 | 284.244 | 280.919 | 280.311 | 280.226 | 280.514 | 281.27 | 282.849 | 283.687 | 284.695 | 285.829 | 288.855 | 292.03 | 295.357 | 298.582 | 302.529 | 307.177 | 311.895 | 316.233 | 320.426 | 324.125 | 328.7 | 334.43 | 341.116 | 348.482
Counterfactual | Dem_BB008 | GWh | NPg Yorkshire | Sheffield City |  | 285.318 | 289.258 | 291.006 | 292.749 | 294.913 | 296.889 | 297.795 | 299.148 | 300.759 | 302.903 | 305.765 | 307.552 | 309.371 | 311.625 | 315.557 | 319.553 | 323.703 | 327.737 | 332.469 | 337.861 | 343.331 | 348.389 | 353.25 | 357.603 | 363.146 | 370.167 | 378.409 | 387.53
Counterfactual | Dem_BB008 | GWh | NPg Yorkshire | Skelton Grange |  | 2131.673 | 2151.07 | 2144.65 | 2128.81 | 2117.801 | 2108.379 | 2098.263 | 2092.47 | 2090.224 | 2090.786 | 2097.965 | 2100.39 | 2104.484 | 2112.485 | 2133.112 | 2155.207 | 2178.428 | 2200.914 | 2229.079 | 2262.516 | 2296.488 | 2327.635 | 2357.764 | 2384.844 | 2417.123 | 2457.279 | 2504.054 | 2555.434
Counterfactual | Dem_BB008 | GWh | NPg Yorkshire | Templeborough |  | 36.502 | 36.9 | 36.812 | 36.586 | 36.397 | 36.198 | 36.316 | 36.489 | 36.623 | 36.953 | 37.395 | 37.74 | 38.11 | 37.727 | 38.094 | 38.483 | 38.897 | 39.293 | 39.782 | 40.382 | 41.001 | 41.573 | 42.123 | 42.5 | 43.09 | 43.831 | 44.697 | 45.643
Counterfactual | Dem_BB008 | GWh | NPg Yorkshire | Thorpe Marsh |  | 492.224 | 492.112 | 486.741 | 479.959 | 474.321 | 469.017 | 467.934 | 467.729 | 467.914 | 469.111 | 471.684 | 473.037 | 474.67 | 475.792 | 480.802 | 486.073 | 491.593 | 496.94 | 503.819 | 511.543 | 519.393 | 526.603 | 533.57 | 539.901 | 547.497 | 557.013 | 568.118 | 580.339
Counterfactual | Dem_BB008 | GWh | NPg Yorkshire | Thurcroft |  | 899.367 | 905.118 | 899.015 | 888.145 | 879.353 | 871.422 | 866.571 | 863.543 | 861.956 | 861.78 | 864.454 | 865.406 | 867.167 | 868.46 | 876.349 | 884.935 | 893.984 | 902.732 | 913.701 | 927.158 | 940.843 | 953.384 | 965.534 | 975.935 | 988.716 | 1004.559 | 1022.981 | 1043.169
Counterfactual | Dem_BB008 | GWh | NPg Yorkshire | West Melton |  | 2364.151 | 2352.704 | 2315.177 | 2269.916 | 2230.923 | 2194.464 | 2185.918 | 2181.726 | 2181.247 | 2183.58 | 2192.623 | 2196.362 | 2201.675 | 2211.611 | 2233.972 | 2257.739 | 2282.672 | 2306.822 | 2336.416 | 2371.808 | 2407.768 | 2440.761 | 2472.656 | 2500.987 | 2535.442 | 2578.419 | 2628.532 | 2683.632
Counterfactual | Dem_BB008 | GWh | NPg Yorkshire | Wincobank |  | 81.085 | 97.107 | 111.693 | 125.424 | 138.82 | 151.715 | 151.584 | 151.723 | 152.05 | 152.624 | 153.631 | 154.195 | 154.838 | 155.601 | 157.326 | 159.119 | 161.001 | 162.819 | 165.016 | 167.583 | 170.194 | 172.593 | 174.917 | 176.957 | 179.518 | 182.735 | 186.495 | 190.639
Counterfactual | Dem_BB008 | GWh | SHETL | Direct(SHETL) |  | 5.311 | 6.018 | 6.641 | 7.213 | 7.757 | 8.269 | 8.286 | 8.308 | 8.34 | 8.392 | 8.474 | 8.53 | 8.587 | 8.921 | 9.013 | 9.107 | 9.204 | 9.299 | 9.558 | 9.706 | 9.855 | 9.991 | 10.122 | 10.503 | 10.645 | 10.83 | 11.044 | 11.278
Counterfactual | Dem_BB008 | GWh | SPEN | Ayr |  | 135.512 | 143.517 | 150.117 | 156.258 | 162.411 | 168.317 | 168.316 | 168.593 | 169.095 | 169.846 | 171.04 | 171.715 | 172.456 | 174.046 | 176.055 | 178.128 | 180.295 | 182.392 | 185.087 | 187.994 | 190.949 | 193.675 | 196.3 | 199.035 | 201.969 | 205.658 | 209.989 | 214.762
Counterfactual | Dem_BB008 | GWh | SPEN | Bainsford |  | 86.987 | 82.238 | 76.866 | 71.533 | 66.541 | 61.75 | 61.656 | 61.672 | 61.774 | 61.971 | 62.341 | 62.542 | 62.772 | 63.409 | 64.094 | 64.815 | 65.563 | 66.298 | 67.299 | 68.34 | 69.399 | 70.368 | 71.307 | 72.387 | 73.418 | 74.711 | 76.228 | 77.899
Counterfactual | Dem_BB008 | GWh | SPEN | Bathgate |  | 125.997 | 127.661 | 128.248 | 128.624 | 129.16 | 129.637 | 129.597 | 129.784 | 130.14 | 130.69 | 131.588 | 132.096 | 132.653 | 133.939 | 135.469 | 137.048 | 138.701 | 140.298 | 142.401 | 144.63 | 146.903 | 148.986 | 151 | 153.177 | 155.417 | 158.238 | 161.549 | 165.194
Counterfactual | Dem_BB008 | GWh | SPEN | Berwick |  | 89.43 | 101.558 | 112.693 | 123.473 | 134.064 | 144.241 | 144.622 | 145.223 | 145.978 | 146.951 | 148.267 | 149.067 | 149.878 | 151.306 | 153.218 | 155.157 | 157.183 | 159.138 | 161.509 | 164.12 | 166.777 | 169.225 | 171.581 | 173.875 | 176.563 | 179.968 | 183.968 | 188.399
Counterfactual | Dem_BB008 | GWh | SPEN | Bonnybridge |  | 188.532 | 196.985 | 203.25 | 208.631 | 214.112 | 219.394 | 218.783 | 218.58 | 218.727 | 219.181 | 220.276 | 220.807 | 221.475 | 223.321 | 225.651 | 228.107 | 230.68 | 233.173 | 236.516 | 240.124 | 243.8 | 247.169 | 250.425 | 253.937 | 257.492 | 261.928 | 267.12 | 272.825
Counterfactual | Dem_BB008 | GWh | SPEN | Braehead Park |  | 93.677 | 98.129 | 101.618 | 104.807 | 108.044 | 111.155 | 111.11 | 111.251 | 111.544 | 112.001 | 112.761 | 113.184 | 113.65 | 114.698 | 116.003 | 117.357 | 118.764 | 120.136 | 121.908 | 123.817 | 125.758 | 127.542 | 129.264 | 131.08 | 132.997 | 135.407 | 138.231 | 141.35
Counterfactual | Dem_BB008 | GWh | SPEN | Carntyne |  | 45.698 | 52.52 | 58.648 | 64.367 | 69.946 | 75.305 | 75.145 | 75.119 | 75.202 | 75.391 | 75.806 | 76.014 | 76.266 | 76.893 | 77.711 | 78.573 | 79.479 | 80.352 | 81.505 | 82.755 | 84.028 | 85.197 | 86.327 | 87.517 | 88.757 | 90.306 | 92.122 | 94.118
Counterfactual | Dem_BB008 | GWh | SPEN | Carsfad |  | 0 | 0 | 0 | 0 | 0 | 0 | 0 | 0 | 0 | 0 | 0 | 0 | 0 | 0 | 0 | 0 | 0 | 0 | 0 | 0 | 0 | 0 | 0 | 0 | 0 | 0 | 0 | 0
Counterfactual | Dem_BB008 | GWh | SPEN | Chapelcross |  | 75.416 | 80.109 | 84.05 | 87.767 | 91.479 | 95.036 | 95.1 | 95.318 | 95.655 | 96.137 | 96.863 | 97.288 | 97.735 | 98.671 | 99.835 | 101.033 | 102.281 | 103.493 | 105.032 | 106.699 | 108.387 | 109.948 | 111.446 | 113.007 | 114.693 | 116.814 | 119.31 | 122.064
Counterfactual | Dem_BB008 | GWh | SPEN | Charlotte Street |  | 224.801 | 225.95 | 225.896 | 226.161 | 226.707 | 227.058 | 228.068 | 229.387 | 230.908 | 232.787 | 235.174 | 236.67 | 238.141 | 240.593 | 243.793 | 247.009 | 250.353 | 253.598 | 257.454 | 261.697 | 265.995 | 269.97 | 273.791 | 277.468 | 281.884 | 287.488 | 294.09 | 301.401
Counterfactual | Dem_BB008 | GWh | SPEN | Clyde’s Mill |  | 272.691 | 268.388 | 261.886 | 255.168 | 249.133 | 243.315 | 243.148 | 243.397 | 243.974 | 244.921 | 246.528 | 247.418 | 248.407 | 250.668 | 253.491 | 256.419 | 259.479 | 262.444 | 266.306 | 270.462 | 274.692 | 278.581 | 282.327 | 286.295 | 290.461 | 295.698 | 301.829 | 308.588 | GSP also referred to as Westburn Road
Counterfactual | Dem_BB008 | GWh | SPEN | Coatbridge |  | 223.773 | 222.836 | 219.965 | 216.776 | 214.067 | 211.455 | 211.252 | 211.421 | 211.877 | 212.647 | 214.001 | 214.741 | 215.569 | 217.491 | 219.917 | 222.441 | 225.08 | 227.636 | 230.964 | 234.562 | 238.214 | 241.575 | 244.823 | 248.243 | 251.831 | 256.35 | 261.64 | 267.468
Counterfactual | Dem_BB008 | GWh | SPEN | Cockenzie |  | 121.086 | 132.465 | 142.335 | 151.487 | 160.484 | 169.114 | 168.846 | 168.887 | 169.173 | 169.699 | 170.706 | 171.241 | 171.856 | 173.343 | 175.236 | 177.211 | 179.286 | 181.29 | 183.916 | 186.764 | 189.657 | 192.316 | 194.881 | 197.599 | 200.429 | 203.98 | 208.133 | 212.714
Counterfactual | Dem_BB008 | GWh | SPEN | Coylton |  | 125.151 | 136.667 | 146.673 | 155.989 | 165.154 | 173.941 | 173.753 | 173.866 | 174.23 | 174.838 | 175.929 | 176.517 | 177.182 | 178.671 | 180.664 | 182.733 | 184.898 | 186.998 | 189.686 | 192.638 | 195.641 | 198.402 | 201.061 | 203.791 | 206.738 | 210.438 | 214.776 | 219.554
Counterfactual | Dem_BB008 | GWh | SPEN | Crookston A |  | 93.886 | 96.734 | 98.178 | 98.88 | 99.718 | 100.59 | 99.716 | 99.087 | 98.665 | 98.357 | 98.405 | 98.297 | 98.305 | 98.743 | 99.539 | 100.437 | 101.383 | 102.299 | 103.581 | 105.063 | 106.563 | 107.937 | 109.267 | 110.646 | 112.014 | 113.698 | 115.635 | 117.761
Counterfactual | Dem_BB008 | GWh | SPEN | Crookston B |  | 67.818 | 72.105 | 75.284 | 77.793 | 80.3 | 82.74 | 82.027 | 81.5 | 81.154 | 80.899 | 80.933 | 80.843 | 80.846 | 81.186 | 81.842 | 82.575 | 83.357 | 84.111 | 85.153 | 86.367 | 87.605 | 88.735 | 89.83 | 90.942 | 92.065 | 93.444 | 95.045 | 96.792
Counterfactual | Dem_BB008 | GWh | SPEN | Cumbernauld |  | 165.978 | 163.148 | 159.216 | 155.337 | 151.818 | 148.36 | 148.546 | 148.962 | 149.555 | 150.379 | 151.576 | 152.287 | 153.022 | 154.553 | 156.411 | 158.314 | 160.297 | 162.219 | 164.661 | 167.285 | 169.953 | 172.407 | 174.772 | 177.242 | 179.912 | 183.275 | 187.229 | 191.596
Counterfactual | Dem_BB008 | GWh | SPEN | Cupar |  | 154.182 | 162.479 | 169.252 | 175.537 | 181.817 | 187.805 | 187.792 | 188.093 | 188.646 | 189.47 | 190.796 | 191.549 | 192.365 | 194.138 | 196.376 | 198.682 | 201.098 | 203.438 | 206.435 | 209.682 | 212.981 | 216.017 | 218.946 | 221.994 | 225.259 | 229.374 | 234.198 | 239.516
Counterfactual | Dem_BB008 | GWh | SPEN | Currie |  | 28.602 | 30.903 | 32.815 | 34.518 | 36.191 | 37.795 | 37.634 | 37.55 | 37.522 | 37.554 | 37.704 | 37.765 | 37.858 | 38.167 | 38.54 | 38.941 | 39.361 | 39.766 | 40.331 | 40.94 | 41.554 | 42.118 | 42.662 | 43.285 | 43.874 | 44.6 | 45.449 | 46.386
Counterfactual | Dem_BB008 | GWh | SPEN | Dalmarnock |  | 94.263 | 101.99 | 108.577 | 114.668 | 120.699 | 126.498 | 126.339 | 126.4 | 126.652 | 127.075 | 127.855 | 128.268 | 128.745 | 129.826 | 131.268 | 132.763 | 134.328 | 135.845 | 137.802 | 139.94 | 142.117 | 144.118 | 146.049 | 148.038 | 150.171 | 152.854 | 155.989 | 159.448
Counterfactual | Dem_BB008 | GWh | SPEN | Devol Moor |  | 92.732 | 94.276 | 95.117 | 95.903 | 96.802 | 97.634 | 97.805 | 98.131 | 98.57 | 99.154 | 99.983 | 100.476 | 100.988 | 101.967 | 103.215 | 104.493 | 105.82 | 107.113 | 108.709 | 110.457 | 112.225 | 113.858 | 115.43 | 117.013 | 118.797 | 121.048 | 123.69 | 126.61
Counterfactual | Dem_BB008 | GWh | SPEN | Devonside |  | 187.283 | 190.611 | 191.984 | 192.751 | 193.807 | 194.851 | 194.374 | 194.262 | 194.453 | 194.916 | 195.94 | 196.455 | 197.081 | 198.804 | 200.901 | 203.105 | 205.426 | 207.661 | 210.676 | 213.902 | 217.181 | 220.196 | 223.109 | 226.281 | 229.468 | 233.45 | 238.112 | 243.234
Counterfactual | Dem_BB008 | GWh | SPEN | Dewar Place |  | 243.554 | 236.908 | 228.95 | 221.348 | 214.311 | 207.386 | 207.963 | 208.834 | 209.932 | 211.351 | 213.265 | 214.428 | 215.611 | 217.761 | 220.514 | 223.307 | 226.209 | 229.031 | 232.487 | 236.251 | 240.07 | 243.594 | 246.988 | 250.369 | 254.243 | 259.148 | 264.911 | 271.289
Counterfactual | Dem_BB008 | GWh | SPEN | Drumchapel |  | 234.888 | 234.914 | 231.929 | 227.747 | 224.205 | 220.998 | 219.413 | 218.309 | 217.649 | 217.269 | 217.641 | 217.623 | 217.832 | 219.399 | 221.279 | 223.352 | 225.547 | 227.664 | 230.808 | 234.153 | 237.553 | 240.66 | 243.68 | 247.215 | 250.354 | 254.228 | 258.729 | 263.645
Counterfactual | Dem_BB008 | GWh | SPEN | Drumcross |  | 54.06 | 58.512 | 62.288 | 65.757 | 69.191 | 72.494 | 72.366 | 72.363 | 72.475 | 72.688 | 73.105 | 73.319 | 73.576 | 74.211 | 75.013 | 75.854 | 76.736 | 77.587 | 78.707 | 79.925 | 81.159 | 82.296 | 83.389 | 84.553 | 85.758 | 87.268 | 89.037 | 90.988
Counterfactual | Dem_BB008 | GWh | SPEN | Dumfries 11 |  | 0 | 0 | 0 | 0 | 0 | 0 | 0 | 0 | 0 | 0 | 0 | 0 | 0 | 0 | 0 | 0 | 0 | 0 | 0 | 0 | 0 | 0 | 0 | 0 | 0 | 0 | 0 | 0
Counterfactual | Dem_BB008 | GWh | SPEN | Dumfries 33 |  | 211.5 | 196.205 | 179.432 | 162.817 | 147.18 | 132.195 | 131.851 | 131.747 | 131.853 | 132.141 | 132.813 | 133.148 | 133.557 | 134.65 | 136.062 | 137.554 | 139.117 | 140.626 | 142.635 | 144.816 | 147.034 | 149.073 | 151.042 | 153.137 | 155.287 | 157.98 | 161.119 | 164.577
Counterfactual | Dem_BB008 | GWh | SPEN | Dumfries ICI |  | 5.722 | 26.606 | 46.616 | 65.624 | 83.902 | 101.438 | 101.125 | 100.996 | 101.039 | 101.214 | 101.682 | 101.891 | 102.163 | 102.781 | 103.857 | 104.987 | 106.176 | 107.321 | 108.754 | 110.414 | 112.1 | 113.651 | 115.143 | 116.543 | 118.179 | 120.212 | 122.593 | 125.215
Counterfactual | Dem_BB008 | GWh | SPEN | Dunbar A |  | 52.337 | 53.227 | 53.658 | 53.988 | 54.378 | 54.739 | 54.712 | 54.784 | 54.926 | 55.149 | 55.524 | 55.729 | 55.959 | 56.476 | 57.116 | 57.778 | 58.476 | 59.148 | 60.021 | 60.961 | 61.918 | 62.795 | 63.644 | 64.538 | 65.482 | 66.667 | 68.059 | 69.591
Counterfactual | Dem_BB008 | GWh | SPEN | Dunbar B |  | 40.575 | 36.936 | 33.092 | 29.343 | 25.786 | 22.358 | 22.347 | 22.377 | 22.434 | 22.526 | 22.679 | 22.763 | 22.856 | 23.068 | 23.329 | 23.6 | 23.885 | 24.159 | 24.515 | 24.9 | 25.29 | 25.649 | 25.995 | 26.361 | 26.746 | 27.23 | 27.799 | 28.425
Counterfactual | Dem_BB008 | GWh | SPEN | Dunfermline |  | 96.538 | 102.884 | 107.924 | 112.314 | 116.694 | 120.924 | 120.403 | 120.122 | 120.053 | 120.146 | 120.609 | 120.805 | 121.086 | 122.067 | 123.258 | 124.541 | 125.885 | 127.181 | 128.99 | 130.924 | 132.893 | 134.699 | 136.441 | 138.398 | 140.271 | 142.608 | 145.327 | 148.315
Counterfactual | Dem_BB008 | GWh | SPEN | Earlstoun |  | 0 | 0 | 0 | 0 | 0 | 0 | 0 | 0 | 0 | 0 | 0 | 0 | 0 | 0 | 0 | 0 | 0 | 0 | 0 | 0 | 0 | 0 | 0 | 0 | 0 | 0 | 0 | 0
Counterfactual | Dem_BB008 | GWh | SPEN | East Kilbride |  | 138.998 | 147.178 | 153.666 | 159.424 | 165.202 | 170.774 | 170.32 | 170.185 | 170.313 | 170.679 | 171.555 | 171.983 | 172.511 | 173.94 | 175.765 | 177.684 | 179.7 | 181.647 | 184.25 | 187.061 | 189.924 | 192.555 | 195.099 | 197.827 | 200.6 | 204.071 | 208.12 | 212.583
Counterfactual | Dem_BB008 | GWh | SPEN | East Kilbride South |  | 64.237 | 73.038 | 80.784 | 87.874 | 94.789 | 101.437 | 100.997 | 100.759 | 100.688 | 100.764 | 101.155 | 101.325 | 101.567 | 102.477 | 103.469 | 104.527 | 105.649 | 106.726 | 108.291 | 109.91 | 111.555 | 113.07 | 114.528 | 116.268 | 117.835 | 119.783 | 122.06 | 124.557
Counterfactual | Dem_BB008 | GWh | SPEN | Easterhouse |  | 276.152 | 276.842 | 274.874 | 272.243 | 270.165 | 268.193 | 267.606 | 267.505 | 267.814 | 268.501 | 269.964 | 270.714 | 271.611 | 273.93 | 276.845 | 279.912 | 283.124 | 286.231 | 290.366 | 294.824 | 299.358 | 303.525 | 307.551 | 311.874 | 316.283 | 321.802 | 328.266 | 335.372
Counterfactual | Dem_BB008 | GWh | SPEN | Eccles |  | 72.546 | 75.182 | 77.075 | 78.726 | 80.426 | 82.052 | 81.941 | 81.968 | 82.114 | 82.383 | 82.881 | 83.153 | 83.456 | 84.215 | 85.138 | 86.101 | 87.11 | 88.086 | 89.38 | 90.761 | 92.17 | 93.468 | 94.714 | 96.066 | 97.444 | 99.171 | 101.198 | 103.425
Counterfactual | Dem_BB008 | GWh | SPEN | Elderslie |  | 85.546 | 91.911 | 97.043 | 101.529 | 105.987 | 110.3 | 109.76 | 109.442 | 109.32 | 109.354 | 109.731 | 109.867 | 110.099 | 111.008 | 112.063 | 113.196 | 114.388 | 115.546 | 117.197 | 118.938 | 120.714 | 122.343 | 123.914 | 125.733 | 127.417 | 129.498 | 131.929 | 134.598
Counterfactual | Dem_BB008 | GWh | SPEN | Erskine |  | 55.863 | 59.616 | 62.645 | 65.346 | 68.049 | 70.664 | 70.452 | 70.372 | 70.404 | 70.539 | 70.882 | 71.053 | 71.258 | 71.888 | 72.624 | 73.404 | 74.229 | 75.021 | 76.113 | 77.272 | 78.451 | 79.527 | 80.576 | 81.747 | 82.883 | 84.301 | 85.956 | 87.778
Counterfactual | Dem_BB008 | GWh | SPEN | Finnieston |  | 69.011 | 74.472 | 79.29 | 83.954 | 88.584 | 93.022 | 93.259 | 93.63 | 94.106 | 94.728 | 95.568 | 96.079 | 96.599 | 97.568 | 98.797 | 100.035 | 101.334 | 102.585 | 104.142 | 105.817 | 107.527 | 109.102 | 110.619 | 112.146 | 113.873 | 116.056 | 118.632 | 121.473
Counterfactual | Dem_BB008 | GWh | SPEN | Galashiels |  | 108.556 | 112.216 | 114.907 | 117.383 | 119.937 | 122.363 | 122.431 | 122.694 | 123.11 | 123.719 | 124.64 | 125.169 | 125.741 | 126.928 | 128.42 | 129.953 | 131.559 | 133.108 | 135.087 | 137.225 | 139.394 | 141.395 | 143.325 | 145.322 | 147.485 | 150.211 | 153.407 | 156.935
Counterfactual | Dem_BB008 | GWh | SPEN | Giffnock |  | 206.946 | 210.192 | 210.843 | 210.419 | 210.382 | 210.455 | 209.211 | 208.409 | 207.994 | 207.866 | 208.415 | 208.559 | 208.885 | 210.414 | 212.326 | 214.413 | 216.609 | 218.734 | 221.767 | 225.033 | 228.351 | 231.39 | 234.334 | 237.676 | 240.78 | 244.63 | 249.112 | 254.026
Counterfactual | Dem_BB008 | GWh | SPEN | Glenlee |  | 0 | 0 | 0 | 0 | 0 | 0 | 0 | 0 | 0 | 0 | 0 | 0 | 0 | 0 | 0 | 0 | 0 | 0 | 0 | 0 | 0 | 0 | 0 | 0 | 0 | 0 | 0 | 0
Counterfactual | Dem_BB008 | GWh | SPEN | Glenluce |  | 56.661 | 60.602 | 63.965 | 67.139 | 70.292 | 73.312 | 73.356 | 73.517 | 73.769 | 74.136 | 74.694 | 75.009 | 75.346 | 76.038 | 76.941 | 77.858 | 78.819 | 79.752 | 80.927 | 82.208 | 83.508 | 84.708 | 85.866 | 87.04 | 88.34 | 89.973 | 91.891 | 94.012
Counterfactual | Dem_BB008 | GWh | SPEN | Glenniston |  | 84.292 | 82.279 | 79.466 | 76.497 | 73.793 | 71.227 | 70.986 | 70.883 | 70.892 | 70.999 | 71.32 | 71.47 | 71.669 | 72.278 | 73.01 | 73.789 | 74.605 | 75.397 | 76.485 | 77.644 | 78.818 | 79.902 | 80.949 | 82.114 | 83.245 | 84.653 | 86.305 | 88.123
Counterfactual | Dem_BB008 | GWh | SPEN | Glenrothes |  | 82.398 | 88.288 | 93.115 | 97.442 | 101.745 | 105.892 | 105.577 | 105.458 | 105.51 | 105.708 | 106.226 | 106.469 | 106.784 | 107.729 | 108.833 | 110.012 | 111.24 | 112.431 | 114.067 | 115.806 | 117.569 | 119.187 | 120.754 | 122.503 | 124.208 | 126.334 | 128.821 | 131.551
Counterfactual | Dem_BB008 | GWh | SPEN | Gorgie |  | 81.74 | 85.29 | 87.905 | 90.164 | 92.478 | 94.715 | 94.487 | 94.432 | 94.518 | 94.747 | 95.253 | 95.508 | 95.812 | 96.659 | 97.681 | 98.748 | 99.871 | 100.961 | 102.431 | 103.996 | 105.596 | 107.062 | 108.477 | 110.032 | 111.579 | 113.519 | 115.781 | 118.271
Counterfactual | Dem_BB008 | GWh | SPEN | Govan |  | 112.829 | 115.652 | 117.449 | 119.019 | 120.714 | 122.33 | 122.329 | 122.537 | 122.897 | 123.444 | 124.314 | 124.809 | 125.346 | 126.511 | 127.969 | 129.477 | 131.055 | 132.58 | 134.535 | 136.65 | 138.802 | 140.781 | 142.69 | 144.684 | 146.819 | 149.5 | 152.648 | 156.118
Counterfactual | Dem_BB008 | GWh | SPEN | Grangemouth A |  | 100.297 | 112.053 | 122.305 | 131.684 | 140.865 | 149.691 | 149.188 | 148.972 | 149.003 | 149.23 | 149.905 | 150.205 | 150.603 | 151.626 | 153.188 | 154.842 | 156.572 | 158.248 | 160.404 | 162.843 | 165.323 | 167.602 | 169.799 | 171.984 | 174.374 | 177.353 | 180.836 | 184.675
Counterfactual | Dem_BB008 | GWh | SPEN | Grangemouth C |  | 66.291 | 75.574 | 83.809 | 91.397 | 98.797 | 105.904 | 105.549 | 105.4 | 105.426 | 105.593 | 106.071 | 106.284 | 106.569 | 107.299 | 108.406 | 109.576 | 110.797 | 111.992 | 113.518 | 115.244 | 116.999 | 118.608 | 120.169 | 121.714 | 123.407 | 125.514 | 127.985 | 130.702
Counterfactual | Dem_BB008 | GWh | SPEN | Haggs Road |  | 104.093 | 109.153 | 112.932 | 116.158 | 119.437 | 122.611 | 122.185 | 121.99 | 121.999 | 122.183 | 122.735 | 122.983 | 123.318 | 124.331 | 125.59 | 126.926 | 128.331 | 129.687 | 131.538 | 133.533 | 135.558 | 137.415 | 139.212 | 141.188 | 143.134 | 145.562 | 148.397 | 151.513
Counterfactual | Dem_BB008 | GWh | SPEN | Hawick |  | 60.783 | 65.87 | 70.214 | 74.221 | 78.178 | 81.978 | 81.846 | 81.862 | 81.996 | 82.249 | 82.736 | 82.995 | 83.29 | 84.022 | 84.94 | 85.891 | 86.894 | 87.864 | 89.141 | 90.524 | 91.924 | 93.214 | 94.459 | 95.786 | 97.156 | 98.875 | 100.885 | 103.106
Counterfactual | Dem_BB008 | GWh | SPEN | Helensburgh |  | 46.124 | 52.404 | 57.927 | 62.978 | 67.906 | 72.647 | 72.335 | 72.164 | 72.122 | 72.18 | 72.457 | 72.575 | 72.74 | 73.328 | 74.043 | 74.813 | 75.62 | 76.399 | 77.486 | 78.647 | 79.83 | 80.91 | 81.966 | 83.134 | 84.263 | 85.66 | 87.295 | 89.093
Counterfactual | Dem_BB008 | GWh | SPEN | Hunterston Farm |  | 11.742 | 12.494 | 13.091 | 13.615 | 14.138 | 14.645 | 14.588 | 14.561 | 14.559 | 14.577 | 14.638 | 14.666 | 14.7 | 14.824 | 14.972 | 15.125 | 15.292 | 15.449 | 15.677 | 15.91 | 16.148 | 16.373 | 16.581 | 16.82 | 17.054 | 17.341 | 17.671 | 18.038
Counterfactual | Dem_BB008 | GWh | SPEN | Inverkeithing |  | 138.454 | 138.125 | 136.246 | 133.874 | 131.859 | 129.998 | 129.395 | 129.046 | 128.928 | 128.985 | 129.454 | 129.636 | 129.926 | 131.092 | 132.339 | 133.684 | 135.101 | 136.475 | 138.467 | 140.53 | 142.627 | 144.554 | 146.415 | 148.635 | 150.626 | 153.1 | 155.985 | 159.144
Counterfactual | Dem_BB008 | GWh | SPEN | Johnstone |  | 115.739 | 121.488 | 125.918 | 129.878 | 133.918 | 137.833 | 137.625 | 137.657 | 137.887 | 138.323 | 139.153 | 139.593 | 140.105 | 141.423 | 142.961 | 144.571 | 146.254 | 147.881 | 150.071 | 152.391 | 154.749 | 156.916 | 159.014 | 161.335 | 163.638 | 166.528 | 169.91 | 173.639
Counterfactual | Dem_BB008 | GWh | SPEN | Kaimes |  | 173.949 | 209.716 | 242.351 | 272.823 | 302.376 | 330.738 | 329.69 | 329.261 | 329.368 | 329.94 | 331.497 | 332.223 | 333.173 | 335.9 | 339.346 | 342.99 | 346.816 | 350.519 | 355.519 | 360.925 | 366.417 | 371.456 | 376.33 | 381.628 | 386.916 | 393.529 | 401.245 | 409.735
Counterfactual | Dem_BB008 | GWh | SPEN | Kendoon |  | 0 | 0 | 0 | 0 | 0 | 0 | 0 | 0 | 0 | 0 | 0 | 0 | 0 | 0 | 0 | 0 | 0 | 0 | 0 | 0 | 0 | 0 | 0 | 0 | 0 | 0 | 0 | 0
Counterfactual | Dem_BB008 | GWh | SPEN | Kilbowie 11 |  | 23.503 | 23.115 | 22.48 | 21.784 | 21.164 | 20.584 | 20.483 | 20.43 | 20.405 | 20.414 | 20.489 | 20.516 | 20.564 | 20.764 | 20.96 | 21.169 | 21.395 | 21.611 | 21.933 | 22.257 | 22.591 | 22.895 | 23.193 | 23.559 | 23.869 | 24.26 | 24.717 | 25.211
Counterfactual | Dem_BB008 | GWh | SPEN | Kilbowie 33 |  | 59.904 | 64.4 | 68.03 | 71.204 | 74.361 | 77.421 | 77.011 | 76.768 | 76.665 | 76.657 | 76.903 | 76.982 | 77.127 | 77.717 | 78.448 | 79.238 | 80.072 | 80.874 | 82.006 | 83.224 | 84.467 | 85.598 | 86.696 | 87.927 | 89.099 | 90.55 | 92.238 | 94.093
Counterfactual | Dem_BB008 | GWh | SPEN | Killermont |  | 300.596 | 281.659 | 259.941 | 237.949 | 217.465 | 198.042 | 196.934 | 196.241 | 195.913 | 195.843 | 196.417 | 196.587 | 196.928 | 198.5 | 200.33 | 202.313 | 204.411 | 206.43 | 209.354 | 212.445 | 215.586 | 218.468 | 221.255 | 224.494 | 227.452 | 231.115 | 235.376 | 240.058
Counterfactual | Dem_BB008 | GWh | SPEN | Kilwinning |  | 92.911 | 102.251 | 110.295 | 117.67 | 124.923 | 131.903 | 131.528 | 131.392 | 131.461 | 131.733 | 132.393 | 132.722 | 133.133 | 134.434 | 135.812 | 137.272 | 138.805 | 140.287 | 142.386 | 144.554 | 146.754 | 148.776 | 150.727 | 153.048 | 155.168 | 157.824 | 160.922 | 164.333
Counterfactual | Dem_BB008 | GWh | SPEN | Lesmahagow |  | 0 | 4.555 | 10.65 | 16.458 | 22.035 | 27.38 | 27.32 | 27.309 | 27.34 | 27.41 | 27.559 | 27.634 | 27.725 | 27.961 | 28.259 | 28.571 | 28.899 | 29.216 | 29.638 | 30.092 | 30.555 | 30.981 | 31.391 | 31.832 | 32.281 | 32.845 | 33.504 | 34.229
Counterfactual | Dem_BB008 | GWh | SPEN | Leven |  | 133.77 | 134.456 | 133.773 | 132.696 | 131.889 | 131.139 | 130.757 | 130.624 | 130.696 | 130.95 | 131.593 | 131.904 | 132.297 | 133.433 | 134.816 | 136.275 | 137.808 | 139.285 | 141.303 | 143.453 | 145.644 | 147.652 | 149.596 | 151.73 | 153.843 | 156.485 | 159.574 | 162.969
Counterfactual | Dem_BB008 | GWh | SPEN | Livingston East |  | 205.504 | 196.886 | 187.07 | 177.469 | 168.446 | 159.655 | 159.779 | 160.159 | 160.732 | 161.559 | 162.793 | 163.516 | 164.283 | 165.929 | 167.89 | 169.903 | 172.001 | 174.039 | 176.668 | 179.469 | 182.309 | 184.931 | 187.455 | 190.152 | 192.989 | 196.562 | 200.757 | 205.392
Counterfactual | Dem_BB008 | GWh | SPEN | Maybole |  | 53.52 | 58.289 | 62.573 | 66.722 | 70.797 | 74.682 | 74.859 | 75.15 | 75.518 | 76.005 | 76.676 | 77.075 | 77.488 | 78.249 | 79.231 | 80.22 | 81.258 | 82.263 | 83.498 | 84.847 | 86.218 | 87.479 | 88.69 | 89.907 | 91.287 | 93.031 | 95.088 | 97.36
Counterfactual | Dem_BB008 | GWh | SPEN | Moffat |  | 54.612 | 58.01 | 60.864 | 63.555 | 66.243 | 68.819 | 68.865 | 69.024 | 69.268 | 69.616 | 70.142 | 70.45 | 70.774 | 71.451 | 72.294 | 73.162 | 74.065 | 74.943 | 76.058 | 77.265 | 78.487 | 79.617 | 80.702 | 81.832 | 83.054 | 84.589 | 86.397 | 88.391
Counterfactual | Dem_BB008 | GWh | SPEN | Newarthill |  | 298.504 | 299.51 | 297.364 | 294.24 | 291.74 | 289.411 | 288.356 | 287.859 | 287.832 | 288.207 | 289.464 | 290.022 | 290.782 | 293.1 | 296.048 | 299.177 | 302.476 | 305.658 | 309.993 | 314.674 | 319.44 | 323.812 | 328.042 | 332.652 | 337.219 | 342.914 | 349.564 | 356.875
Counterfactual | Dem_BB008 | GWh | SPEN | Newton Stewart |  | 32.537 | 35.935 | 39.014 | 41.993 | 44.921 | 47.725 | 47.843 | 48.031 | 48.271 | 48.586 | 49.012 | 49.276 | 49.536 | 50.02 | 50.645 | 51.281 | 51.943 | 52.587 | 53.376 | 54.239 | 55.117 | 55.919 | 56.694 | 57.463 | 58.346 | 59.469 | 60.786 | 62.24
Counterfactual | Dem_BB008 | GWh | SPEN | Paisley |  | 94.776 | 97.683 | 99.758 | 101.674 | 103.683 | 105.6 | 105.699 | 105.964 | 106.364 | 106.917 | 107.746 | 108.222 | 108.735 | 109.744 | 111.052 | 112.4 | 113.796 | 115.158 | 116.854 | 118.71 | 120.597 | 122.339 | 124.015 | 125.713 | 127.595 | 129.973 | 132.762 | 135.845
Counterfactual | Dem_BB008 | GWh | SPEN | Partick |  | 49.781 | 70.536 | 90.049 | 108.57 | 126.499 | 143.73 | 143.499 | 143.522 | 143.763 | 144.208 | 145.06 | 145.506 | 146.029 | 147.351 | 148.953 | 150.63 | 152.383 | 154.082 | 156.341 | 158.757 | 161.216 | 163.475 | 165.659 | 168.012 | 170.417 | 173.43 | 176.955 | 180.834
Counterfactual | Dem_BB008 | GWh | SPEN | Port Dundas |  | 100.464 | 106.831 | 112.092 | 116.94 | 121.782 | 126.431 | 126.331 | 126.455 | 126.755 | 127.235 | 128.061 | 128.517 | 129.02 | 130.188 | 131.654 | 133.174 | 134.765 | 136.303 | 138.301 | 140.457 | 142.651 | 144.668 | 146.62 | 148.662 | 150.827 | 153.545 | 156.724 | 160.228
Counterfactual | Dem_BB008 | GWh | SPEN | Portobello |  | 316.158 | 320.922 | 322.614 | 323.495 | 324.866 | 326.193 | 325.694 | 325.778 | 326.329 | 327.357 | 329.3 | 330.329 | 331.519 | 334.403 | 338.063 | 341.877 | 345.876 | 349.741 | 354.817 | 360.31 | 365.889 | 371.02 | 375.976 | 381.224 | 386.686 | 393.533 | 401.555 | 410.388
Counterfactual | Dem_BB008 | GWh | SPEN | Ravenscraig |  | 4.171 | 8.328 | 12.302 | 16.1 | 19.765 | 23.282 | 23.26 | 23.282 | 23.333 | 23.421 | 23.571 | 23.655 | 23.747 | 23.951 | 24.22 | 24.501 | 24.794 | 25.08 | 25.44 | 25.839 | 26.242 | 26.608 | 26.973 | 27.343 | 27.738 | 28.237 | 28.823 | 29.47
Counterfactual | Dem_BB008 | GWh | SPEN | Redhouse |  | 94.184 | 107.591 | 119.6 | 130.823 | 141.797 | 152.349 | 152.07 | 152.066 | 152.299 | 152.736 | 153.603 | 154.055 | 154.589 | 155.87 | 157.558 | 159.328 | 161.184 | 162.972 | 165.304 | 167.86 | 170.454 | 172.84 | 175.142 | 177.536 | 180.068 | 183.245 | 186.959 | 191.05
Counterfactual | Dem_BB008 | GWh | SPEN | Saltcoats A |  | 101.478 | 108.383 | 113.832 | 118.501 | 123.158 | 127.666 | 127.005 | 126.608 | 126.443 | 126.441 | 126.831 | 126.946 | 127.166 | 127.853 | 129.077 | 130.394 | 131.781 | 133.122 | 134.855 | 136.867 | 138.91 | 140.779 | 142.593 | 144.338 | 146.277 | 148.675 | 151.479 | 154.552
Counterfactual | Dem_BB008 | GWh | SPEN | Saltcoats B |  | 84.652 | 94.033 | 102.055 | 109.248 | 116.296 | 123.085 | 122.469 | 122.104 | 121.962 | 121.979 | 122.375 | 122.504 | 122.737 | 123.516 | 124.707 | 125.978 | 127.322 | 128.617 | 130.345 | 132.292 | 134.267 | 136.074 | 137.829 | 139.625 | 141.501 | 143.828 | 146.533 | 149.516
Counterfactual | Dem_BB008 | GWh | SPEN | Shrubhill |  | 230.634 | 224.078 | 215.94 | 207.875 | 200.44 | 193.234 | 193.321 | 193.723 | 194.371 | 195.309 | 196.756 | 197.595 | 198.486 | 200.394 | 202.741 | 205.156 | 207.679 | 210.122 | 213.254 | 216.628 | 220.054 | 223.203 | 226.243 | 229.436 | 232.844 | 237.135 | 242.171 | 247.731
Counterfactual | Dem_BB008 | GWh | SPEN | Sighthill |  | 333.327 | 335.104 | 333.985 | 332.347 | 331.295 | 330.248 | 330.071 | 330.454 | 331.287 | 332.606 | 334.829 | 336.063 | 337.432 | 340.523 | 344.38 | 348.371 | 352.549 | 356.595 | 361.844 | 367.503 | 373.253 | 378.546 | 383.651 | 389.042 | 394.719 | 401.854 | 410.215 | 419.437
Counterfactual | Dem_BB008 | GWh | SPEN | Spango Valley |  | 88.491 | 94.516 | 99.637 | 104.47 | 109.281 | 113.894 | 113.963 | 114.223 | 114.615 | 115.186 | 116.054 | 116.553 | 117.089 | 118.185 | 119.576 | 121.009 | 122.504 | 123.959 | 125.794 | 127.784 | 129.808 | 131.673 | 133.473 | 135.315 | 137.333 | 139.876 | 142.858 | 146.151
Counterfactual | Dem_BB008 | GWh | SPEN | St Andrews Cross |  | 122.314 | 121.34 | 119.335 | 117.186 | 115.315 | 113.512 | 113.421 | 113.524 | 113.786 | 114.211 | 114.956 | 115.361 | 115.817 | 116.867 | 118.177 | 119.539 | 120.959 | 122.343 | 124.137 | 126.071 | 128.036 | 129.854 | 131.598 | 133.443 | 135.379 | 137.816 | 140.663 | 143.806
Counterfactual | Dem_BB008 | GWh | SPEN | Stirling |  | 173.797 | 182.311 | 189.161 | 195.57 | 202.049 | 208.255 | 208.4 | 208.874 | 209.613 | 210.662 | 212.252 | 213.167 | 214.142 | 216.139 | 218.695 | 221.32 | 224.065 | 226.718 | 230.075 | 233.717 | 237.424 | 240.84 | 244.127 | 247.479 | 251.174 | 255.832 | 261.296 | 267.329
Counterfactual | Dem_BB008 | GWh | SPEN | Strathaven |  | 207.962 | 205.21 | 200.521 | 195.441 | 190.916 | 186.612 | 186.148 | 186.033 | 186.203 | 186.644 | 187.616 | 188.098 | 188.696 | 190.224 | 192.237 | 194.348 | 196.566 | 198.713 | 201.544 | 204.627 | 207.771 | 210.653 | 213.44 | 216.378 | 219.43 | 223.239 | 227.693 | 232.599
Counterfactual | Dem_BB008 | GWh | SPEN | Strathleven |  | 136.408 | 138.014 | 138.431 | 138.627 | 139.031 | 139.4 | 139.375 | 139.582 | 139.979 | 140.573 | 141.548 | 142.097 | 142.696 | 144.039 | 145.69 | 147.397 | 149.178 | 150.907 | 153.143 | 155.549 | 157.985 | 160.238 | 162.406 | 164.697 | 167.113 | 170.157 | 173.721 | 177.653
Counterfactual | Dem_BB008 | GWh | SPEN | Telford Road |  | 66.551 | 71.174 | 74.818 | 77.932 | 81.031 | 84.03 | 83.543 | 83.233 | 83.066 | 83.023 | 83.249 | 83.313 | 83.448 | 84.1 | 84.868 | 85.696 | 86.575 | 87.425 | 88.652 | 89.957 | 91.285 | 92.503 | 93.678 | 95.049 | 96.296 | 97.834 | 99.63 | 101.591
Counterfactual | Dem_BB008 | GWh | SPEN | Tongland |  | 18.53 | 38.203 | 57.024 | 75.091 | 92.596 | 109.453 | 109.528 | 109.783 | 110.175 | 110.726 | 111.56 | 112.046 | 112.555 | 113.552 | 114.9 | 116.284 | 117.731 | 119.129 | 120.867 | 122.783 | 124.73 | 126.527 | 128.259 | 129.971 | 131.914 | 134.369 | 137.243 | 140.417
Counterfactual | Dem_BB008 | GWh | SPEN | West George Street |  | 227.228 | 216.122 | 204.346 | 193.346 | 182.892 | 172.556 | 173.486 | 174.627 | 175.917 | 177.479 | 179.416 | 180.643 | 181.848 | 183.828 | 186.329 | 188.837 | 191.436 | 193.964 | 196.968 | 200.235 | 203.555 | 206.622 | 209.569 | 212.427 | 215.856 | 220.212 | 225.34 | 231.033
Counterfactual | Dem_BB008 | GWh | SPEN | Westfield |  | 66.291 | 73.386 | 79.47 | 84.967 | 90.352 | 95.533 | 95.109 | 94.874 | 94.803 | 94.867 | 95.226 | 95.371 | 95.589 | 96.414 | 97.345 | 98.346 | 99.398 | 100.413 | 101.864 | 103.391 | 104.94 | 106.359 | 107.734 | 109.327 | 110.804 | 112.637 | 114.775 | 117.118
Counterfactual | Dem_BB008 | GWh | SPEN | Whitehouse |  | 220.618 | 208.51 | 194.69 | 180.879 | 167.983 | 155.653 | 155.269 | 155.167 | 155.3 | 155.668 | 156.491 | 156.914 | 157.427 | 158.913 | 160.581 | 162.328 | 164.166 | 165.944 | 168.407 | 170.982 | 173.599 | 176.006 | 178.327 | 180.995 | 183.527 | 186.705 | 190.415 | 194.49
Counterfactual | Dem_BB008 | GWh | SPEN | Wishaw |  | 223.393 | 229.144 | 232.374 | 234.691 | 237.311 | 239.886 | 239.119 | 238.802 | 238.872 | 239.283 | 240.401 | 240.931 | 241.611 | 243.584 | 246.076 | 248.716 | 251.491 | 254.174 | 257.798 | 261.714 | 265.696 | 269.35 | 272.889 | 276.717 | 280.557 | 285.345 | 290.94 | 297.089
Counterfactual | Dem_BB008 | GWh | SPEN Manweb | Birkenhead |  | 862.277 | 870.003 | 867.238 | 860.592 | 855.866 | 851.764 | 847.68 | 845.339 | 844.49 | 844.729 | 847.646 | 848.649 | 850.328 | 853.72 | 862.034 | 870.948 | 880.31 | 889.379 | 900.703 | 914.203 | 927.92 | 940.5 | 952.67 | 963.605 | 976.639 | 992.842 | 1011.718 | 1032.448
Counterfactual | Dem_BB008 | GWh | SPEN Manweb | Capenhurst |  | 1274.36 | 1285.09 | 1281.965 | 1274.659 | 1270.028 | 1265.947 | 1262.276 | 1261.025 | 1261.818 | 1264.227 | 1270.372 | 1273.208 | 1276.821 | 1283.68 | 1297.236 | 1311.498 | 1326.44 | 1340.924 | 1358.607 | 1379.435 | 1400.596 | 1420.036 | 1438.802 | 1455.719 | 1476.212 | 1501.844 | 1531.772 | 1564.721
Counterfactual | Dem_BB008 | GWh | SPEN Manweb | Carrington |  | 1478.965 | 1439.825 | 1385.003 | 1326.458 | 1273.15 | 1222.794 | 1217.34 | 1214.353 | 1213.162 | 1213.899 | 1218.463 | 1220.231 | 1222.959 | 1226.73 | 1238.759 | 1251.629 | 1265.144 | 1278.235 | 1294.8 | 1314.247 | 1334.011 | 1352.135 | 1369.668 | 1385.449 | 1404.251 | 1427.65 | 1454.917 | 1484.865
Counterfactual | Dem_BB008 | GWh | SPEN Manweb | Connah's Quay |  | 952.382 | 956.51 | 949.665 | 939.154 | 930.886 | 923.37 | 919.505 | 917.486 | 916.982 | 917.708 | 921.272 | 922.65 | 924.699 | 928.904 | 938.219 | 948.141 | 958.553 | 968.635 | 981.029 | 995.858 | 1010.923 | 1024.738 | 1038.091 | 1050.207 | 1064.61 | 1082.562 | 1103.494 | 1126.504
Counterfactual | Dem_BB008 | GWh | SPEN Manweb | Fiddlers Ferry |  | 1369.412 | 1384.163 | 1384.27 | 1380.221 | 1378.945 | 1378.09 | 1374.861 | 1374.211 | 1375.544 | 1378.869 | 1386.192 | 1389.809 | 1394.206 | 1401.452 | 1416.489 | 1432.266 | 1448.769 | 1464.775 | 1484.483 | 1507.351 | 1530.591 | 1551.942 | 1572.556 | 1591.332 | 1613.925 | 1642.22 | 1675.274 | 1711.687
Counterfactual | Dem_BB008 | GWh | SPEN Manweb | Frodsham |  | 1331.899 | 1249.922 | 1156.375 | 1062.354 | 974.55 | 890.845 | 887.751 | 886.386 | 886.362 | 887.708 | 891.768 | 893.655 | 896.174 | 899.652 | 908.755 | 918.418 | 928.562 | 938.385 | 950.765 | 965.174 | 979.823 | 993.27 | 1006.268 | 1018.137 | 1032.182 | 1049.708 | 1070.153 | 1092.631
Counterfactual | Dem_BB008 | GWh | SPEN Manweb | Kirkby (_D) |  | 843.605 | 853.479 | 853.592 | 850.412 | 848.997 | 847.991 | 844.866 | 843.405 | 843.28 | 844.333 | 847.959 | 849.512 | 851.647 | 855.417 | 864.135 | 873.381 | 883.083 | 892.484 | 904.185 | 917.912 | 931.861 | 944.661 | 957.033 | 968.252 | 981.649 | 998.358 | 1017.85 | 1039.294
Counterfactual | Dem_BB008 | GWh | SPEN Manweb | Legacy |  | 1190.81 | 1207.8 | 1211.489 | 1210.921 | 1212.62 | 1214.603 | 1211.118 | 1209.953 | 1211.114 | 1213.51 | 1219.496 | 1222.319 | 1225.892 | 1233.132 | 1246.099 | 1259.756 | 1274.057 | 1287.928 | 1304.892 | 1324.881 | 1345.193 | 1363.847 | 1381.864 | 1397.842 | 1417.487 | 1442.059 | 1470.746 | 1502.332
Counterfactual | Dem_BB008 | GWh | SPEN Manweb | Lister Drive |  | 1284.314 | 1286.997 | 1275.112 | 1258.61 | 1245.259 | 1233.023 | 1228.131 | 1225.691 | 1225.235 | 1226.463 | 1231.467 | 1233.513 | 1236.446 | 1241.746 | 1254.27 | 1267.588 | 1281.562 | 1295.092 | 1311.973 | 1331.831 | 1352.006 | 1370.516 | 1388.411 | 1404.627 | 1423.948 | 1448.04 | 1476.136 | 1507.022
Counterfactual | Dem_BB008 | GWh | SPEN Manweb | Pentir |  | 437.785 | 452.344 | 461.569 | 468.711 | 476.404 | 483.933 | 482.329 | 481.667 | 481.729 | 482.48 | 484.683 | 485.653 | 486.948 | 489.361 | 494.427 | 499.791 | 505.413 | 510.861 | 517.496 | 525.391 | 533.41 | 540.775 | 547.886 | 554.367 | 562.098 | 571.761 | 583.035 | 595.442
Counterfactual | Dem_BB008 | GWh | SPEN Manweb | Rainhill |  | 1404.362 | 1428.659 | 1435.853 | 1436.585 | 1440.019 | 1443.979 | 1437.601 | 1434.145 | 1433.165 | 1434.006 | 1439.329 | 1441.285 | 1444.323 | 1450.597 | 1465.021 | 1480.408 | 1496.562 | 1512.21 | 1531.637 | 1554.726 | 1578.186 | 1599.695 | 1620.502 | 1639.228 | 1661.602 | 1689.486 | 1721.98 | 1757.694
Counterfactual | Dem_BB008 | GWh | SPEN Manweb | St. Asaph |  | 89.879 | 106.36 | 121.207 | 134.985 | 148.406 | 161.317 | 160.797 | 160.597 | 160.631 | 160.896 | 161.64 | 161.976 | 162.414 | 163.241 | 164.941 | 166.735 | 168.617 | 170.442 | 172.664 | 175.299 | 177.978 | 180.441 | 182.813 | 184.977 | 187.563 | 190.795 | 194.57 | 198.722
Counterfactual | Dem_BB008 | GWh | SPEN Manweb | Trawsfynydd |  | 365.373 | 386.483 | 402.836 | 417.085 | 431.473 | 445.39 | 444.066 | 443.592 | 443.751 | 444.58 | 446.729 | 447.724 | 449.004 | 451.226 | 455.951 | 460.937 | 466.156 | 471.221 | 477.37 | 484.674 | 492.096 | 498.909 | 505.496 | 511.516 | 518.69 | 527.661 | 538.136 | 549.668
Counterfactual | Dem_BB008 | GWh | SPEN Manweb | Wylfa |  | 194.614 | 196.986 | 197.266 | 196.933 | 196.962 | 197.022 | 196.615 | 196.572 | 196.756 | 197.283 | 198.382 | 198.944 | 199.612 | 200.574 | 202.74 | 204.998 | 207.37 | 209.662 | 212.414 | 215.693 | 219.021 | 222.079 | 225.033 | 227.741 | 230.984 | 235.045 | 239.795 | 245.021
Counterfactual | Dem_BB008 | GWh | SPTL | Direct(SPTL) |  | 626.444 | 651.07 | 669.36 | 685.613 | 702.211 | 718.066 | 717.293 | 717.771 | 719.236 | 721.776 | 726.298 | 728.765 | 731.549 | 738.135 | 746.323 | 754.845 | 763.768 | 772.403 | 783.716 | 795.901 | 808.279 | 819.683 | 830.673 | 842.377 | 854.534 | 869.802 | 887.688 | 907.398
Counterfactual | Dem_BB008 | GWh | SSEN (SHEPD) | Abernethy |  | 136.562 | 143.307 | 148.242 | 152.292 | 156.398 | 160.373 | 159.626 | 159.193 | 159.065 | 159.126 | 159.684 | 159.888 | 160.215 | 161.323 | 162.885 | 164.566 | 166.333 | 168.039 | 170.337 | 172.89 | 175.478 | 177.855 | 180.155 | 182.558 | 185.025 | 188.084 | 191.655 | 195.576
Counterfactual | Dem_BB008 | GWh | SSEN (SHEPD) | Alness |  | 95.988 | 101.043 | 105.049 | 108.651 | 112.255 | 115.7 | 115.522 | 115.553 | 115.762 | 116.132 | 116.825 | 117.197 | 117.625 | 118.685 | 119.983 | 121.33 | 122.747 | 124.115 | 125.921 | 127.868 | 129.846 | 131.662 | 133.423 | 135.315 | 137.251 | 139.678 | 142.52 | 145.645
Counterfactual | Dem_BB008 | GWh | SSEN (SHEPD) | Arbroath |  | 173.169 | 163.659 | 152.976 | 142.425 | 132.544 | 123.049 | 122.911 | 122.993 | 123.258 | 123.69 | 124.466 | 124.893 | 125.368 | 126.585 | 127.984 | 129.442 | 130.97 | 132.449 | 134.426 | 136.515 | 138.641 | 140.591 | 142.478 | 144.554 | 146.641 | 149.253 | 152.316 | 155.691
Counterfactual | Dem_BB008 | GWh | SSEN (SHEPD) | Ardkinglas |  | 0 | 0 | 0 | 0 | 0 | 0 | 0 | 0 | 0 | 0 | 0 | 0 | 0 | 0 | 0 | 0 | 0 | 0 | 0 | 0 | 0 | 0 | 0 | 0 | 0 | 0 | 0 | 0
Counterfactual | Dem_BB008 | GWh | SSEN (SHEPD) | Ardmore |  | 126.32 | 126.175 | 124.711 | 122.844 | 121.259 | 119.767 | 119.291 | 119.055 | 119.018 | 119.149 | 119.637 | 119.843 | 120.135 | 120.963 | 122.172 | 123.455 | 124.806 | 126.112 | 127.831 | 129.755 | 131.718 | 133.513 | 135.255 | 137.038 | 138.913 | 141.25 | 143.979 | 146.976
Counterfactual | Dem_BB008 | GWh | SSEN (SHEPD) | Beauly |  | 70.321 | 79.168 | 87.051 | 94.412 | 101.605 | 108.507 | 108.323 | 108.327 | 108.497 | 108.813 | 109.445 | 109.769 | 110.149 | 111.009 | 112.214 | 113.479 | 114.799 | 116.08 | 117.71 | 119.532 | 121.38 | 123.078 | 124.718 | 126.372 | 128.179 | 130.443 | 133.096 | 136.014
Counterfactual | Dem_BB008 | GWh | SSEN (SHEPD) | Berryburn |  | 0 | 0 | 0 | 0 | 0 | 0 | 0 | 0 | 0 | 0 | 0 | 0 | 0 | 0 | 0 | 0 | 0 | 0 | 0 | 0 | 0 | 0 | 0 | 0 | 0 | 0 | 0 | 0
Counterfactual | Dem_BB008 | GWh | SSEN (SHEPD) | Boat of Garten |  | 91.168 | 90.729 | 89.609 | 88.431 | 87.415 | 86.4 | 86.43 | 86.602 | 86.879 | 87.287 | 87.917 | 88.28 | 88.667 | 89.418 | 90.465 | 91.544 | 92.671 | 93.759 | 95.105 | 96.608 | 98.136 | 99.54 | 100.898 | 102.224 | 103.739 | 105.653 | 107.902 | 110.378
Counterfactual | Dem_BB008 | GWh | SSEN (SHEPD) | Braco West |  | 152.434 | 141.796 | 130.258 | 118.947 | 108.262 | 97.959 | 97.93 | 98.062 | 98.337 | 98.756 | 99.432 | 99.823 | 100.25 | 101.343 | 102.49 | 103.675 | 104.919 | 106.121 | 107.771 | 109.456 | 111.166 | 112.743 | 114.265 | 116.015 | 117.712 | 119.839 | 122.334 | 125.081
Counterfactual | Dem_BB008 | GWh | SSEN (SHEPD) | Bridge of Dun |  | 90.037 | 93.644 | 96.353 | 98.789 | 101.276 | 103.656 | 103.531 | 103.583 | 103.797 | 104.157 | 104.802 | 105.151 | 105.555 | 106.602 | 107.776 | 108.998 | 110.274 | 111.512 | 113.191 | 114.949 | 116.734 | 118.375 | 119.962 | 121.746 | 123.494 | 125.69 | 128.257 | 131.09
Counterfactual | Dem_BB008 | GWh | SSEN (SHEPD) | Broadford-Skye |  | 42.675 | 46.282 | 49.398 | 52.306 | 55.175 | 57.926 | 57.89 | 57.949 | 58.091 | 58.315 | 58.697 | 58.903 | 59.133 | 59.599 | 60.272 | 60.97 | 61.703 | 62.415 | 63.295 | 64.283 | 65.29 | 66.217 | 67.107 | 67.974 | 68.97 | 70.217 | 71.68 | 73.292
Counterfactual | Dem_BB008 | GWh | SSEN (SHEPD) | Brora |  | 27.22 | 27.638 | 27.825 | 27.968 | 28.141 | 28.297 | 28.295 | 28.343 | 28.43 | 28.559 | 28.76 | 28.873 | 28.997 | 29.27 | 29.61 | 29.956 | 30.321 | 30.674 | 31.125 | 31.618 | 32.114 | 32.568 | 33.012 | 33.475 | 33.968 | 34.585 | 35.309 | 36.116
Counterfactual | Dem_BB008 | GWh | SSEN (SHEPD) | Burghmuir |  | 150.488 | 152.206 | 152.645 | 152.863 | 153.302 | 153.695 | 153.634 | 153.831 | 154.251 | 154.887 | 155.941 | 156.527 | 157.174 | 158.696 | 160.501 | 162.367 | 164.322 | 166.21 | 168.695 | 171.333 | 174.021 | 176.496 | 178.877 | 181.44 | 184.092 | 187.429 | 191.337 | 195.65
Counterfactual | Dem_BB008 | GWh | SSEN (SHEPD) | Carradale |  | 44.577 | 50.59 | 56.06 | 61.257 | 66.32 | 71.16 | 71.137 | 71.243 | 71.438 | 71.743 | 72.235 | 72.514 | 72.821 | 73.452 | 74.295 | 75.157 | 76.069 | 76.946 | 78.048 | 79.278 | 80.523 | 81.666 | 82.77 | 83.892 | 85.122 | 86.667 | 88.484 | 90.479
Counterfactual | Dem_BB008 | GWh | SSEN (SHEPD) | Cassley |  | 4.343 | 4.502 | 4.639 | 4.778 | 4.912 | 5.034 | 5.05 | 5.079 | 5.109 | 5.147 | 5.201 | 5.232 | 5.264 | 5.319 | 5.389 | 5.46 | 5.529 | 5.603 | 5.69 | 5.779 | 5.874 | 5.962 | 6.049 | 6.129 | 6.229 | 6.35 | 6.494 | 6.651
Counterfactual | Dem_BB008 | GWh | SSEN (SHEPD) | Ceannacroc |  | 11.955 | 10.57 | 9.131 | 7.729 | 6.397 | 5.115 | 5.105 | 5.11 | 5.115 | 5.135 | 5.169 | 5.183 | 5.202 | 5.246 | 5.303 | 5.362 | 5.428 | 5.488 | 5.565 | 5.653 | 5.734 | 5.823 | 5.897 | 5.978 | 6.063 | 6.172 | 6.296 | 6.441
Counterfactual | Dem_BB008 | GWh | SSEN (SHEPD) | Charleston |  | 94.848 | 92.038 | 88.204 | 84.094 | 80.328 | 76.772 | 76.344 | 76.078 | 75.955 | 75.932 | 76.155 | 76.225 | 76.358 | 77.024 | 77.736 | 78.496 | 79.314 | 80.094 | 81.254 | 82.45 | 83.67 | 84.784 | 85.867 | 87.171 | 88.322 | 89.738 | 91.393 | 93.203
Counterfactual | Dem_BB008 | GWh | SSEN (SHEPD) | Clachan |  | 12.621 | 12.97 | 13.201 | 13.398 | 13.605 | 13.799 | 13.781 | 13.787 | 13.817 | 13.86 | 13.951 | 13.998 | 14.049 | 14.165 | 14.32 | 14.485 | 14.654 | 14.817 | 15.027 | 15.258 | 15.498 | 15.715 | 15.921 | 16.139 | 16.375 | 16.662 | 17.005 | 17.381
Counterfactual | Dem_BB008 | GWh | SSEN (SHEPD) | Clayhills |  | 100.492 | 101.267 | 101.492 | 101.892 | 102.431 | 102.883 | 102.868 | 102.923 | 103.384 | 103.38 | 103.6 | 103.465 | 103.285 | 104.437 | 105.676 | 107.013 | 108.604 | 110.767 | 112.226 | 113.953 | 115.407 | 116.715 | 118.562 | 120.011 | 122.16 | 125.085 | 128.835 | 133.316
Counterfactual | Dem_BB008 | GWh | SSEN (SHEPD) | Coupar Angus |  | 95.493 | 92.572 | 88.981 | 85.375 | 82.003 | 78.713 | 78.689 | 78.799 | 79.018 | 79.354 | 79.904 | 80.218 | 80.565 | 81.498 | 82.416 | 83.367 | 84.364 | 85.329 | 86.673 | 88.028 | 89.406 | 90.672 | 91.894 | 93.357 | 94.713 | 96.42 | 98.428 | 100.634
Counterfactual | Dem_BB008 | GWh | SSEN (SHEPD) | Craigiebuckler |  | 75.805 | 75.71 | 74.783 | 73.664 | 72.751 | 71.918 | 71.063 | 70.304 | 69.603 | 68.641 | 67.921 | 67.096 | 66.312 | 66.736 | 67.365 | 68.085 | 68.97 | 70.216 | 71.053 | 72.213 | 73.229 | 74.228 | 75.608 | 76.737 | 78.217 | 80.08 | 82.417 | 85.186
Counterfactual | Dem_BB008 | GWh | SSEN (SHEPD) | Dallas |  | 0 | 0 | 0 | 0 | 0 | 0 | 0 | 0 | 0 | 0 | 0 | 0 | 0 | 0 | 0 | 0 | 0 | 0 | 0 | 0 | 0 | 0 | 0 | 0 | 0 | 0 | 0 | 0
Counterfactual | Dem_BB008 | GWh | SSEN (SHEPD) | Dounreay |  | 29.605 | 33.512 | 36.989 | 40.221 | 43.38 | 46.413 | 46.317 | 46.303 | 46.364 | 46.481 | 46.734 | 46.861 | 47.014 | 47.37 | 47.881 | 48.416 | 48.976 | 49.515 | 50.206 | 50.98 | 51.761 | 52.488 | 53.184 | 53.882 | 54.646 | 55.605 | 56.729 | 57.966
Counterfactual | Dem_BB008 | GWh | SSEN (SHEPD) | Dudhope |  | 146.141 | 147.414 | 147.713 | 148.041 | 148.555 | 148.968 | 149.289 | 149.836 | 150.563 | 151.509 | 152.816 | 153.616 | 154.436 | 156.149 | 158.071 | 160.031 | 162.074 | 164.058 | 166.61 | 169.284 | 172.005 | 174.512 | 176.93 | 179.534 | 182.276 | 185.739 | 189.808 | 194.305
Counterfactual | Dem_BB008 | GWh | SSEN (SHEPD) | Dunbeath |  | 0 | 0.049 | 0.096 | 0.14 | 0.183 | 0.225 | 0.221 | 0.224 | 0.223 | 0.226 | 0.225 | 0.224 | 0.223 | 0.223 | 0.228 | 0.233 | 0.235 | 0.236 | 0.241 | 0.242 | 0.244 | 0.252 | 0.254 | 0.259 | 0.265 | 0.267 | 0.274 | 0.277
Counterfactual | Dem_BB008 | GWh | SSEN (SHEPD) | Dunoon |  | 75.766 | 68.525 | 60.938 | 53.561 | 46.55 | 39.787 | 39.797 | 39.867 | 39.997 | 40.179 | 40.464 | 40.632 | 40.806 | 41.201 | 41.676 | 42.17 | 42.685 | 43.181 | 43.827 | 44.519 | 45.221 | 45.866 | 46.489 | 47.145 | 47.838 | 48.722 | 49.747 | 50.881
Counterfactual | Dem_BB008 | GWh | SSEN (SHEPD) | Dunvegan |  | 24.946 | 24.089 | 23.035 | 21.964 | 20.969 | 20.013 | 19.972 | 19.967 | 19.989 | 20.042 | 20.154 | 20.212 | 20.279 | 20.433 | 20.645 | 20.882 | 21.119 | 21.355 | 21.65 | 21.985 | 22.324 | 22.634 | 22.939 | 23.238 | 23.57 | 23.98 | 24.465 | 25.001
Counterfactual | Dem_BB008 | GWh | SSEN (SHEPD) | Dyce |  | 119.695 | 120.056 | 119.425 | 118.737 | 118.297 | 117.873 | 117.172 | 116.587 | 116.282 | 115.493 | 115.034 | 114.297 | 113.562 | 114.523 | 115.714 | 117.029 | 118.646 | 120.879 | 122.384 | 124.303 | 125.949 | 127.494 | 129.665 | 131.411 | 133.842 | 137.037 | 141.101 | 145.929
Counterfactual | Dem_BB008 | GWh | SSEN (SHEPD) | Elgin |  | 167.535 | 169.856 | 170.596 | 170.927 | 171.501 | 172.039 | 171.786 | 171.835 | 172.142 | 172.685 | 173.711 | 174.254 | 174.877 | 176.253 | 178.192 | 180.209 | 182.327 | 184.374 | 186.969 | 189.866 | 192.813 | 195.518 | 198.134 | 200.758 | 203.64 | 207.261 | 211.492 | 216.16
Counterfactual | Dem_BB008 | GWh | SSEN (SHEPD) | Fasnakyle |  | 5.612 | 5.815 | 5.96 | 6.082 | 6.209 | 6.329 | 6.314 | 6.315 | 6.322 | 6.34 | 6.372 | 6.392 | 6.412 | 6.458 | 6.525 | 6.598 | 6.674 | 6.747 | 6.842 | 6.946 | 7.053 | 7.151 | 7.246 | 7.336 | 7.442 | 7.572 | 7.727 | 7.894
Counterfactual | Dem_BB008 | GWh | SSEN (SHEPD) | Fetteresso |  | 0 | 0 | 0 | 0 | 0 | 0 | 0 | 0 | 0 | 0 | 0 | 0 | 0 | 0 | 0 | 0 | 0 | 0 | 0 | 0 | 0 | 0 | 0 | 0 | 0 | 0 | 0 | 0
Counterfactual | Dem_BB008 | GWh | SSEN (SHEPD) | Fiddes |  | 61.749 | 62.085 | 61.989 | 61.932 | 61.982 | 62.011 | 61.824 | 61.681 | 61.739 | 61.523 | 61.466 | 61.225 | 60.966 | 61.62 | 62.352 | 63.141 | 64.086 | 65.352 | 66.217 | 67.265 | 68.158 | 68.983 | 70.132 | 71.045 | 72.346 | 74.073 | 76.281 | 78.911
Counterfactual | Dem_BB008 | GWh | SSEN (SHEPD) | Finstown |  | 0 | 0 | 0 | 0 | 0 | 0 | 0 | 0 | 0 | 0 | 0 | 0 | 0 | 0 | 0 | 0 | 0 | 0 | 0 | 0 | 0 | 0 | 0 | 0 | 0 | 0 | 0 | 0
Counterfactual | Dem_BB008 | GWh | SSEN (SHEPD) | Fort Augustus |  | 16.359 | 17.608 | 18.691 | 19.716 | 20.729 | 21.697 | 21.716 | 21.76 | 21.84 | 21.948 | 22.11 | 22.207 | 22.306 | 22.496 | 22.761 | 23.035 | 23.32 | 23.599 | 23.936 | 24.313 | 24.704 | 25.056 | 25.397 | 25.73 | 26.116 | 26.597 | 27.168 | 27.792
Counterfactual | Dem_BB008 | GWh | SSEN (SHEPD) | Fort William |  | 112.323 | 112.975 | 112.747 | 112.41 | 112.239 | 112.033 | 112.082 | 112.312 | 112.688 | 113.226 | 114.059 | 114.537 | 115.046 | 116.029 | 117.395 | 118.796 | 120.265 | 121.681 | 123.435 | 125.385 | 127.374 | 129.198 | 130.962 | 132.693 | 134.662 | 137.153 | 140.068 | 143.294
Counterfactual | Dem_BB008 | GWh | SSEN (SHEPD) | Fraserburgh |  | 65.259 | 65.443 | 65.078 | 64.675 | 64.41 | 64.156 | 63.755 | 63.423 | 63.236 | 62.784 | 62.524 | 62.097 | 61.682 | 62.209 | 62.856 | 63.577 | 64.451 | 65.667 | 66.485 | 67.528 | 68.427 | 69.272 | 70.457 | 71.411 | 72.735 | 74.474 | 76.679 | 79.3
Counterfactual | Dem_BB008 | GWh | SSEN (SHEPD) | Glenfarclas |  | 0 | 0 | 0 | 0 | 0 | 0 | 0 | 0 | 0 | 0 | 0 | 0 | 0 | 0 | 0 | 0 | 0 | 0 | 0 | 0 | 0 | 0 | 0 | 0 | 0 | 0 | 0 | 0
Counterfactual | Dem_BB008 | GWh | SSEN (SHEPD) | Grudie Bridge |  | 69.454 | 71.235 | 72.41 | 73.449 | 74.551 | 75.588 | 75.604 | 75.752 | 75.989 | 76.343 | 76.885 | 77.191 | 77.521 | 78.102 | 79.022 | 79.968 | 80.956 | 81.914 | 83.059 | 84.369 | 85.706 | 86.937 | 88.117 | 89.205 | 90.532 | 92.207 | 94.172 | 96.339
Counterfactual | Dem_BB008 | GWh | SSEN (SHEPD) | Inverness |  | 233.583 | 235.788 | 235.332 | 233.901 | 232.92 | 232.054 | 230.952 | 230.313 | 230.081 | 230.161 | 230.966 | 231.253 | 231.733 | 233.261 | 235.509 | 237.92 | 240.46 | 242.914 | 246.18 | 249.858 | 253.597 | 257.025 | 260.338 | 263.787 | 267.335 | 271.739 | 276.881 | 282.524
Counterfactual | Dem_BB008 | GWh | SSEN (SHEPD) | Keith |  | 126.237 | 134.477 | 141.448 | 147.993 | 154.488 | 160.69 | 160.738 | 161.052 | 161.577 | 162.335 | 163.515 | 164.186 | 164.91 | 166.33 | 168.28 | 170.28 | 172.375 | 174.401 | 176.918 | 179.709 | 182.547 | 185.165 | 187.683 | 190.185 | 193.004 | 196.564 | 200.733 | 205.335
Counterfactual | Dem_BB008 | GWh | SSEN (SHEPD) | Killin |  | 12.618 | 12.426 | 12.213 | 12.044 | 11.864 | 11.652 | 11.757 | 11.882 | 12.019 | 12.19 | 12.379 | 12.517 | 12.648 | 13.094 | 13.276 | 13.456 | 13.647 | 13.834 | 14.193 | 14.432 | 14.68 | 14.9 | 15.116 | 15.594 | 15.848 | 16.169 | 16.553 | 16.976
Counterfactual | Dem_BB008 | GWh | SSEN (SHEPD) | Kinlochleven |  | 9.503 | 12.639 | 15.595 | 18.436 | 21.203 | 23.868 | 23.907 | 23.979 | 24.083 | 24.219 | 24.413 | 24.527 | 24.647 | 24.857 | 25.163 | 25.473 | 25.796 | 26.111 | 26.48 | 26.905 | 27.337 | 27.738 | 28.116 | 28.476 | 28.913 | 29.458 | 30.098 | 30.809
Counterfactual | Dem_BB008 | GWh | SSEN (SHEPD) | Kintore |  | 202.902 | 203.455 | 202.28 | 200.977 | 200.104 | 199.274 | 197.994 | 196.919 | 196.296 | 194.856 | 193.992 | 192.651 | 191.328 | 192.975 | 195.007 | 197.258 | 199.998 | 203.779 | 206.325 | 209.594 | 212.399 | 215.041 | 218.745 | 221.727 | 225.845 | 231.23 | 238.075 | 246.213
Counterfactual | Dem_BB008 | GWh | SSEN (SHEPD) | Lairg |  | 5.158 | 7.163 | 9.064 | 10.891 | 12.665 | 14.37 | 14.389 | 14.429 | 14.494 | 14.574 | 14.692 | 14.757 | 14.83 | 14.958 | 15.138 | 15.328 | 15.52 | 15.71 | 15.937 | 16.189 | 16.449 | 16.691 | 16.916 | 17.139 | 17.397 | 17.728 | 18.112 | 18.536
Counterfactual | Dem_BB008 | GWh | SSEN (SHEPD) | Lunanhead |  | 138.182 | 134.762 | 130.322 | 125.842 | 121.717 | 117.718 | 117.668 | 117.823 | 118.14 | 118.628 | 119.432 | 119.885 | 120.383 | 121.579 | 122.961 | 124.386 | 125.879 | 127.327 | 129.244 | 131.266 | 133.323 | 135.215 | 137.04 | 139.033 | 141.068 | 143.616 | 146.609 | 149.909
Counterfactual | Dem_BB008 | GWh | SSEN (SHEPD) | Lyndhurst |  | 91.867 | 92.68 | 92.493 | 91.998 | 91.701 | 91.458 | 91.106 | 90.934 | 90.924 | 91.036 | 91.423 | 91.595 | 91.837 | 92.705 | 93.623 | 94.601 | 95.629 | 96.629 | 98.056 | 99.534 | 101.034 | 102.414 | 103.745 | 105.329 | 106.761 | 108.548 | 110.642 | 112.937
Counterfactual | Dem_BB008 | GWh | SSEN (SHEPD) | Macduff |  | 72.38 | 80.077 | 86.915 | 93.373 | 99.719 | 105.809 | 105.809 | 105.986 | 106.3 | 106.769 | 107.517 | 107.938 | 108.394 | 109.271 | 110.541 | 111.847 | 113.215 | 114.541 | 116.164 | 117.996 | 119.857 | 121.566 | 123.218 | 124.816 | 126.66 | 128.983 | 131.707 | 134.713
Counterfactual | Dem_BB008 | GWh | SSEN (SHEPD) | Milton of Craigie |  | 174.871 | 178.876 | 180.991 | 182.459 | 184.168 | 185.838 | 185.334 | 185.17 | 185.316 | 185.708 | 186.637 | 187.092 | 187.656 | 189.172 | 191.157 | 193.241 | 195.435 | 197.554 | 200.364 | 203.428 | 206.54 | 209.398 | 212.163 | 215.077 | 218.092 | 221.862 | 226.27 | 231.119
Counterfactual | Dem_BB008 | GWh | SSEN (SHEPD) | Mybster |  | 26.118 | 29.841 | 33.224 | 36.425 | 39.541 | 42.522 | 42.504 | 42.56 | 42.675 | 42.854 | 43.145 | 43.305 | 43.49 | 43.884 | 44.386 | 44.9 | 45.441 | 45.967 | 46.64 | 47.368 | 48.109 | 48.792 | 49.449 | 50.139 | 50.872 | 51.796 | 52.877 | 54.068
Counterfactual | Dem_BB008 | GWh | SSEN (SHEPD) | Nairn |  | 117.117 | 117.807 | 117.522 | 117.072 | 116.802 | 116.511 | 116.472 | 116.628 | 116.946 | 117.433 | 118.231 | 118.676 | 119.164 | 120.153 | 121.524 | 122.949 | 124.437 | 125.879 | 127.679 | 129.682 | 131.712 | 133.59 | 135.398 | 137.191 | 139.202 | 141.738 | 144.705 | 147.981
Counterfactual | Dem_BB008 | GWh | SSEN (SHEPD) | Orrin |  | 0 | 0 | 0 | 0 | 0 | 0 | 0 | 0 | 0 | 0 | 0 | 0 | 0 | 0 | 0 | 0 | 0 | 0 | 0 | 0 | 0 | 0 | 0 | 0 | 0 | 0 | 0 | 0
Counterfactual | Dem_BB008 | GWh | SSEN (SHEPD) | Persley |  | 140.223 | 140.551 | 139.645 | 138.624 | 137.909 | 137.235 | 136.273 | 135.461 | 134.935 | 133.851 | 133.178 | 132.188 | 131.216 | 132.333 | 133.732 | 135.278 | 137.167 | 139.754 | 141.502 | 143.761 | 145.699 | 147.541 | 150.11 | 152.18 | 155.021 | 158.718 | 163.411 | 168.981
Counterfactual | Dem_BB008 | GWh | SSEN (SHEPD) | Peterhead Grange |  | 94.615 | 94.962 | 94.61 | 94.256 | 94.083 | 93.899 | 93.487 | 93.16 | 93.087 | 92.627 | 92.427 | 91.987 | 91.537 | 92.135 | 92.917 | 93.825 | 94.995 | 96.691 | 97.807 | 99.236 | 100.442 | 101.562 | 103.181 | 104.48 | 106.36 | 108.898 | 112.152 | 116.024
Counterfactual | Dem_BB008 | GWh | SSEN (SHEPD) | Peterhead Shell |  | 25.481 | 25.503 | 25.283 | 25.024 | 24.826 | 24.643 | 24.429 | 24.237 | 24.092 | 23.849 | 23.684 | 23.468 | 23.264 | 23.431 | 23.656 | 23.908 | 24.225 | 24.667 | 24.96 | 25.357 | 25.702 | 26.03 | 26.486 | 26.86 | 27.364 | 28.021 | 28.847 | 29.823
Counterfactual | Dem_BB008 | GWh | SSEN (SHEPD) | Port Ann |  | 71.159 | 76.843 | 81.766 | 86.393 | 90.956 | 95.319 | 95.303 | 95.443 | 95.723 | 96.13 | 96.795 | 97.164 | 97.566 | 98.357 | 99.497 | 100.667 | 101.889 | 103.076 | 104.533 | 106.176 | 107.848 | 109.385 | 110.865 | 112.309 | 113.964 | 116.044 | 118.487 | 121.173
Counterfactual | Dem_BB008 | GWh | SSEN (SHEPD) | Quoich |  | 1.312 | 1.255 | 1.189 | 1.122 | 1.06 | 0.999 | 1.002 | 1.002 | 1.002 | 1.009 | 1.016 | 1.014 | 1.021 | 1.03 | 1.035 | 1.049 | 1.063 | 1.072 | 1.088 | 1.106 | 1.122 | 1.14 | 1.151 | 1.168 | 1.183 | 1.206 | 1.229 | 1.261
Counterfactual | Dem_BB008 | GWh | SSEN (SHEPD) | Rannoch |  | 9.327 | 8.904 | 8.477 | 8.09 | 7.709 | 7.317 | 7.379 | 7.444 | 7.513 | 7.599 | 7.698 | 7.76 | 7.824 | 7.959 | 8.074 | 8.186 | 8.296 | 8.414 | 8.569 | 8.71 | 8.857 | 8.992 | 9.123 | 9.283 | 9.441 | 9.635 | 9.864 | 10.117
Counterfactual | Dem_BB008 | GWh | SSEN (SHEPD) | Redmoss |  | 148.601 | 149.174 | 148.583 | 147.976 | 147.661 | 147.34 | 146.602 | 146.012 | 145.808 | 144.984 | 144.571 | 143.765 | 142.949 | 144.273 | 145.851 | 147.576 | 149.669 | 152.543 | 154.476 | 156.91 | 158.987 | 160.928 | 163.646 | 165.822 | 168.882 | 172.916 | 178.047 | 184.158
Counterfactual | Dem_BB008 | GWh | SSEN (SHEPD) | Rothienorman |  | 79.298 | 79.598 | 79.27 | 78.924 | 78.733 | 78.542 | 78.143 | 77.816 | 77.687 | 77.228 | 76.99 | 76.547 | 76.103 | 76.734 | 77.506 | 78.366 | 79.425 | 80.907 | 81.889 | 83.139 | 84.207 | 85.203 | 86.614 | 87.747 | 89.35 | 91.473 | 94.184 | 97.412
Counterfactual | Dem_BB008 | GWh | SSEN (SHEPD) | Shin |  | 5.304 | 5.6 | 5.857 | 6.106 | 6.349 | 6.576 | 6.59 | 6.615 | 6.643 | 6.687 | 6.742 | 6.776 | 6.813 | 6.88 | 6.965 | 7.055 | 7.144 | 7.23 | 7.341 | 7.459 | 7.576 | 7.687 | 7.796 | 7.902 | 8.021 | 8.175 | 8.353 | 8.553
Counterfactual | Dem_BB008 | GWh | SSEN (SHEPD) | Sloy |  | 8.33 | 7.915 | 7.456 | 7.013 | 6.597 | 6.193 | 6.206 | 6.225 | 6.249 | 6.289 | 6.34 | 6.372 | 6.405 | 6.469 | 6.552 | 6.628 | 6.71 | 6.796 | 6.898 | 7.002 | 7.118 | 7.218 | 7.318 | 7.423 | 7.535 | 7.679 | 7.843 | 8.029
Counterfactual | Dem_BB008 | GWh | SSEN (SHEPD) | St Fergus Gas Terminal |  | 22.758 | 22.897 | 22.888 | 22.901 | 22.951 | 22.99 | 22.939 | 22.908 | 22.954 | 22.9 | 22.903 | 22.832 | 22.751 | 22.997 | 23.264 | 23.555 | 23.903 | 24.373 | 24.691 | 25.074 | 25.406 | 25.701 | 26.123 | 26.455 | 26.93 | 27.579 | 28.402 | 29.384
Counterfactual | Dem_BB008 | GWh | SSEN (SHEPD) | Strichen |  | 52.747 | 52.923 | 52.663 | 52.384 | 52.213 | 52.047 | 51.746 | 51.497 | 51.377 | 51.036 | 50.843 | 50.517 | 50.197 | 50.665 | 51.235 | 51.848 | 52.588 | 53.604 | 54.287 | 55.153 | 55.901 | 56.595 | 57.575 | 58.356 | 59.434 | 60.856 | 62.657 | 64.805
Counterfactual | Dem_BB008 | GWh | SSEN (SHEPD) | Tarland |  | 56.559 | 56.827 | 56.669 | 56.525 | 56.487 | 56.438 | 56.206 | 56.014 | 56.004 | 55.734 | 55.621 | 55.346 | 55.062 | 55.658 | 56.338 | 57.067 | 57.924 | 59.079 | 59.865 | 60.836 | 61.663 | 62.43 | 63.498 | 64.343 | 65.535 | 67.102 | 69.091 | 71.468
Counterfactual | Dem_BB008 | GWh | SSEN (SHEPD) | Taynuilt |  | 115.746 | 118.423 | 120.096 | 121.546 | 123.1 | 124.551 | 124.511 | 124.69 | 125.039 | 125.56 | 126.42 | 126.905 | 127.431 | 128.499 | 129.967 | 131.491 | 133.084 | 134.625 | 136.536 | 138.683 | 140.857 | 142.864 | 144.798 | 146.717 | 148.871 | 151.583 | 154.759 | 158.263
Counterfactual | Dem_BB008 | GWh | SSEN (SHEPD) | Thurso |  | 110.407 | 113.032 | 114.602 | 115.868 | 117.228 | 118.503 | 118.353 | 118.417 | 118.658 | 119.063 | 119.804 | 120.207 | 120.671 | 121.865 | 123.202 | 124.588 | 126.049 | 127.454 | 129.352 | 131.353 | 133.393 | 135.266 | 137.074 | 139.106 | 141.098 | 143.605 | 146.529 | 149.756
Counterfactual | Dem_BB008 | GWh | SSEN (SHEPD) | Tummel Bridge |  | 38.997 | 40.075 | 40.876 | 41.639 | 42.394 | 43.072 | 43.148 | 43.294 | 43.488 | 43.759 | 44.141 | 44.374 | 44.622 | 45.316 | 45.859 | 46.41 | 46.981 | 47.54 | 48.378 | 49.143 | 49.924 | 50.646 | 51.341 | 52.297 | 53.084 | 54.07 | 55.227 | 56.508
Counterfactual | Dem_BB008 | GWh | SSEN (SHEPD) | Willowdale |  | 98.919 | 99.482 | 99.364 | 99.318 | 99.441 | 99.525 | 99.245 | 99.036 | 99.156 | 98.842 | 98.772 | 98.398 | 98.005 | 99.084 | 100.28 | 101.566 | 103.092 | 105.146 | 106.538 | 108.235 | 109.678 | 111.003 | 112.859 | 114.319 | 116.414 | 119.194 | 122.744 | 126.976
Counterfactual | Dem_BB008 | GWh | SSEN (SHEPD) | Woodhill |  | 119.802 | 119.843 | 118.7 | 117.348 | 116.292 | 115.319 | 114.219 | 113.271 | 112.475 | 111.24 | 110.374 | 109.302 | 108.26 | 109.003 | 110.029 | 111.196 | 112.654 | 114.699 | 116.074 | 117.913 | 119.512 | 121.058 | 123.213 | 124.972 | 127.333 | 130.364 | 134.202 | 138.745
Counterfactual | Dem_BB008 | GWh | SSEN South | Acton Lane 66kV |  | 94.301 | 96.03 | 96.742 | 97.217 | 97.887 | 98.573 | 97.37 | 96.94 | 95.594 | 94.551 | 93.779 | 92.728 | 91.714 | 91.544 | 91.513 | 91.532 | 91.712 | 92.356 | 93.617 | 94.513 | 95.282 | 95.945 | 97.13 | 99.507 | 101.227 | 103.574 | 106.525 | 110.034
Counterfactual | Dem_BB008 | GWh | SSEN South | Axminster_H |  | 338.251 | 336.605 | 331.189 | 324.836 | 319.513 | 314.641 | 312.003 | 309.724 | 304.778 | 301.056 | 298.445 | 295.388 | 292.493 | 292.14 | 294.354 | 296.836 | 299.892 | 304.386 | 309.212 | 314.316 | 318.924 | 323.58 | 329.872 | 337.344 | 344.287 | 352.605 | 362.996 | 375.158
Counterfactual | Dem_BB008 | GWh | SSEN South | Botley Wood |  | 540.193 | 560.666 | 573.687 | 583.387 | 593.615 | 603.604 | 601.225 | 600.044 | 600.32 | 601.122 | 603.826 | 605.173 | 607.016 | 609.781 | 615.633 | 621.906 | 628.516 | 634.898 | 642.588 | 652.196 | 661.976 | 670.948 | 679.631 | 686.969 | 696.226 | 707.751 | 721.177 | 735.909
Counterfactual | Dem_BB008 | GWh | SSEN South | Bramley |  | 2182.52 | 2226.081 | 2243.965 | 2252.894 | 2265.593 | 2278.518 | 2271.486 | 2268.839 | 2270.528 | 2274.745 | 2285.799 | 2291.107 | 2297.929 | 2309.841 | 2333.646 | 2358.82 | 2385.215 | 2410.778 | 2441.66 | 2478.86 | 2516.672 | 2551.396 | 2584.95 | 2614.073 | 2650.476 | 2695.959 | 2749.039 | 2807.431
Counterfactual | Dem_BB008 | GWh | SSEN South | Chickerell |  | 334.995 | 334.587 | 330.685 | 326.277 | 322.779 | 319.571 | 317.859 | 316.481 | 312.669 | 309.875 | 308.019 | 305.507 | 303.033 | 304.592 | 308.422 | 312.287 | 316.558 | 322.147 | 327.856 | 333.634 | 338.822 | 343.924 | 350.684 | 358.5 | 365.744 | 374.428 | 385.241 | 397.992
Counterfactual | Dem_BB008 | GWh | SSEN South | Cowley |  | 2166.653 | 2152.974 | 2116.285 | 2073.623 | 2036.627 | 2001.776 | 1996.094 | 1994.238 | 1996.433 | 2000.652 | 2010.834 | 2015.925 | 2022.319 | 2033.451 | 2054.508 | 2076.735 | 2100.039 | 2122.613 | 2150.134 | 2182.936 | 2216.286 | 2246.917 | 2276.523 | 2302.436 | 2334.577 | 2374.762 | 2421.667 | 2473.268
Counterfactual | Dem_BB008 | GWh | SSEN South | Ealing |  | 781.357 | 795.182 | 800.357 | 803.373 | 808.051 | 812.943 | 802.386 | 798.229 | 786.443 | 777.183 | 770.306 | 761.146 | 752.411 | 750.609 | 750.108 | 750.076 | 751.332 | 756.446 | 766.65 | 773.928 | 780.2 | 785.717 | 795.419 | 814.996 | 829.154 | 848.307 | 872.436 | 901.129
Counterfactual | Dem_BB008 | GWh | SSEN South | Fawley |  | 829.619 | 820.689 | 802.754 | 782.597 | 764.758 | 747.92 | 746.007 | 745.498 | 746.737 | 748.66 | 752.835 | 755.158 | 758.006 | 762.012 | 769.709 | 777.873 | 786.439 | 794.73 | 804.589 | 816.801 | 829.215 | 840.627 | 851.667 | 861.004 | 872.91 | 887.786 | 905.149 | 924.231
Counterfactual | Dem_BB008 | GWh | SSEN South | Fleet |  | 2822.512 | 2825.42 | 2795.516 | 2754.893 | 2721.339 | 2690.492 | 2679.165 | 2673.234 | 2672.765 | 2675.083 | 2685.75 | 2690.168 | 2696.634 | 2709.759 | 2736.517 | 2765.094 | 2795.107 | 2824.166 | 2860.517 | 2903.576 | 2947.341 | 2987.491 | 3026.326 | 3061.463 | 3103.179 | 3155.137 | 3215.694 | 3282.225
Counterfactual | Dem_BB008 | GWh | SSEN South | Iver 132kV |  | 1304.654 | 1288.818 | 1259.144 | 1226.182 | 1196.954 | 1169.358 | 1166.195 | 1165.246 | 1166.82 | 1169.552 | 1175.795 | 1179.109 | 1183.217 | 1189.461 | 1201.607 | 1214.46 | 1227.946 | 1241.005 | 1256.51 | 1275.619 | 1295.052 | 1312.908 | 1330.169 | 1344.805 | 1363.481 | 1386.814 | 1414.051 | 1444.001
Counterfactual | Dem_BB008 | GWh | SSEN South | Iver 66kV |  | 635.285 | 628.803 | 614.319 | 597.175 | 581.954 | 567.77 | 564.977 | 563.358 | 563.298 | 563.662 | 565.868 | 566.964 | 568.589 | 570.686 | 575.805 | 581.384 | 587.271 | 592.955 | 599.704 | 608.523 | 617.495 | 625.727 | 633.711 | 640.086 | 648.453 | 658.828 | 670.892 | 684.104
Counterfactual | Dem_BB008 | GWh | SSEN South | Laleham |  | 1016.204 | 1014.305 | 1000.499 | 982.967 | 968.055 | 954.215 | 950.628 | 948.925 | 949.392 | 950.754 | 955.082 | 957.209 | 960.079 | 964.567 | 973.992 | 984.07 | 994.661 | 1004.907 | 1017.163 | 1032.442 | 1047.989 | 1062.253 | 1076.058 | 1087.687 | 1102.469 | 1120.879 | 1142.346 | 1165.914
Counterfactual | Dem_BB008 | GWh | SSEN South | Lovedean |  | 2003.456 | 2033.549 | 2039.953 | 2038.215 | 2040.38 | 2043.251 | 2036.313 | 2033.357 | 2034.497 | 2037.795 | 2047.296 | 2051.794 | 2057.722 | 2068.292 | 2089.253 | 2111.5 | 2134.842 | 2157.445 | 2184.779 | 2217.915 | 2251.599 | 2282.521 | 2312.42 | 2338.554 | 2370.855 | 2411.175 | 2458.212 | 2509.924
Counterfactual | Dem_BB008 | GWh | SSEN South | Mannington |  | 2523.457 | 2513.9 | 2477.83 | 2435.976 | 2401.403 | 2369.621 | 2353.536 | 2340.204 | 2307.47 | 2283.474 | 2267.452 | 2247.579 | 2228.651 | 2227.693 | 2245.624 | 2265.467 | 2289.64 | 2324.825 | 2362.546 | 2401.621 | 2436.779 | 2471.894 | 2519.343 | 2575.777 | 2628.616 | 2692.39 | 2772.262 | 2865.852
Counterfactual | Dem_BB008 | GWh | SSEN South | Melksham |  | 2513.971 | 2380.635 | 2225.125 | 2068.011 | 1921.974 | 1782.935 | 1776.366 | 1773.314 | 1773.521 | 1775.708 | 1783.293 | 1786.469 | 1790.867 | 1800.275 | 1818.714 | 1838.257 | 1858.747 | 1878.605 | 1902.876 | 1931.797 | 1961.19 | 1988.156 | 2014.223 | 2037.427 | 2065.67 | 2100.929 | 2142.058 | 2187.301
Counterfactual | Dem_BB008 | GWh | SSEN South | Minety |  | 1456.476 | 1469.382 | 1464.768 | 1454.094 | 1446.581 | 1439.998 | 1434.527 | 1431.9 | 1433.005 | 1434.948 | 1441.344 | 1444.382 | 1448.515 | 1456.6 | 1470.952 | 1486.259 | 1502.351 | 1517.92 | 1537.143 | 1560.279 | 1583.808 | 1605.407 | 1626.292 | 1644.038 | 1666.45 | 1694.374 | 1726.927 | 1762.686
Counterfactual | Dem_BB008 | GWh | SSEN South | North Hyde |  | 585.165 | 586.4 | 581.416 | 574.972 | 569.894 | 565.182 | 564.349 | 564.54 | 565.953 | 567.922 | 571.539 | 573.635 | 576.058 | 579.423 | 585.556 | 591.986 | 598.727 | 605.256 | 612.905 | 622.318 | 631.905 | 640.713 | 649.229 | 656.38 | 665.667 | 677.308 | 690.912 | 705.879
Counterfactual | Dem_BB008 | GWh | SSEN South | Nursling |  | 1330.445 | 1304.918 | 1266.621 | 1226.367 | 1190.119 | 1155.618 | 1153.954 | 1154.367 | 1157.194 | 1161.195 | 1168.529 | 1172.725 | 1177.582 | 1184.661 | 1197.297 | 1210.539 | 1224.407 | 1237.839 | 1253.762 | 1273.065 | 1292.705 | 1310.769 | 1328.213 | 1343.229 | 1362.304 | 1386.22 | 1414.166 | 1444.93
Counterfactual | Dem_BB008 | GWh | UKPN Eastern | Amersham Main |  | 421.328 | 394.579 | 363.683 | 332.47 | 303.211 | 275.292 | 274.841 | 274.886 | 275.919 | 277.05 | 279.047 | 280.429 | 282.052 | 283.314 | 285.939 | 288.754 | 291.728 | 294.597 | 297.748 | 302.175 | 306.691 | 310.852 | 314.881 | 317.7 | 321.954 | 327.244 | 333.429 | 340.192
Counterfactual | Dem_BB008 | GWh | UKPN Eastern | Braintree |  | 752.993 | 779.403 | 796.016 | 808.699 | 822.21 | 835.392 | 832.998 | 832.199 | 833.315 | 835.226 | 839.672 | 842.097 | 845.122 | 849.095 | 857.596 | 866.622 | 876.101 | 885.282 | 896.38 | 909.944 | 923.734 | 936.412 | 948.672 | 958.866 | 972.067 | 988.543 | 1007.754 | 1028.869
Counterfactual | Dem_BB008 | GWh | UKPN Eastern | Bramford |  | 2850.133 | 2902.863 | 2921.135 | 2926.764 | 2937.641 | 2949.284 | 2937.971 | 2932.484 | 2932.747 | 2936.199 | 2948.692 | 2954.117 | 2961.673 | 2976.385 | 3006.287 | 3038.099 | 3071.48 | 3103.816 | 3143.342 | 3190.881 | 3239.203 | 3283.545 | 3326.417 | 3364.385 | 3410.614 | 3468.275 | 3535.506 | 3609.411
Counterfactual | Dem_BB008 | GWh | UKPN Eastern | Brimsdown |  | 1246.717 | 1266.213 | 1269.71 | 1266.965 | 1266.683 | 1267.048 | 1261.213 | 1257.952 | 1257.545 | 1258.345 | 1263.171 | 1265.223 | 1268.337 | 1273.663 | 1285.794 | 1298.843 | 1312.58 | 1325.858 | 1341.91 | 1361.926 | 1382.279 | 1400.944 | 1419.01 | 1434.208 | 1453.441 | 1477.339 | 1505.179 | 1535.723
Counterfactual | Dem_BB008 | GWh | UKPN Eastern | Burwell Main |  | 1160.801 | 1166.842 | 1160.366 | 1150.64 | 1143.489 | 1136.95 | 1134.813 | 1134.778 | 1137.036 | 1140.502 | 1147.291 | 1151.051 | 1155.495 | 1161.926 | 1174.195 | 1187.081 | 1200.586 | 1213.662 | 1229.46 | 1248.333 | 1267.529 | 1285.176 | 1302.227 | 1316.898 | 1335.492 | 1358.783 | 1385.988 | 1415.934
Counterfactual | Dem_BB008 | GWh | UKPN Eastern | Clacton |  | 228.268 | 237.184 | 243.28 | 248.251 | 253.466 | 258.55 | 257.73 | 257.413 | 257.555 | 257.996 | 259.212 | 259.766 | 260.49 | 261.897 | 264.62 | 267.496 | 270.514 | 273.433 | 276.985 | 281.216 | 285.512 | 289.459 | 293.269 | 296.673 | 300.818 | 306.002 | 312.05 | 318.705
Counterfactual | Dem_BB008 | GWh | UKPN Eastern | Eaton Socon |  | 758.428 | 773.116 | 778.563 | 780.932 | 784.674 | 788.572 | 786.58 | 786.076 | 787.49 | 789.564 | 794.017 | 796.531 | 799.601 | 803.767 | 811.869 | 820.447 | 829.459 | 838.178 | 848.771 | 861.639 | 874.731 | 886.762 | 898.396 | 908.23 | 920.776 | 936.445 | 954.73 | 974.826
Counterfactual | Dem_BB008 | GWh | UKPN Eastern | Elstree |  | 1685.502 | 1751.604 | 1794.723 | 1827.571 | 1862.337 | 1896.545 | 1887.682 | 1882.677 | 1881.712 | 1882.656 | 1889.582 | 1892.314 | 1896.598 | 1904.89 | 1923.215 | 1942.9 | 1963.599 | 1983.629 | 2007.986 | 2038.003 | 2068.525 | 2096.508 | 2123.584 | 2146.955 | 2175.854 | 2211.79 | 2253.642 | 2299.588
Counterfactual | Dem_BB008 | GWh | UKPN Eastern | Loudwater |  | 195.723 | 201.162 | 203.606 | 204.685 | 205.978 | 207.263 | 206.497 | 206.138 | 206.526 | 206.986 | 208.13 | 208.875 | 209.828 | 210.572 | 212.385 | 214.374 | 216.479 | 218.505 | 220.778 | 224.003 | 227.288 | 230.305 | 233.242 | 235.314 | 238.351 | 242.118 | 246.504 | 251.296
Counterfactual | Dem_BB008 | GWh | UKPN Eastern | Mill Hill |  | 661.048 | 651.722 | 635.064 | 616.681 | 600.268 | 584.791 | 583.398 | 583.099 | 584.353 | 586.061 | 589.555 | 591.64 | 594.162 | 597.127 | 603.015 | 609.285 | 615.872 | 622.244 | 629.629 | 639.13 | 648.804 | 657.689 | 666.296 | 673.155 | 682.378 | 693.895 | 707.331 | 722.085
Counterfactual | Dem_BB008 | GWh | UKPN Eastern | Norwich Main |  | 1506.018 | 1525.629 | 1527.953 | 1524.757 | 1524.567 | 1524.92 | 1520.543 | 1519.079 | 1520.636 | 1523.828 | 1531.579 | 1535.477 | 1540.378 | 1548.666 | 1564.629 | 1581.495 | 1599.19 | 1616.325 | 1637.314 | 1662.266 | 1687.632 | 1710.933 | 1733.453 | 1753.407 | 1777.844 | 1808.37 | 1844.007 | 1883.209
Counterfactual | Dem_BB008 | GWh | UKPN Eastern | Pelham |  | 1167.598 | 1155.99 | 1131.343 | 1103.011 | 1077.92 | 1054.276 | 1050.65 | 1049.077 | 1049.818 | 1051.601 | 1056.628 | 1059.155 | 1062.46 | 1067.367 | 1077.957 | 1089.245 | 1101.099 | 1112.57 | 1126.428 | 1143.423 | 1160.707 | 1176.577 | 1191.926 | 1204.84 | 1221.335 | 1241.909 | 1265.893 | 1292.25
Counterfactual | Dem_BB008 | GWh | UKPN Eastern | Rayleigh |  | 2218.381 | 2162.625 | 2084.102 | 2000.769 | 1924.979 | 1853.208 | 1846.681 | 1843.774 | 1844.726 | 1847.535 | 1856 | 1859.992 | 1865.312 | 1874.847 | 1893.705 | 1913.75 | 1934.791 | 1955.166 | 1980.026 | 2009.993 | 2040.461 | 2068.433 | 2095.477 | 2119.159 | 2148.328 | 2184.718 | 2227.163 | 2273.814
Counterfactual | Dem_BB008 | GWh | UKPN Eastern | Rye House |  | 1555.569 | 1555.174 | 1536.76 | 1512.646 | 1492.434 | 1473.722 | 1468.099 | 1465.381 | 1465.787 | 1467.687 | 1474.133 | 1477.132 | 1481.24 | 1488.028 | 1502.746 | 1518.449 | 1534.944 | 1550.911 | 1570.349 | 1594.01 | 1618.069 | 1640.146 | 1661.501 | 1679.721 | 1702.656 | 1731.246 | 1764.572 | 1801.18
Counterfactual | Dem_BB008 | GWh | UKPN Eastern | Sheringham Shoal |  | 749.084 | 742.326 | 727.76 | 711.238 | 696.779 | 683.155 | 681.027 | 680.215 | 680.644 | 681.855 | 685.101 | 686.614 | 688.564 | 692.292 | 699.477 | 707.073 | 715.034 | 722.748 | 732.158 | 743.339 | 754.691 | 765.117 | 775.199 | 784.19 | 795.146 | 808.841 | 824.822 | 842.408
Counterfactual | Dem_BB008 | GWh | UKPN Eastern | Sundon |  | 2448.257 | 2425.325 | 2374.766 | 2316.982 | 2267.203 | 2221.35 | 2186.751 | 2171.051 | 2147.94 | 2130.161 | 2120.174 | 2107.64 | 2096.211 | 2101.523 | 2119.353 | 2138.664 | 2160.712 | 2189.085 | 2227.09 | 2262.26 | 2295.622 | 2330.165 | 2372.558 | 2425.742 | 2471.032 | 2523.18 | 2587.773 | 2662.04
Counterfactual | Dem_BB008 | GWh | UKPN Eastern | Tilbury |  | 935.198 | 943.217 | 938.513 | 928.477 | 920.7 | 913.938 | 907.929 | 903.901 | 901.955 | 900.926 | 902.958 | 903.306 | 904.577 | 907.223 | 915.188 | 923.923 | 933.154 | 942.072 | 952.975 | 966.882 | 981.029 | 993.971 | 1006.518 | 1017.211 | 1030.314 | 1046.502 | 1065.305 | 1085.887
Counterfactual | Dem_BB008 | GWh | UKPN Eastern | Tottenham |  | 1296.469 | 1303.756 | 1295.747 | 1282.843 | 1273.004 | 1264.196 | 1259.676 | 1257.638 | 1258.512 | 1260.481 | 1266.348 | 1269.234 | 1273.063 | 1280.227 | 1292.899 | 1306.399 | 1320.583 | 1334.315 | 1350.142 | 1370.493 | 1391.196 | 1410.195 | 1428.578 | 1444.224 | 1463.97 | 1488.583 | 1517.282 | 1548.813
Counterfactual | Dem_BB008 | GWh | UKPN Eastern | Walpole (_A) |  | 2006.514 | 2004.799 | 1979.707 | 1947.025 | 1919.449 | 1893.916 | 1886.022 | 1881.924 | 1881.702 | 1883.476 | 1891.145 | 1894.441 | 1899.204 | 1907.664 | 1926.409 | 1946.444 | 1967.49 | 1987.862 | 2012.713 | 2042.975 | 2073.746 | 2101.964 | 2129.27 | 2152.768 | 2182.048 | 2218.518 | 2261.014 | 2307.699
Counterfactual | Dem_BB008 | GWh | UKPN Eastern | Warley |  | 1055.834 | 1052.82 | 1037.418 | 1018.127 | 1001.566 | 986.14 | 982.45 | 980.696 | 981.25 | 982.69 | 987.198 | 989.437 | 992.453 | 997.084 | 1006.802 | 1017.196 | 1028.124 | 1038.689 | 1051.542 | 1067.332 | 1083.391 | 1098.134 | 1112.395 | 1124.513 | 1139.778 | 1158.786 | 1180.946 | 1205.28
Counterfactual | Dem_BB008 | GWh | UKPN Eastern | Watford South |  | 995.732 | 1004.146 | 999.619 | 990.186 | 983.092 | 976.921 | 971.985 | 969.067 | 968.541 | 968.856 | 972.339 | 973.813 | 976.165 | 979.97 | 988.997 | 998.77 | 1009.081 | 1019.042 | 1031.047 | 1046.3 | 1061.809 | 1076.029 | 1089.804 | 1101.268 | 1115.804 | 1133.84 | 1154.831 | 1177.841
Counterfactual | Dem_BB008 | GWh | UKPN Eastern | West Thurrock |  | 242.785 | 233.121 | 221.144 | 208.891 | 197.583 | 186.827 | 186.343 | 186.214 | 186.525 | 186.996 | 188.021 | 188.59 | 189.284 | 190.475 | 192.405 | 194.45 | 196.594 | 198.67 | 201 | 204.051 | 207.155 | 210.008 | 212.764 | 215.08 | 218.061 | 221.785 | 226.127 | 230.904
Counterfactual | Dem_BB008 | GWh | UKPN Eastern | Wymondley |  | 915.841 | 943.091 | 958.413 | 968.898 | 980.613 | 992.184 | 988.638 | 987.034 | 987.657 | 989.242 | 993.894 | 996.234 | 999.333 | 1003.805 | 1013.675 | 1024.207 | 1035.276 | 1045.981 | 1058.925 | 1074.861 | 1091.068 | 1105.95 | 1120.343 | 1132.388 | 1147.818 | 1167.053 | 1189.48 | 1214.109
Counterfactual | Dem_BB008 | GWh | UKPN London | Acton Lane 22kV |  | 147.748 | 150.194 | 150.931 | 151.194 | 151.787 | 152.447 | 150.269 | 149.288 | 146.85 | 144.903 | 143.428 | 141.563 | 139.789 | 139.319 | 139.131 | 139.048 | 139.213 | 140.104 | 141.941 | 143.272 | 144.426 | 145.463 | 147.281 | 150.935 | 153.568 | 157.106 | 161.562 | 166.855
Counterfactual | Dem_BB008 | GWh | UKPN London | Barking |  | 382.536 | 393.059 | 398.953 | 403.271 | 408.174 | 413.025 | 412.091 | 411.921 | 412.711 | 413.851 | 416.222 | 417.533 | 419.119 | 421.817 | 426.165 | 430.755 | 435.564 | 440.224 | 445.47 | 452.264 | 459.18 | 465.531 | 471.674 | 476.863 | 483.52 | 491.849 | 501.571 | 512.264
Counterfactual | Dem_BB008 | GWh | UKPN London | Barking West |  | 883.96 | 887.836 | 881.858 | 873.046 | 866.286 | 860.129 | 857.738 | 856.986 | 858.072 | 859.971 | 864.447 | 866.745 | 869.62 | 874.847 | 883.842 | 893.351 | 903.325 | 912.986 | 924.161 | 938.242 | 952.559 | 965.711 | 978.417 | 989.369 | 1003.145 | 1020.368 | 1040.472 | 1062.58
Counterfactual | Dem_BB008 | GWh | UKPN London | Beddington (_C) |  | 461.516 | 462.582 | 458.109 | 452.022 | 447.152 | 442.771 | 441.364 | 440.811 | 441.429 | 442.374 | 444.697 | 445.998 | 447.655 | 449.989 | 454.344 | 459.002 | 463.897 | 468.638 | 474.198 | 481.31 | 488.551 | 495.2 | 501.638 | 507.052 | 513.923 | 522.491 | 532.478 | 543.441
Counterfactual | Dem_BB008 | GWh | UKPN London | Canal Bank |  | 132.995 | 135.195 | 135.868 | 136.111 | 136.651 | 137.25 | 135.295 | 134.433 | 132.249 | 130.509 | 129.204 | 127.54 | 125.96 | 125.496 | 125.288 | 125.187 | 125.311 | 126.098 | 127.742 | 128.928 | 129.957 | 130.882 | 132.502 | 135.791 | 138.162 | 141.359 | 145.377 | 150.153
Counterfactual | Dem_BB008 | GWh | UKPN London | City Road |  | 2385.196 | 2445.545 | 2487.555 | 2530.13 | 2575.985 | 2619.593 | 2607.009 | 2615.267 | 2602.883 | 2595.41 | 2593.299 | 2580.163 | 2566.658 | 2574.631 | 2582.619 | 2590.618 | 2602.056 | 2626.294 | 2667.085 | 2693.901 | 2716.336 | 2734.122 | 2765.329 | 2830.284 | 2878.28 | 2945.687 | 3031.017 | 3133.243
Counterfactual | Dem_BB008 | GWh | UKPN London | Greenford |  | 127.974 | 130.092 | 130.727 | 130.952 | 131.464 | 132.034 | 130.151 | 129.298 | 127.179 | 125.492 | 124.213 | 122.593 | 121.048 | 120.652 | 120.497 | 120.431 | 120.577 | 121.345 | 122.942 | 124.099 | 125.103 | 125.998 | 127.578 | 130.741 | 133.017 | 136.089 | 139.945 | 144.522
Counterfactual | Dem_BB008 | GWh | UKPN London | Hackney 132kV |  | 543.045 | 547.787 | 546.93 | 544.758 | 543.69 | 542.764 | 542.164 | 542.529 | 543.979 | 545.968 | 549.498 | 551.499 | 553.773 | 557.619 | 563.71 | 570.071 | 576.72 | 583.165 | 590.544 | 599.7 | 609.013 | 617.573 | 625.846 | 633.007 | 642.103 | 653.518 | 666.872 | 681.581
Counterfactual | Dem_BB008 | GWh | UKPN London | Hackney 66kV |  | 635.392 | 639.821 | 637.082 | 632.231 | 628.801 | 625.75 | 624.036 | 623.516 | 624.353 | 625.777 | 629.07 | 630.781 | 632.909 | 636.745 | 643.29 | 650.199 | 657.452 | 664.471 | 672.563 | 682.806 | 693.219 | 702.789 | 712.041 | 719.979 | 730.003 | 742.533 | 757.153 | 773.236
Counterfactual | Dem_BB008 | GWh | UKPN London | Hurst |  | 1039.294 | 1054.305 | 1056.172 | 1053.07 | 1052.108 | 1051.74 | 1047.019 | 1044.423 | 1044.191 | 1044.946 | 1049.025 | 1050.774 | 1053.387 | 1058.255 | 1068.411 | 1079.308 | 1090.783 | 1101.874 | 1115.301 | 1131.968 | 1148.916 | 1164.454 | 1179.502 | 1192.546 | 1208.587 | 1228.54 | 1251.779 | 1277.284
Counterfactual | Dem_BB008 | GWh | UKPN London | Islington |  | 493.059 | 502.256 | 505.85 | 508.192 | 511.57 | 515.065 | 508.386 | 505.733 | 498.348 | 492.471 | 488.022 | 482.067 | 476.33 | 476.356 | 476.995 | 477.742 | 479.148 | 482.843 | 489.617 | 494.49 | 498.695 | 502.382 | 508.715 | 521.223 | 530.174 | 542.231 | 557.378 | 575.447
Counterfactual | Dem_BB008 | GWh | UKPN London | Littlebrook (_C) |  | 611.04 | 614.171 | 611.162 | 606.861 | 603.835 | 601 | 600.616 | 601.272 | 603.122 | 605.605 | 609.772 | 612.208 | 614.933 | 619.071 | 625.89 | 632.993 | 640.417 | 647.613 | 656.054 | 666.253 | 676.625 | 686.172 | 695.389 | 703.434 | 713.591 | 726.349 | 741.267 | 757.716
Counterfactual | Dem_BB008 | GWh | UKPN London | Lodge Road |  | 1161.795 | 1184.758 | 1195.978 | 1204.933 | 1216.117 | 1227.225 | 1214.207 | 1210.874 | 1196.547 | 1185.605 | 1177.959 | 1166.386 | 1155.215 | 1154.162 | 1154.538 | 1155.45 | 1158.239 | 1166.935 | 1183.346 | 1194.733 | 1204.457 | 1212.75 | 1227.346 | 1257.131 | 1278.821 | 1308.525 | 1345.993 | 1390.652
Counterfactual | Dem_BB008 | GWh | UKPN London | New Cross |  | 1477.15 | 1467.546 | 1444.752 | 1420.226 | 1399.234 | 1379.077 | 1378.739 | 1380.782 | 1385.153 | 1391.133 | 1400.87 | 1406.432 | 1412.549 | 1423.192 | 1439.42 | 1456.209 | 1473.738 | 1490.746 | 1510.617 | 1534.329 | 1558.429 | 1580.61 | 1602.01 | 1621.359 | 1645.147 | 1675.086 | 1710.125 | 1748.783
Counterfactual | Dem_BB008 | GWh | UKPN London | Perivale |  | 93.444 | 94.995 | 95.453 | 95.613 | 95.983 | 96.398 | 95.004 | 94.366 | 92.803 | 91.566 | 90.614 | 89.421 | 88.28 | 88.025 | 87.942 | 87.92 | 88.044 | 88.62 | 89.797 | 90.649 | 91.39 | 92.052 | 93.215 | 95.531 | 97.193 | 99.427 | 102.232 | 105.566
Counterfactual | Dem_BB008 | GWh | UKPN London | Redbridge |  | 479.509 | 481.728 | 478.363 | 473.261 | 469.302 | 465.728 | 464.146 | 463.47 | 463.86 | 464.661 | 466.886 | 467.998 | 469.453 | 472.135 | 476.841 | 481.853 | 487.112 | 492.203 | 498.066 | 505.586 | 513.239 | 520.268 | 527.058 | 532.85 | 540.164 | 549.284 | 559.921 | 571.602
Counterfactual | Dem_BB008 | GWh | UKPN London | St John's Wood |  | 2215.26 | 2271.409 | 2310.548 | 2350.252 | 2392.997 | 2433.641 | 2422.028 | 2429.776 | 2418.38 | 2411.515 | 2409.63 | 2397.473 | 2384.961 | 2392.524 | 2400.064 | 2407.59 | 2418.295 | 2440.882 | 2478.838 | 2503.793 | 2524.67 | 2541.205 | 2570.221 | 2630.581 | 2675.181 | 2737.817 | 2817.107 | 2912.112
Counterfactual | Dem_BB008 | GWh | UKPN London | Wesley Avenue (Willesden) |  | 31.572 | 32.171 | 32.327 | 32.418 | 32.585 | 32.773 | 32.208 | 31.904 | 31.328 | 30.843 | 30.425 | 29.913 | 29.411 | 29.747 | 30.074 | 30.356 | 30.624 | 30.982 | 31.502 | 31.906 | 32.262 | 32.578 | 33.061 | 33.895 | 34.459 | 35.18 | 36.069 | 37.138
Counterfactual | Dem_BB008 | GWh | UKPN London | West Ham |  | 1643.935 | 1526.696 | 1396.36 | 1266.776 | 1145.288 | 1029.234 | 1026.584 | 1025.874 | 1027.433 | 1029.932 | 1035.5 | 1038.452 | 1042.079 | 1048.517 | 1059.316 | 1070.722 | 1082.684 | 1094.271 | 1107.552 | 1124.435 | 1141.605 | 1157.382 | 1172.632 | 1185.679 | 1202.216 | 1222.89 | 1247.023 | 1273.566
Counterfactual | Dem_BB008 | GWh | UKPN London | Willesden 132kV |  | 889.258 | 905.841 | 912.952 | 917.939 | 924.736 | 931.641 | 920.53 | 916.768 | 904.448 | 894.874 | 887.924 | 878.182 | 868.848 | 867.446 | 867.339 | 867.696 | 869.489 | 875.725 | 887.795 | 896.295 | 903.59 | 909.926 | 921.044 | 943.566 | 959.9 | 982.123 | 1010.116 | 1043.453
Counterfactual | Dem_BB008 | GWh | UKPN London | Willesden 66kV |  | 236.375 | 240.731 | 242.537 | 243.758 | 245.467 | 247.214 | 244.191 | 243.107 | 239.757 | 237.136 | 235.224 | 232.573 | 230.037 | 229.662 | 229.63 | 229.722 | 230.193 | 231.837 | 235.022 | 237.283 | 239.218 | 240.909 | 243.862 | 249.84 | 254.169 | 260.039 | 267.44 | 276.253
Counterfactual | Dem_BB008 | GWh | UKPN London | Wimbledon North |  | 493.738 | 490.735 | 482.485 | 472.891 | 464.615 | 456.85 | 455.502 | 455.032 | 455.466 | 456.373 | 458.649 | 459.77 | 461.181 | 463.985 | 468.784 | 473.849 | 479.158 | 484.302 | 490.409 | 497.888 | 505.492 | 512.475 | 519.215 | 525.272 | 532.597 | 541.749 | 552.439 | 564.194
Counterfactual | Dem_BB008 | GWh | UKPN London | Wimbledon South |  | 1944.03 | 1956.708 | 1947.944 | 1932.954 | 1922.275 | 1912.687 | 1907.481 | 1905.91 | 1908.105 | 1912.296 | 1922.172 | 1927.13 | 1933.302 | 1945.341 | 1965.589 | 1986.946 | 2009.33 | 2031.016 | 2056.695 | 2088.127 | 2120.076 | 2149.422 | 2177.785 | 2203.238 | 2234.083 | 2272.658 | 2317.683 | 2367.231
Counterfactual | Dem_BB008 | GWh | UKPN South East | Beddington (_J) |  | 1788.806 | 1791.437 | 1772.012 | 1744.78 | 1722.151 | 1701.502 | 1693.06 | 1688.119 | 1687.021 | 1687.515 | 1693.458 | 1695.758 | 1699.521 | 1706.935 | 1723.035 | 1740.398 | 1758.675 | 1776.349 | 1797.846 | 1824.582 | 1851.779 | 1876.7 | 1900.834 | 1921.765 | 1947.4 | 1979.234 | 2016.284 | 2056.943
Counterfactual | Dem_BB008 | GWh | UKPN South East | Bolney |  | 3278.174 | 3306.209 | 3296.418 | 3274.186 | 3259.11 | 3245.965 | 3234.315 | 3229.036 | 3230.095 | 3234.623 | 3249.025 | 3255.513 | 3264.276 | 3281.157 | 3314.413 | 3349.72 | 3386.767 | 3422.646 | 3466.588 | 3519.156 | 3572.579 | 3621.617 | 3669.019 | 3711.13 | 3762.359 | 3826.293 | 3900.864 | 3982.858
Counterfactual | Dem_BB008 | GWh | UKPN South East | Canterbury |  | 911.304 | 899.895 | 878.655 | 854.985 | 833.884 | 813.916 | 811.775 | 811.172 | 812.412 | 814.435 | 818.909 | 821.371 | 824.407 | 828.438 | 836.814 | 845.698 | 855.013 | 864.033 | 874.806 | 888.076 | 901.576 | 913.985 | 925.981 | 935.905 | 948.853 | 965.021 | 983.892 | 1004.636
Counterfactual | Dem_BB008 | GWh | UKPN South East | Chessington |  | 901.292 | 900.064 | 887.821 | 871.96 | 858.483 | 846.057 | 842.513 | 840.662 | 840.936 | 841.898 | 845.548 | 847.353 | 849.87 | 853.872 | 861.944 | 870.636 | 879.781 | 888.63 | 899.183 | 912.576 | 926.207 | 938.718 | 950.825 | 961.124 | 973.988 | 989.981 | 1008.613 | 1029.052
Counterfactual | Dem_BB008 | GWh | UKPN South East | Kemsley |  | 469.24 | 488.919 | 501.896 | 511.952 | 522.46 | 532.755 | 530.834 | 529.956 | 530.492 | 531.46 | 534.112 | 535.597 | 537.535 | 539.574 | 544.666 | 550.129 | 555.894 | 561.461 | 568.079 | 576.539 | 585.156 | 593.069 | 600.733 | 606.72 | 614.847 | 624.96 | 636.74 | 649.658
Counterfactual | Dem_BB008 | GWh | UKPN South East | Kingsnorth |  | 813.737 | 812.876 | 801.996 | 787.824 | 775.808 | 764.748 | 761.575 | 759.935 | 760.281 | 761.214 | 764.582 | 766.294 | 768.652 | 771.893 | 779.16 | 786.979 | 795.221 | 803.184 | 812.86 | 824.955 | 837.265 | 848.561 | 859.496 | 868.48 | 880.084 | 894.507 | 911.308 | 929.735
Counterfactual | Dem_BB008 | GWh | UKPN South East | Littlebrook (_J) |  | 71.259 | 70.653 | 68.828 | 66.682 | 64.674 | 62.74 | 63.181 | 63.689 | 64.823 | 65.791 | 66.96 | 68.024 | 69.162 | 69.737 | 70.225 | 70.772 | 71.357 | 71.916 | 72.255 | 73.282 | 74.345 | 75.328 | 76.295 | 76.685 | 77.641 | 78.824 | 80.208 | 81.707
Counterfactual | Dem_BB008 | GWh | UKPN South East | Ninfield |  | 1714.659 | 1719.489 | 1704.235 | 1682.468 | 1664.88 | 1648.815 | 1642.365 | 1639.188 | 1639.542 | 1641.513 | 1648.581 | 1651.799 | 1656.267 | 1664.439 | 1680.873 | 1698.419 | 1716.85 | 1734.686 | 1756.654 | 1783.112 | 1810.01 | 1834.689 | 1858.564 | 1879.625 | 1905.263 | 1937.214 | 1974.455 | 2015.368
Counterfactual | Dem_BB008 | GWh | UKPN South East | Northfleet East |  | 1808.789 | 1795.66 | 1762.716 | 1724.348 | 1690.923 | 1659.568 | 1653.999 | 1651.655 | 1652.755 | 1655.536 | 1663.361 | 1667.138 | 1672.089 | 1680.539 | 1697.524 | 1715.548 | 1734.474 | 1752.789 | 1775.007 | 1801.908 | 1829.255 | 1854.369 | 1878.646 | 1899.618 | 1925.834 | 1958.544 | 1996.703 | 2038.647
Counterfactual | Dem_BB008 | GWh | UKPN South East | Richborough |  | 15.086 | 16.293 | 16.878 | 17.356 | 17.826 | 18.293 | 18.935 | 19.559 | 20.668 | 21.611 | 22.618 | 23.619 | 24.667 | 24.463 | 24.507 | 24.577 | 24.667 | 24.739 | 24.604 | 24.912 | 25.244 | 25.562 | 25.881 | 25.335 | 25.59 | 25.906 | 26.278 | 26.663
Counterfactual | Dem_BB008 | GWh | UKPN South East | Sellindge |  | 461.499 | 461.92 | 456.936 | 450.509 | 445.207 | 440.3 | 439.53 | 439.564 | 440.814 | 442.399 | 445.309 | 447.145 | 449.304 | 451.273 | 455.749 | 460.498 | 465.495 | 470.32 | 476.053 | 483.248 | 490.574 | 497.322 | 503.847 | 508.797 | 515.8 | 524.545 | 534.755 | 545.966
Counterfactual | Dem_BB008 | GWh | UKPN South East | West Weybridge |  | 1443.913 | 1476.045 | 1489.916 | 1496.747 | 1506.08 | 1515.711 | 1509.639 | 1506.575 | 1506.808 | 1508.515 | 1514.931 | 1517.857 | 1521.944 | 1529.405 | 1544.409 | 1560.438 | 1577.291 | 1593.589 | 1613.263 | 1637.517 | 1662.176 | 1684.804 | 1706.699 | 1725.75 | 1749.219 | 1778.449 | 1812.518 | 1849.937
Counterfactual | Dem_BB008a | GWh | Electricity North West | Bredbury |  | 654.897 | 652.05 | 637.197 | 611.117 | 587.703 | 567.115 | 552.799 | 540.726 | 531.886 | 523.582 | 516.642 | 510.749 | 505.431 | 498.896 | 498.173 | 499.706 | 502.105 | 505.115 | 510.144 | 516.637 | 523.196 | 529.62 | 536.047 | 542.108 | 548.388 | 555.313 | 562.982 | 571.594
Counterfactual | Dem_BB008a | GWh | Electricity North West | Harker |  | 661.15 | 642.751 | 613.095 | 573.72 | 538.104 | 506.183 | 493.288 | 482.414 | 474.49 | 466.954 | 460.638 | 455.259 | 450.394 | 444.979 | 444.334 | 445.703 | 447.847 | 450.532 | 454.892 | 460.68 | 466.522 | 472.245 | 477.969 | 483.402 | 488.997 | 495.16 | 501.988 | 509.652
Counterfactual | Dem_BB008a | GWh | Electricity North West | Heysham (NGET) |  | 189.932 | 186.329 | 179.413 | 169.603 | 160.775 | 152.929 | 149.134 | 145.946 | 143.568 | 141.406 | 139.61 | 138.091 | 136.732 | 134.768 | 134.573 | 134.987 | 135.634 | 136.443 | 137.911 | 139.665 | 141.44 | 143.185 | 144.925 | 146.655 | 148.359 | 150.239 | 152.322 | 154.659
Counterfactual | Dem_BB008a | GWh | Electricity North West | Hutton |  | 243.055 | 248.304 | 248.756 | 244.434 | 240.68 | 237.64 | 231.745 | 226.783 | 223.001 | 219.633 | 216.831 | 214.467 | 212.341 | 208.886 | 208.583 | 209.224 | 210.23 | 211.485 | 213.709 | 216.431 | 219.181 | 221.878 | 224.573 | 227.017 | 229.651 | 232.555 | 235.777 | 239.394
Counterfactual | Dem_BB008a | GWh | Electricity North West | Kearsley 132kV |  | 1160.486 | 1156.26 | 1130.806 | 1085.473 | 1044.847 | 1009.208 | 983.644 | 962.096 | 946.337 | 931.478 | 919.041 | 908.467 | 898.92 | 887.609 | 886.324 | 889.054 | 893.325 | 898.681 | 907.434 | 918.984 | 930.643 | 942.074 | 953.502 | 964.239 | 975.406 | 987.711 | 1001.346 | 1016.652
Counterfactual | Dem_BB008a | GWh | Electricity North West | Kearsley 33kV |  | 173.035 | 171.512 | 166.868 | 159.352 | 152.598 | 146.635 | 142.928 | 139.804 | 137.516 | 135.364 | 133.567 | 132.038 | 130.66 | 128.989 | 128.803 | 129.198 | 129.819 | 130.599 | 131.875 | 133.554 | 135.249 | 136.91 | 138.571 | 140.135 | 141.755 | 143.545 | 145.527 | 147.755
Counterfactual | Dem_BB008a | GWh | Electricity North West | Kirkby (_G) |  | 73.615 | 75.143 | 75.219 | 73.914 | 72.798 | 71.91 | 70.241 | 68.85 | 67.752 | 66.865 | 66.138 | 65.546 | 65.024 | 63.81 | 63.718 | 63.912 | 64.217 | 64.599 | 65.409 | 66.245 | 67.093 | 67.926 | 68.758 | 69.684 | 70.502 | 71.403 | 72.411 | 73.538
Counterfactual | Dem_BB008a | GWh | Electricity North West | Macclesfield |  | 170.564 | 172.934 | 171.609 | 166.967 | 162.718 | 158.983 | 156.02 | 153.602 | 151.959 | 150.821 | 150.023 | 149.497 | 149.112 | 145.966 | 145.76 | 146.191 | 146.881 | 147.738 | 148.76 | 150.68 | 152.631 | 154.564 | 156.499 | 157.648 | 159.53 | 161.639 | 164 | 166.637
Counterfactual | Dem_BB008a | GWh | Electricity North West | Ormonde |  | 19.639 | 21.742 | 23.377 | 24.464 | 25.488 | 26.481 | 25.818 | 25.259 | 24.844 | 24.465 | 24.144 | 23.875 | 23.634 | 23.315 | 23.282 | 23.352 | 23.463 | 23.605 | 23.85 | 24.155 | 24.46 | 24.762 | 25.064 | 25.36 | 25.653 | 25.977 | 26.337 | 26.739
Counterfactual | Dem_BB008a | GWh | Electricity North West | Padiham |  | 377.425 | 383.011 | 381.331 | 372.531 | 364.804 | 358.332 | 349.361 | 341.798 | 336.231 | 331.063 | 326.757 | 323.106 | 319.819 | 315.408 | 314.948 | 315.917 | 317.435 | 319.335 | 322.928 | 327.041 | 331.195 | 335.266 | 339.34 | 343.449 | 347.436 | 351.829 | 356.701 | 362.17
Counterfactual | Dem_BB008a | GWh | Electricity North West | Penwortham East |  | 621.647 | 636.13 | 638.468 | 628.44 | 619.817 | 612.977 | 597.158 | 583.812 | 574.29 | 564.954 | 557.098 | 550.387 | 544.3 | 538.566 | 537.783 | 539.447 | 542.042 | 545.291 | 550.543 | 557.544 | 564.608 | 571.529 | 578.448 | 585.048 | 591.806 | 599.252 | 607.496 | 616.75
Counterfactual | Dem_BB008a | GWh | Electricity North West | Penwortham West |  | 540.863 | 528.551 | 506.924 | 477.092 | 450.161 | 426.114 | 415.205 | 406.002 | 399.404 | 393.004 | 387.635 | 383.052 | 378.907 | 374.727 | 374.182 | 375.336 | 377.14 | 379.401 | 383.181 | 388.056 | 392.973 | 397.796 | 402.617 | 407.33 | 412.041 | 417.233 | 422.984 | 429.439
Counterfactual | Dem_BB008a | GWh | Electricity North West | Robin Rigg |  | 7.093 | 8.828 | 10.343 | 11.56 | 12.688 | 13.752 | 13.407 | 13.116 | 12.899 | 12.699 | 12.53 | 12.388 | 12.259 | 12.098 | 12.083 | 12.122 | 12.178 | 12.253 | 12.373 | 12.53 | 12.687 | 12.845 | 13 | 13.152 | 13.302 | 13.469 | 13.656 | 13.865
Counterfactual | Dem_BB008a | GWh | Electricity North West | Rochdale |  | 386.637 | 392.529 | 390.981 | 382.068 | 374.234 | 367.671 | 358.332 | 350.459 | 344.72 | 339.279 | 334.722 | 330.846 | 327.345 | 323.306 | 322.837 | 323.832 | 325.387 | 327.337 | 330.512 | 334.721 | 338.964 | 343.127 | 347.287 | 351.193 | 355.256 | 359.738 | 364.701 | 370.273
Counterfactual | Dem_BB008a | GWh | Electricity North West | South Manchester |  | 560.416 | 563.623 | 556.353 | 539.058 | 523.714 | 510.517 | 497.646 | 486.802 | 478.839 | 471.389 | 465.166 | 459.882 | 455.115 | 449.158 | 448.505 | 449.888 | 452.05 | 454.757 | 459.301 | 465.15 | 471.053 | 476.842 | 482.629 | 488.093 | 493.748 | 499.986 | 506.892 | 514.649
Counterfactual | Dem_BB008a | GWh | Electricity North West | Stalybridge |  | 771.363 | 773.181 | 760.334 | 733.692 | 709.785 | 688.895 | 672.164 | 658.121 | 648.42 | 639.112 | 631.428 | 625.003 | 619.266 | 612.166 | 611.281 | 613.15 | 616.087 | 619.76 | 624.731 | 632.701 | 640.755 | 648.67 | 656.579 | 663.249 | 670.972 | 679.508 | 688.98 | 699.607
Counterfactual | Dem_BB008a | GWh | Electricity North West | Stanah |  | 273.299 | 266.683 | 255.379 | 239.975 | 226.065 | 213.633 | 208.177 | 203.57 | 200.27 | 197.073 | 194.398 | 192.112 | 190.051 | 187.919 | 187.647 | 188.226 | 189.132 | 190.264 | 192.181 | 194.626 | 197.094 | 199.513 | 201.931 | 204.31 | 206.675 | 209.283 | 212.168 | 215.405
Counterfactual | Dem_BB008a | GWh | Electricity North West | Walney 2 |  | 53.193 | 55.463 | 56.643 | 56.663 | 56.734 | 56.904 | 55.445 | 54.21 | 53.326 | 52.472 | 51.748 | 51.134 | 50.574 | 50.025 | 49.954 | 50.11 | 50.35 | 50.652 | 51.15 | 51.799 | 52.457 | 53.099 | 53.743 | 54.367 | 54.997 | 55.687 | 56.456 | 57.315
Counterfactual | Dem_BB008a | GWh | Electricity North West | Washway Farm |  | 253.656 | 250.508 | 242.848 | 231.104 | 220.55 | 211.21 | 205.886 | 201.396 | 198.126 | 195.044 | 192.471 | 190.284 | 188.315 | 185.962 | 185.694 | 186.264 | 187.158 | 188.278 | 190.2 | 192.62 | 195.067 | 197.462 | 199.859 | 202.211 | 204.556 | 207.138 | 210.002 | 213.219
Counterfactual | Dem_BB008a | GWh | Electricity North West | Whitegate |  | 556.641 | 554.181 | 541.561 | 519.45 | 499.626 | 482.216 | 470.007 | 459.713 | 452.183 | 445.092 | 439.155 | 434.107 | 429.55 | 424.128 | 423.515 | 424.817 | 426.86 | 429.417 | 433.606 | 439.125 | 444.695 | 450.159 | 455.617 | 460.75 | 466.086 | 471.967 | 478.483 | 485.796
Counterfactual | Dem_BB008a | GWh | IDNO - Refer to Comment Field | Tynemouth 2 |  | 119.615 | 124.95 | 127.801 | 128.025 | 128.347 | 128.876 | 125.626 | 122.887 | 120.868 | 118.983 | 117.411 | 116.08 | 114.873 | 113.342 | 113.178 | 113.526 | 114.071 | 114.754 | 115.88 | 117.354 | 118.844 | 120.306 | 121.764 | 123.12 | 124.545 | 126.121 | 127.864 | 129.818 | Note: TYNE2 is operated by an IDNO allocated to GSP Group/licence area F
Counterfactual | Dem_BB008a | GWh | NGED East Midlands | Berkswell |  | 526.12 | 525.968 | 515.863 | 496.768 | 479.692 | 464.78 | 454.071 | 445.119 | 439.865 | 434.267 | 429.75 | 426.068 | 422.84 | 419.264 | 418.663 | 419.932 | 421.934 | 424.432 | 428.02 | 433.499 | 439.049 | 444.507 | 449.97 | 454.266 | 459.592 | 465.505 | 472.084 | 479.455
Counterfactual | Dem_BB008a | GWh | NGED East Midlands | Bicker Fen |  | 257.568 | 258.709 | 254.611 | 245.784 | 237.762 | 230.674 | 225.866 | 221.892 | 219.832 | 217.638 | 215.959 | 214.68 | 213.621 | 211.325 | 211.025 | 211.655 | 212.657 | 213.907 | 215.504 | 218.272 | 221.086 | 223.863 | 226.643 | 228.206 | 230.911 | 233.93 | 237.294 | 241.063
Counterfactual | Dem_BB008a | GWh | NGED East Midlands | Chesterfield |  | 1038.12 | 1010.349 | 964.455 | 903.004 | 847.268 | 797.206 | 777.7 | 761.317 | 749.584 | 738.632 | 729.575 | 721.967 | 715.164 | 705.613 | 704.595 | 706.754 | 710.141 | 714.381 | 720.962 | 730.154 | 739.445 | 748.562 | 757.683 | 765.58 | 774.483 | 784.317 | 795.229 | 807.471
Counterfactual | Dem_BB008a | GWh | NGED East Midlands | Coventry |  | 938.401 | 932.875 | 910.074 | 871.475 | 836.799 | 806.252 | 786.576 | 770.054 | 759.373 | 748.404 | 739.349 | 731.76 | 724.984 | 718.378 | 717.343 | 719.536 | 722.983 | 727.293 | 733.693 | 743.053 | 752.515 | 761.811 | 771.106 | 778.983 | 788.055 | 798.085 | 809.216 | 821.704
Counterfactual | Dem_BB008a | GWh | NGED East Midlands | Drakelow |  | 337.817 | 334.985 | 325.625 | 310.516 | 296.779 | 284.514 | 278.338 | 273.211 | 270.709 | 267.733 | 265.404 | 263.579 | 262.024 | 260.45 | 260.081 | 260.864 | 262.098 | 263.642 | 265.581 | 268.986 | 272.448 | 275.862 | 279.277 | 281.576 | 284.903 | 288.606 | 292.738 | 297.365
Counterfactual | Dem_BB008a | GWh | NGED East Midlands | East Claydon (_B) |  | 913.562 | 886.206 | 843.302 | 787.333 | 736.71 | 691.307 | 658.06 | 630.899 | 598.89 | 571.193 | 546.408 | 524.599 | 503.858 | 488.263 | 480.126 | 475.1 | 472.226 | 472.037 | 475.121 | 481.318 | 488.074 | 497.852 | 510.68 | 527.237 | 540.56 | 553.46 | 568.767 | 585.88
Counterfactual | Dem_BB008a | GWh | NGED East Midlands | Enderby |  | 825.048 | 820.351 | 800.247 | 766.02 | 735.146 | 707.842 | 690.793 | 676.485 | 667.341 | 657.963 | 650.252 | 643.833 | 638.117 | 632.255 | 631.347 | 633.274 | 636.301 | 640.09 | 645.771 | 654.018 | 662.356 | 670.549 | 678.745 | 685.754 | 693.754 | 702.607 | 712.436 | 723.464
Counterfactual | Dem_BB008a | GWh | NGED East Midlands | Grendon |  | 1306.448 | 1289.02 | 1248.25 | 1186.536 | 1130.992 | 1081.747 | 1054.896 | 1032.307 | 1017.268 | 1002.026 | 989.36 | 978.677 | 969.091 | 959.921 | 958.534 | 961.472 | 966.082 | 971.854 | 980.919 | 993.423 | 1006.058 | 1018.455 | 1030.852 | 1042.019 | 1054.125 | 1067.501 | 1082.33 | 1098.973
Counterfactual | Dem_BB008a | GWh | NGED East Midlands | Ratcliffe |  | 812.907 | 813.107 | 797.887 | 768.261 | 741.614 | 718.226 | 700.876 | 686.313 | 676.993 | 667.424 | 659.551 | 652.983 | 647.133 | 641.297 | 640.376 | 642.327 | 645.401 | 649.246 | 654.666 | 663.023 | 671.476 | 679.778 | 688.08 | 694.963 | 703.064 | 712.032 | 721.982 | 733.149
Counterfactual | Dem_BB008a | GWh | NGED East Midlands | Staythorpe |  | 373.94 | 370.696 | 360.236 | 343.418 | 328.127 | 314.472 | 307.624 | 301.936 | 298.604 | 295.263 | 292.641 | 290.568 | 288.803 | 285.212 | 284.81 | 285.666 | 287.022 | 288.715 | 291.143 | 294.878 | 298.666 | 302.403 | 306.138 | 308.476 | 312.117 | 316.161 | 320.673 | 325.723
Counterfactual | Dem_BB008a | GWh | NGED East Midlands | Stoke Bardolph |  | 293.786 | 298.849 | 297.845 | 291.114 | 285.076 | 279.922 | 273.8 | 268.717 | 265.98 | 262.997 | 260.647 | 258.789 | 257.206 | 255.157 | 254.798 | 255.562 | 256.774 | 258.288 | 260.179 | 263.517 | 266.905 | 270.242 | 273.583 | 275.981 | 279.239 | 282.862 | 286.903 | 291.427
Counterfactual | Dem_BB008a | GWh | NGED East Midlands | Walpole (_B) |  | 348.836 | 481.342 | 600.318 | 699.624 | 791.251 | 877.185 | 855.549 | 837.354 | 825.217 | 813.004 | 802.877 | 794.36 | 786.723 | 778.742 | 777.619 | 780.001 | 783.739 | 788.419 | 795.388 | 805.53 | 815.776 | 825.835 | 835.894 | 844.265 | 854.079 | 864.922 | 876.947 | 890.442
Counterfactual | Dem_BB008a | GWh | NGED East Midlands | West Burton |  | 364.661 | 359.685 | 347.817 | 329.984 | 313.783 | 299.287 | 292.738 | 287.291 | 284.268 | 281.058 | 278.533 | 276.536 | 274.823 | 271.984 | 271.595 | 272.415 | 273.708 | 275.322 | 277.623 | 281.183 | 284.795 | 288.358 | 291.921 | 294.252 | 297.718 | 301.581 | 305.881 | 310.701
Counterfactual | Dem_BB008a | GWh | NGED East Midlands | Willington |  | 813.834 | 835.778 | 841.151 | 829.868 | 820.094 | 812.415 | 792.681 | 776.107 | 765.473 | 754.527 | 745.496 | 737.953 | 731.216 | 724.595 | 723.551 | 725.761 | 729.237 | 733.582 | 740.015 | 749.459 | 759.01 | 768.389 | 777.769 | 785.672 | 794.826 | 804.953 | 816.189 | 828.798
Counterfactual | Dem_BB008a | GWh | NGED South Wales | Aberthaw |  | 416.985 | 411.257 | 398.114 | 378.21 | 360.271 | 344.343 | 335.55 | 328.136 | 322.824 | 317.678 | 313.366 | 309.687 | 306.361 | 303.199 | 302.758 | 303.691 | 305.152 | 306.981 | 309.88 | 313.822 | 317.802 | 321.703 | 325.605 | 329.443 | 333.256 | 337.457 | 342.11 | 347.336
Counterfactual | Dem_BB008a | GWh | NGED South Wales | Alpha Steel (Uskmouth) |  | 1.36 | 1.526 | 1.655 | 1.745 | 1.828 | 1.907 | 1.867 | 1.834 | 1.805 | 1.787 | 1.774 | 1.764 | 1.752 | 1.729 | 1.728 | 1.73 | 1.74 | 1.752 | 1.77 | 1.793 | 1.818 | 1.84 | 1.864 | 1.895 | 1.918 | 1.946 | 1.974 | 2.004
Counterfactual | Dem_BB008a | GWh | NGED South Wales | Cardiff East |  | 279.63 | 266.656 | 249.186 | 228.105 | 208.958 | 191.647 | 186.723 | 182.566 | 179.597 | 176.702 | 174.27 | 172.19 | 170.307 | 168.571 | 168.326 | 168.846 | 169.656 | 170.673 | 172.272 | 174.466 | 176.678 | 178.845 | 181.011 | 183.099 | 185.216 | 187.549 | 190.132 | 193.033
Counterfactual | Dem_BB008a | GWh | NGED South Wales | Grange |  | 141.449 | 146.03 | 147.757 | 146.522 | 145.512 | 144.834 | 141.137 | 138.014 | 135.743 | 133.579 | 131.76 | 130.212 | 128.81 | 127.367 | 127.181 | 127.572 | 128.184 | 128.955 | 130.136 | 131.793 | 133.464 | 135.099 | 136.738 | 138.324 | 139.926 | 141.691 | 143.643 | 145.833
Counterfactual | Dem_BB008a | GWh | NGED South Wales | Imperial Park |  | 51.447 | 47.425 | 42.646 | 37.367 | 32.551 | 28.158 | 27.46 | 26.877 | 26.429 | 26.034 | 25.706 | 25.429 | 25.179 | 24.873 | 24.836 | 24.913 | 25.034 | 25.181 | 25.428 | 25.753 | 26.078 | 26.4 | 26.72 | 27.09 | 27.403 | 27.75 | 28.137 | 28.571
Counterfactual | Dem_BB008a | GWh | NGED South Wales | Pembroke |  | 223.812 | 238.871 | 249.03 | 253.72 | 258.244 | 262.88 | 256.146 | 250.469 | 246.346 | 242.396 | 239.074 | 236.242 | 233.678 | 231.194 | 230.857 | 231.57 | 232.682 | 234.078 | 236.278 | 239.286 | 242.317 | 245.289 | 248.261 | 251.218 | 254.125 | 257.325 | 260.872 | 264.852
Counterfactual | Dem_BB008a | GWh | NGED South Wales | Pyle |  | 200.334 | 211.717 | 218.818 | 221.237 | 223.647 | 226.269 | 220.48 | 215.598 | 212.047 | 208.653 | 205.802 | 203.371 | 201.173 | 198.942 | 198.655 | 199.265 | 200.224 | 201.423 | 203.27 | 205.859 | 208.466 | 211.024 | 213.581 | 216.049 | 218.548 | 221.301 | 224.35 | 227.775
Counterfactual | Dem_BB008a | GWh | NGED South Wales | Rassau |  | 429.578 | 416.643 | 396.439 | 369.978 | 346.016 | 324.501 | 316.175 | 309.145 | 304.063 | 299.167 | 295.049 | 291.537 | 288.355 | 285.311 | 284.898 | 285.778 | 287.152 | 288.873 | 291.582 | 295.291 | 299.035 | 302.703 | 306.369 | 309.984 | 313.567 | 317.519 | 321.891 | 326.801
Counterfactual | Dem_BB008a | GWh | NGED South Wales | Swansea North |  | 1045.16 | 1046.021 | 1027.612 | 990.697 | 957.694 | 928.926 | 904.906 | 884.62 | 870.108 | 855.893 | 843.923 | 833.684 | 824.399 | 815.973 | 814.79 | 817.308 | 821.24 | 826.168 | 833.851 | 844.456 | 855.149 | 865.631 | 876.103 | 886.095 | 896.331 | 907.602 | 920.077 | 934.087
Counterfactual | Dem_BB008a | GWh | NGED South Wales | Upper Boat 132kV |  | 439.905 | 429.775 | 412.054 | 387.61 | 365.516 | 345.764 | 336.857 | 329.341 | 323.984 | 318.739 | 314.324 | 310.553 | 307.139 | 304.023 | 303.58 | 304.517 | 305.983 | 307.815 | 310.695 | 314.649 | 318.636 | 322.543 | 326.448 | 330.193 | 334.01 | 338.213 | 342.865 | 348.093
Counterfactual | Dem_BB008a | GWh | NGED South Wales | Upper Boat 33kV |  | 87.719 | 87.903 | 86.458 | 83.449 | 80.761 | 78.422 | 76.408 | 74.713 | 73.5 | 72.319 | 71.331 | 70.483 | 69.718 | 69.005 | 68.903 | 69.114 | 69.447 | 69.865 | 70.52 | 71.418 | 72.324 | 73.21 | 74.098 | 74.961 | 75.826 | 76.781 | 77.839 | 79.028
Counterfactual | Dem_BB008a | GWh | NGED South Wales | Uskmouth |  | 450.411 | 450.736 | 442.733 | 426.766 | 412.484 | 400.027 | 389.769 | 381.105 | 374.925 | 368.894 | 363.834 | 359.511 | 355.601 | 351.964 | 351.452 | 352.535 | 354.232 | 356.357 | 359.705 | 364.279 | 368.898 | 373.423 | 377.946 | 382.335 | 386.758 | 391.633 | 397.028 | 403.085
Counterfactual | Dem_BB008a | GWh | NGED South West | Abham |  | 627.712 | 592.244 | 547.266 | 495.279 | 448.209 | 405.686 | 395.321 | 386.573 | 380.972 | 374.933 | 369.872 | 365.561 | 361.669 | 359.146 | 358.627 | 359.732 | 361.459 | 363.626 | 367.279 | 371.957 | 376.676 | 381.307 | 385.932 | 390.131 | 394.65 | 399.632 | 405.157 | 411.352
Counterfactual | Dem_BB008a | GWh | NGED South West | Alverdiscott |  | 490.545 | 467.614 | 436.978 | 400.342 | 367.212 | 337.373 | 328.769 | 321.516 | 316.926 | 311.926 | 307.742 | 304.179 | 300.962 | 298.968 | 298.536 | 299.453 | 300.891 | 302.694 | 305.765 | 309.658 | 313.588 | 317.444 | 321.299 | 324.784 | 328.549 | 332.703 | 337.303 | 342.467
Counterfactual | Dem_BB008a | GWh | NGED South West | Axminster |  | 144.352 | 140.612 | 134.357 | 126.021 | 118.495 | 111.764 | 107.09 | 102.577 | 96.777 | 91.86 | 87.436 | 83.499 | 79.758 | 77.24 | 76.104 | 75.448 | 75.154 | 75.386 | 75.846 | 76.959 | 78.096 | 79.678 | 81.874 | 84.553 | 86.839 | 89.135 | 91.882 | 95.029
Counterfactual | Dem_BB008a | GWh | NGED South West | Bridgewater |  | 292.308 | 303.296 | 308.542 | 307.9 | 307.75 | 308.28 | 300.435 | 293.817 | 289.689 | 285.142 | 281.338 | 278.1 | 275.178 | 273.406 | 273.013 | 273.853 | 275.166 | 276.812 | 279.615 | 283.172 | 286.768 | 290.295 | 293.823 | 296.923 | 300.368 | 304.163 | 308.371 | 313.094
Counterfactual | Dem_BB008a | GWh | NGED South West | Exeter |  | 530.815 | 547.529 | 553.823 | 549.424 | 546.033 | 543.991 | 530.012 | 518.216 | 510.418 | 502.226 | 495.345 | 489.474 | 484.162 | 480.371 | 479.671 | 481.153 | 483.463 | 486.364 | 491.134 | 497.384 | 503.693 | 509.877 | 516.059 | 521.694 | 527.733 | 534.387 | 541.756 | 550.028
Counterfactual | Dem_BB008a | GWh | NGED South West | Indian Queens |  | 925.348 | 911.057 | 880.676 | 835.81 | 795.542 | 759.897 | 740.316 | 723.782 | 712.671 | 701.153 | 691.468 | 683.198 | 675.702 | 670.091 | 669.116 | 671.18 | 674.407 | 678.451 | 685.016 | 693.731 | 702.529 | 711.148 | 719.762 | 727.645 | 736.06 | 745.332 | 755.6 | 767.124
Counterfactual | Dem_BB008a | GWh | NGED South West | Landulph |  | 877.727 | 797.224 | 704.753 | 605.207 | 514.479 | 431.68 | 420.621 | 411.289 | 405.216 | 398.752 | 393.331 | 388.709 | 384.527 | 381.687 | 381.131 | 382.308 | 384.145 | 386.446 | 390.285 | 395.25 | 400.269 | 405.184 | 410.098 | 414.566 | 419.368 | 424.659 | 430.521 | 437.103
Counterfactual | Dem_BB008a | GWh | NGED South West | Sandford |  | 222.281 | 211.889 | 197.927 | 181.13 | 165.881 | 152.1 | 146.18 | 140.58 | 133.593 | 127.57 | 122.181 | 117.381 | 112.814 | 109.032 | 106.895 | 105.482 | 104.581 | 104.33 | 104.831 | 106.029 | 107.325 | 109.201 | 111.785 | 115.297 | 118.124 | 120.973 | 124.377 | 128.217
Counterfactual | Dem_BB008a | GWh | NGED South West | Seabank |  | 555.449 | 529.544 | 494.706 | 452.785 | 414.729 | 380.337 | 365.56 | 351.582 | 334.255 | 319.265 | 305.822 | 293.83 | 282.398 | 273.317 | 268.289 | 265.056 | 263.069 | 262.661 | 264.091 | 267.263 | 270.658 | 275.5 | 282.117 | 291.017 | 298.162 | 305.352 | 313.916 | 323.587
Counterfactual | Dem_BB008a | GWh | NGED South West | Taunton |  | 315.305 | 303.213 | 286.014 | 264.686 | 245.431 | 228.146 | 222.377 | 217.511 | 214.591 | 211.269 | 208.499 | 206.148 | 204.031 | 202.848 | 202.556 | 203.178 | 204.155 | 205.375 | 207.423 | 210.066 | 212.738 | 215.356 | 217.974 | 220.115 | 222.669 | 225.488 | 228.611 | 232.119
Counterfactual | Dem_BB008a | GWh | NGED West Midlands | Bishops Wood |  | 1087.256 | 1056.687 | 1007.524 | 942.283 | 883.199 | 830.179 | 809.085 | 791.295 | 779.165 | 766.902 | 756.64 | 747.912 | 740.028 | 733.123 | 732.061 | 734.313 | 737.842 | 742.26 | 748.9 | 758.432 | 768.057 | 777.496 | 786.93 | 795.29 | 804.502 | 814.657 | 825.908 | 838.538
Counterfactual | Dem_BB008a | GWh | NGED West Midlands | Bushbury |  | 434.775 | 428.241 | 413.556 | 391.785 | 371.999 | 354.276 | 346.366 | 339.781 | 336.325 | 332.371 | 329.223 | 326.709 | 324.537 | 322.414 | 321.957 | 322.926 | 324.46 | 326.376 | 328.858 | 333.075 | 337.348 | 341.56 | 345.775 | 348.756 | 352.863 | 357.432 | 362.516 | 368.214
Counterfactual | Dem_BB008a | GWh | NGED West Midlands | Bustleholme |  | 757.149 | 754.543 | 737.886 | 708.34 | 681.843 | 658.582 | 642.637 | 629.258 | 620.718 | 611.908 | 604.655 | 598.601 | 593.204 | 587.855 | 587.011 | 588.803 | 591.621 | 595.144 | 600.35 | 608.011 | 615.763 | 623.376 | 630.989 | 637.372 | 644.802 | 653.022 | 662.151 | 672.383
Counterfactual | Dem_BB008a | GWh | NGED West Midlands | Cellarhead |  | 1164.31 | 1179.516 | 1172.05 | 1142.512 | 1116.284 | 1093.959 | 1067.062 | 1044.457 | 1029.903 | 1014.804 | 1002.301 | 991.799 | 982.396 | 973.342 | 971.938 | 974.916 | 979.585 | 985.428 | 994.606 | 1007.293 | 1020.117 | 1032.706 | 1045.292 | 1055.735 | 1068.019 | 1081.597 | 1096.658 | 1113.553
Counterfactual | Dem_BB008a | GWh | NGED West Midlands | Feckenham |  | 927.129 | 874.828 | 807.84 | 730.078 | 659.363 | 595.237 | 581.125 | 569.307 | 562.014 | 554.398 | 548.178 | 543.034 | 538.477 | 533.753 | 532.989 | 534.611 | 537.163 | 540.358 | 545.013 | 551.978 | 559.025 | 565.954 | 572.884 | 578.54 | 585.302 | 592.793 | 601.118 | 610.45
Counterfactual | Dem_BB008a | GWh | NGED West Midlands | Hams Hall |  | 752.46 | 754.522 | 742.35 | 716.865 | 694.082 | 674.26 | 657.947 | 644.252 | 635.522 | 626.512 | 619.091 | 612.899 | 607.381 | 601.909 | 601.045 | 602.88 | 605.762 | 609.373 | 614.7 | 622.545 | 630.483 | 638.279 | 646.073 | 652.607 | 660.213 | 668.632 | 677.977 | 688.459
Counterfactual | Dem_BB008a | GWh | NGED West Midlands | Iron Acton |  | 1187.727 | 1163.885 | 1119.396 | 1056.414 | 999.55 | 948.823 | 924.332 | 903.651 | 889.659 | 875.222 | 863.08 | 852.706 | 843.302 | 836.406 | 835.189 | 837.77 | 841.799 | 846.846 | 855.274 | 866.152 | 877.134 | 887.892 | 898.646 | 909.042 | 919.553 | 931.136 | 943.96 | 958.36
Counterfactual | Dem_BB008a | GWh | NGED West Midlands | Ironbridge |  | 441.749 | 439.219 | 428.674 | 410.628 | 394.433 | 380.184 | 370.442 | 362.228 | 356.555 | 350.852 | 346.065 | 341.985 | 338.29 | 335.007 | 334.522 | 335.552 | 337.165 | 339.186 | 342.327 | 346.679 | 351.078 | 355.387 | 359.693 | 363.553 | 367.76 | 372.393 | 377.527 | 383.288
Counterfactual | Dem_BB008a | GWh | NGED West Midlands | Kitwell |  | 871.289 | 876.034 | 864.297 | 836.852 | 812.389 | 791.233 | 771.622 | 755.13 | 744.353 | 733.248 | 724.033 | 716.266 | 709.295 | 703.089 | 702.073 | 704.222 | 707.598 | 711.827 | 717.993 | 727.147 | 736.395 | 745.473 | 754.553 | 762.252 | 771.114 | 780.896 | 791.751 | 803.931
Counterfactual | Dem_BB008a | GWh | NGED West Midlands | Nechells |  | 658.903 | 668.875 | 666.028 | 650.952 | 637.763 | 626.77 | 611.839 | 599.332 | 591.558 | 583.456 | 576.825 | 571.331 | 566.459 | 561.457 | 560.654 | 562.361 | 565.049 | 568.406 | 573.325 | 580.648 | 588.061 | 595.344 | 602.629 | 608.609 | 615.72 | 623.592 | 632.34 | 642.152
Counterfactual | Dem_BB008a | GWh | NGED West Midlands | Ocker Hill |  | 263.243 | 253.982 | 240.175 | 222.699 | 206.822 | 192.501 | 188.078 | 184.386 | 182.312 | 180.016 | 178.167 | 176.664 | 175.349 | 174.1 | 173.851 | 174.376 | 175.206 | 176.245 | 177.634 | 179.908 | 182.211 | 184.478 | 186.749 | 188.432 | 190.647 | 193.101 | 195.834 | 198.895
Counterfactual | Dem_BB008a | GWh | NGED West Midlands | Oldbury |  | 200.266 | 196.211 | 188.679 | 178.065 | 168.494 | 159.964 | 155.888 | 152.449 | 150.088 | 147.71 | 145.72 | 144.024 | 142.488 | 141.149 | 140.943 | 141.377 | 142.058 | 142.907 | 144.192 | 146.027 | 147.88 | 149.694 | 151.51 | 153.129 | 154.903 | 156.855 | 159.02 | 161.448
Counterfactual | Dem_BB008a | GWh | NGED West Midlands | Penn |  | 668.818 | 664.749 | 648.319 | 620.499 | 595.442 | 573.31 | 559.219 | 547.378 | 539.54 | 531.626 | 525.069 | 519.564 | 514.637 | 510.133 | 509.396 | 510.954 | 513.4 | 516.465 | 520.77 | 527.408 | 534.124 | 540.715 | 547.306 | 553.195 | 559.633 | 566.743 | 574.639 | 583.491
Counterfactual | Dem_BB008a | GWh | NGED West Midlands | Rugeley |  | 439.767 | 451.405 | 453.968 | 447.532 | 441.897 | 437.389 | 427.11 | 418.506 | 413.426 | 407.937 | 403.469 | 399.791 | 396.546 | 393.092 | 392.529 | 393.719 | 395.598 | 397.951 | 401.682 | 406.818 | 412.015 | 417.128 | 422.244 | 426.14 | 431.126 | 436.654 | 442.801 | 449.689
Counterfactual | Dem_BB008a | GWh | NGED West Midlands | Shrewsbury |  | 177.076 | 176.43 | 172.523 | 165.587 | 159.366 | 153.904 | 150.077 | 146.858 | 144.745 | 142.571 | 140.763 | 139.239 | 137.873 | 136.583 | 136.386 | 136.804 | 137.46 | 138.282 | 139.566 | 141.345 | 143.143 | 144.908 | 146.67 | 148.164 | 149.887 | 151.787 | 153.893 | 156.262
Counterfactual | Dem_BB008a | GWh | NGED West Midlands | Walham |  | 796.129 | 782.898 | 755.683 | 715.805 | 679.844 | 647.853 | 631.168 | 617.08 | 607.687 | 597.88 | 589.639 | 582.607 | 576.233 | 571.622 | 570.79 | 572.555 | 575.304 | 578.757 | 584.455 | 591.892 | 599.398 | 606.753 | 614.106 | 620.941 | 628.124 | 636.037 | 644.804 | 654.645
Counterfactual | Dem_BB008a | GWh | NGED West Midlands | Willenhall |  | 332.145 | 317.568 | 297.283 | 272.624 | 250.147 | 229.77 | 224.813 | 220.7 | 218.726 | 216.358 | 214.511 | 213.07 | 211.844 | 210.598 | 210.301 | 210.934 | 211.93 | 213.179 | 214.734 | 217.492 | 220.292 | 223.052 | 225.815 | 227.654 | 230.345 | 233.345 | 236.687 | 240.434
Counterfactual | Dem_BB008a | GWh | NPg Northeast | Blyth 132kV |  | 102.639 | 103.238 | 101.87 | 98.615 | 95.698 | 93.161 | 90.867 | 88.937 | 87.479 | 86.177 | 85.103 | 84.194 | 83.38 | 82.116 | 81.996 | 82.25 | 82.642 | 83.136 | 83.973 | 85.044 | 86.124 | 87.184 | 88.246 | 89.26 | 90.299 | 91.441 | 92.712 | 94.137
Counterfactual | Dem_BB008a | GWh | NPg Northeast | Blyth 66kV |  | 333.39 | 494.672 | 641.635 | 766.329 | 881.43 | 989.289 | 963.725 | 942.142 | 926.707 | 911.592 | 898.87 | 887.987 | 878.122 | 868.776 | 867.512 | 870.192 | 874.376 | 879.626 | 887.844 | 899.134 | 910.522 | 921.681 | 932.836 | 943.195 | 954.09 | 966.089 | 979.367 | 994.279
Counterfactual | Dem_BB008a | GWh | NPg Northeast | Fourstones |  | 41.535 | 39.897 | 37.576 | 34.694 | 32.081 | 29.725 | 28.969 | 28.335 | 27.871 | 27.428 | 27.064 | 26.75 | 26.471 | 26.137 | 26.102 | 26.182 | 26.309 | 26.465 | 26.725 | 27.063 | 27.405 | 27.742 | 28.082 | 28.403 | 28.729 | 29.091 | 29.493 | 29.946
Counterfactual | Dem_BB008a | GWh | NPg Northeast | Hart Moor |  | 284.076 | 271.615 | 254.533 | 233.748 | 214.884 | 197.85 | 192.874 | 188.685 | 185.578 | 182.705 | 180.307 | 178.271 | 176.439 | 174.031 | 173.779 | 174.313 | 175.151 | 176.201 | 177.939 | 180.205 | 182.493 | 184.733 | 186.976 | 189.061 | 191.251 | 193.667 | 196.343 | 199.347
Counterfactual | Dem_BB008a | GWh | NPg Northeast | Hawthorn Pit |  | 241.916 | 243.793 | 241.089 | 233.983 | 227.676 | 222.262 | 216.713 | 212.046 | 208.559 | 205.372 | 202.724 | 200.48 | 198.462 | 195.599 | 195.314 | 195.916 | 196.858 | 198.036 | 200.015 | 202.563 | 205.137 | 207.66 | 210.181 | 212.529 | 214.994 | 217.715 | 220.726 | 224.11
Counterfactual | Dem_BB008a | GWh | NPg Northeast | Knaresborough |  | 296.429 | 298.081 | 294.119 | 284.828 | 276.553 | 269.402 | 262.766 | 257.192 | 252.895 | 249.134 | 246.016 | 243.387 | 241.032 | 236.896 | 236.553 | 237.278 | 238.418 | 239.842 | 242.297 | 245.384 | 248.505 | 251.565 | 254.624 | 257.321 | 260.31 | 263.608 | 267.262 | 271.366
Counterfactual | Dem_BB008a | GWh | NPg Northeast | Lackenby |  | 384.441 | 390.676 | 389.477 | 380.901 | 373.364 | 367.068 | 357.766 | 349.926 | 344.159 | 338.751 | 334.224 | 330.37 | 326.894 | 322.554 | 322.085 | 323.079 | 324.632 | 326.578 | 329.804 | 334 | 338.237 | 342.39 | 346.542 | 350.355 | 354.408 | 358.88 | 363.833 | 369.389
Counterfactual | Dem_BB008a | GWh | NPg Northeast | Norton |  | 788.301 | 794.067 | 784.93 | 761.478 | 740.649 | 722.75 | 704.678 | 689.463 | 678.123 | 667.735 | 659.073 | 651.739 | 645.14 | 635.971 | 635.048 | 637.001 | 640.059 | 643.892 | 650.31 | 658.591 | 666.955 | 675.158 | 683.357 | 690.984 | 698.998 | 707.836 | 717.627 | 728.621
Counterfactual | Dem_BB008a | GWh | NPg Northeast | Offerton |  | 103.885 | 105.025 | 104.181 | 101.413 | 98.965 | 96.883 | 94.46 | 92.421 | 90.903 | 89.509 | 88.347 | 87.368 | 86.482 | 85.252 | 85.126 | 85.391 | 85.801 | 86.313 | 87.173 | 88.283 | 89.405 | 90.505 | 91.603 | 92.624 | 93.699 | 94.885 | 96.197 | 97.67
Counterfactual | Dem_BB008a | GWh | NPg Northeast | Osbaldwick |  | 470.659 | 484.372 | 488.668 | 483.355 | 478.913 | 475.671 | 463.699 | 453.615 | 446.129 | 439.207 | 433.425 | 428.519 | 424.096 | 418.19 | 417.582 | 418.866 | 420.88 | 423.401 | 427.725 | 433.17 | 438.666 | 444.058 | 449.448 | 454.514 | 459.783 | 465.59 | 472.021 | 479.243
Counterfactual | Dem_BB008a | GWh | NPg Northeast | Poppleton |  | 70.689 | 71.896 | 71.637 | 70.018 | 68.569 | 67.335 | 65.909 | 64.729 | 63.596 | 62.904 | 62.363 | 61.944 | 61.585 | 59.485 | 59.403 | 59.58 | 59.863 | 60.219 | 60.983 | 61.761 | 62.554 | 63.336 | 64.115 | 64.727 | 65.488 | 66.337 | 67.277 | 68.335
Counterfactual | Dem_BB008a | GWh | NPg Northeast | Saltholme |  | 411.242 | 417.756 | 416.364 | 407.076 | 398.913 | 392.088 | 382.001 | 373.487 | 367.355 | 361.409 | 356.415 | 352.149 | 348.28 | 344.307 | 343.806 | 344.865 | 346.527 | 348.603 | 351.923 | 356.399 | 360.914 | 365.341 | 369.761 | 373.836 | 378.157 | 382.915 | 388.185 | 394.099
Counterfactual | Dem_BB008a | GWh | NPg Northeast | South Shields |  | 156.816 | 157.249 | 154.754 | 149.482 | 144.781 | 140.701 | 137.18 | 134.217 | 132.011 | 129.988 | 128.302 | 126.872 | 125.588 | 123.806 | 123.626 | 124.004 | 124.599 | 125.347 | 126.596 | 128.208 | 129.836 | 131.431 | 133.027 | 134.515 | 136.074 | 137.795 | 139.699 | 141.838
Counterfactual | Dem_BB008a | GWh | NPg Northeast | Spennymoor |  | 535.386 | 521.607 | 498.594 | 467.59 | 439.543 | 414.421 | 404.027 | 395.276 | 388.755 | 382.768 | 377.769 | 373.533 | 369.717 | 364.407 | 363.882 | 364.999 | 366.753 | 368.949 | 372.753 | 377.5 | 382.293 | 386.991 | 391.692 | 396.106 | 400.696 | 405.762 | 411.374 | 417.672
Counterfactual | Dem_BB008a | GWh | NPg Northeast | Stella North |  | 330.847 | 328.127 | 319.362 | 305.116 | 292.31 | 281.003 | 274.156 | 268.405 | 263.955 | 260.108 | 256.928 | 254.261 | 251.878 | 247.563 | 247.206 | 247.962 | 249.155 | 250.641 | 253.177 | 256.402 | 259.665 | 262.869 | 266.067 | 268.967 | 272.092 | 275.548 | 279.379 | 283.674
Counterfactual | Dem_BB008a | GWh | NPg Northeast | Stella South |  | 379.301 | 387.932 | 389.035 | 382.614 | 377.04 | 372.551 | 363.307 | 355.535 | 349.661 | 344.385 | 339.998 | 336.296 | 332.967 | 327.889 | 327.415 | 328.422 | 329.999 | 331.97 | 335.251 | 339.523 | 343.835 | 348.07 | 352.3 | 356.151 | 360.286 | 364.843 | 369.898 | 375.571
Counterfactual | Dem_BB008a | GWh | NPg Northeast | Tynemouth 1 |  | 282.892 | 279.403 | 270.85 | 257.719 | 245.903 | 235.434 | 229.546 | 224.588 | 220.895 | 217.511 | 214.688 | 212.301 | 210.15 | 207.162 | 206.862 | 207.499 | 208.498 | 209.745 | 211.834 | 214.533 | 217.257 | 219.929 | 222.598 | 225.084 | 227.693 | 230.574 | 233.763 | 237.345
Counterfactual | Dem_BB008a | GWh | NPg Northeast | West Boldon |  | 454.002 | 457.434 | 452.279 | 438.867 | 426.958 | 416.731 | 406.303 | 397.527 | 390.988 | 384.995 | 379.994 | 375.762 | 371.953 | 366.683 | 366.151 | 367.275 | 369.042 | 371.248 | 374.948 | 379.724 | 384.544 | 389.27 | 394 | 398.397 | 403.016 | 408.112 | 413.759 | 420.096
Counterfactual | Dem_BB008a | GWh | NPg Yorkshire | Bradford West |  | 721.008 | 723.142 | 711.803 | 687.602 | 665.993 | 647.219 | 630.89 | 617.136 | 607.032 | 597.573 | 589.672 | 582.962 | 576.907 | 569.35 | 568.524 | 570.275 | 573.013 | 576.446 | 582.334 | 589.748 | 597.233 | 604.572 | 611.907 | 618.985 | 626.156 | 634.063 | 642.829 | 652.663
Counterfactual | Dem_BB008a | GWh | NPg Yorkshire | Camblesforth |  | 74.525 | 73.631 | 71.326 | 67.78 | 64.559 | 61.678 | 60.304 | 59.162 | 58.14 | 57.437 | 56.873 | 56.419 | 56.024 | 54.415 | 54.338 | 54.5 | 54.76 | 55.085 | 55.646 | 56.358 | 57.079 | 57.788 | 58.498 | 59.007 | 59.698 | 60.468 | 61.317 | 62.275
Counterfactual | Dem_BB008a | GWh | NPg Yorkshire | Creyke Beck |  | 950.211 | 940.408 | 913.589 | 871.153 | 833.01 | 799.296 | 778.96 | 761.815 | 749.601 | 737.745 | 727.818 | 719.361 | 711.728 | 703.665 | 702.644 | 704.808 | 708.198 | 712.442 | 719.076 | 728.227 | 737.466 | 746.519 | 755.572 | 763.802 | 772.64 | 782.386 | 793.18 | 805.295
Counterfactual | Dem_BB008a | GWh | NPg Yorkshire | Drax |  | 219.836 | 226.244 | 228.207 | 225.685 | 223.564 | 221.997 | 216.553 | 211.979 | 208.433 | 205.353 | 202.804 | 200.66 | 198.739 | 195.247 | 194.964 | 195.563 | 196.501 | 197.675 | 199.573 | 202.117 | 204.684 | 207.205 | 209.727 | 211.847 | 214.308 | 217.02 | 220.032 | 223.412
Counterfactual | Dem_BB008a | GWh | NPg Yorkshire | Elland |  | 630.844 | 625.958 | 609.671 | 582.859 | 558.787 | 537.567 | 523.974 | 512.513 | 504.126 | 496.23 | 489.628 | 484.018 | 478.954 | 472.802 | 472.116 | 473.571 | 475.847 | 478.697 | 483.548 | 489.705 | 495.917 | 502.011 | 508.099 | 513.955 | 519.911 | 526.471 | 533.744 | 541.906
Counterfactual | Dem_BB008a | GWh | NPg Yorkshire | Ferrybridge A |  | 220.525 | 220.113 | 215.575 | 207.176 | 199.624 | 192.984 | 188.228 | 184.23 | 181.186 | 178.484 | 176.246 | 174.356 | 172.667 | 169.881 | 169.634 | 170.156 | 170.973 | 171.995 | 173.742 | 175.956 | 178.194 | 180.389 | 182.582 | 184.598 | 186.74 | 189.108 | 191.728 | 194.673
Counterfactual | Dem_BB008a | GWh | NPg Yorkshire | Ferrybridge B (_M) |  | 577.251 | 500.796 | 417.536 | 331.964 | 253.741 | 181.966 | 177.611 | 173.958 | 171.068 | 168.663 | 166.682 | 165.036 | 163.569 | 160.427 | 160.196 | 160.685 | 161.454 | 162.418 | 164.143 | 166.235 | 168.353 | 170.433 | 172.513 | 174.415 | 176.445 | 178.691 | 181.184 | 183.982
Counterfactual | Dem_BB008a | GWh | NPg Yorkshire | Grimsby West |  | 505.093 | 496.608 | 479.118 | 453.59 | 430.526 | 409.967 | 399.784 | 391.219 | 384.888 | 379.079 | 374.243 | 370.159 | 366.49 | 361.048 | 360.523 | 361.631 | 363.368 | 365.539 | 369.299 | 374.004 | 378.757 | 383.416 | 388.077 | 392.208 | 396.759 | 401.78 | 407.346 | 413.593
Counterfactual | Dem_BB008a | GWh | NPg Yorkshire | Jordanthorpe |  | 112.913 | 114.083 | 112.961 | 109.728 | 106.817 | 104.289 | 102.039 | 100.173 | 98.802 | 97.707 | 96.847 | 96.168 | 95.591 | 93.731 | 93.601 | 93.88 | 94.327 | 94.884 | 95.756 | 96.984 | 98.227 | 99.456 | 100.685 | 101.622 | 102.817 | 104.15 | 105.634 | 107.295
Counterfactual | Dem_BB008a | GWh | NPg Yorkshire | Keadby |  | 579.722 | 580.694 | 570.511 | 549.949 | 531.43 | 515.176 | 503.029 | 492.861 | 485.484 | 478.918 | 473.551 | 469.117 | 465.189 | 457.898 | 457.238 | 458.635 | 460.826 | 463.567 | 468.019 | 473.994 | 480.044 | 485.989 | 491.931 | 497.055 | 502.857 | 509.283 | 516.421 | 524.427
Counterfactual | Dem_BB008a | GWh | NPg Yorkshire | Kirkstall B |  | 374.284 | 377.52 | 373.658 | 362.939 | 353.431 | 345.287 | 336.628 | 329.331 | 323.939 | 318.95 | 314.782 | 311.251 | 308.074 | 303.867 | 303.425 | 304.361 | 305.821 | 307.652 | 310.849 | 314.804 | 318.805 | 322.722 | 326.642 | 330.451 | 334.282 | 338.505 | 343.191 | 348.447
Counterfactual | Dem_BB008a | GWh | NPg Yorkshire | Neepsend |  | 146.191 | 146.963 | 144.911 | 140.234 | 136.049 | 132.416 | 129.323 | 126.737 | 124.868 | 123.212 | 121.862 | 120.755 | 119.778 | 117.895 | 117.725 | 118.085 | 118.648 | 119.352 | 120.451 | 121.992 | 123.549 | 125.078 | 126.61 | 127.875 | 129.368 | 131.028 | 132.867 | 134.927
Counterfactual | Dem_BB008a | GWh | NPg Yorkshire | Norton Lees |  | 113.025 | 114.241 | 113.239 | 110.149 | 107.399 | 105.042 | 102.606 | 100.565 | 99.092 | 97.793 | 96.742 | 95.876 | 95.115 | 93.591 | 93.458 | 93.742 | 94.188 | 94.75 | 95.622 | 96.842 | 98.081 | 99.298 | 100.514 | 101.512 | 102.7 | 104.015 | 105.476 | 107.116
Counterfactual | Dem_BB008a | GWh | NPg Yorkshire | Pitsmoor |  | 63.037 | 63.628 | 63 | 61.248 | 59.7 | 58.382 | 57.043 | 55.93 | 55.12 | 54.42 | 53.855 | 53.392 | 52.986 | 52.106 | 52.029 | 52.186 | 52.436 | 52.747 | 53.233 | 53.913 | 54.605 | 55.28 | 55.96 | 56.509 | 57.171 | 57.904 | 58.723 | 59.635
Counterfactual | Dem_BB008a | GWh | NPg Yorkshire | Saltend North |  | 126.208 | 125.895 | 123.196 | 118.292 | 113.871 | 109.973 | 107.344 | 105.143 | 103.544 | 102.103 | 100.918 | 99.934 | 99.058 | 97.579 | 97.442 | 97.738 | 98.204 | 98.79 | 99.734 | 101.009 | 102.292 | 103.559 | 104.825 | 105.922 | 107.158 | 108.526 | 110.041 | 111.743
Counterfactual | Dem_BB008a | GWh | NPg Yorkshire | Sheffield City |  | 63.58 | 64.105 | 63.392 | 61.549 | 59.914 | 58.512 | 57.193 | 56.095 | 55.299 | 54.622 | 54.08 | 53.641 | 53.26 | 52.327 | 52.251 | 52.41 | 52.66 | 52.975 | 53.46 | 54.145 | 54.837 | 55.521 | 56.204 | 56.745 | 57.41 | 58.152 | 58.973 | 59.892
Counterfactual | Dem_BB008a | GWh | NPg Yorkshire | Skelton Grange |  | 1094.813 | 1098.06 | 1080.997 | 1044.444 | 1011.859 | 983.602 | 958.425 | 937.183 | 921.84 | 907.073 | 894.676 | 884.099 | 874.531 | 864.347 | 863.092 | 865.755 | 869.917 | 875.134 | 883.679 | 894.922 | 906.265 | 917.384 | 928.498 | 939.016 | 949.876 | 961.841 | 975.089 | 989.967
Counterfactual | Dem_BB008a | GWh | NPg Yorkshire | Templeborough |  | 15.397 | 16.032 | 16.256 | 16.157 | 16.059 | 15.982 | 15.872 | 15.805 | 15.726 | 15.819 | 15.946 | 16.094 | 16.251 | 15.484 | 15.464 | 15.506 | 15.58 | 15.666 | 15.807 | 16.015 | 16.23 | 16.446 | 16.661 | 16.727 | 16.936 | 17.178 | 17.451 | 17.752
Counterfactual | Dem_BB008a | GWh | NPg Yorkshire | Thorpe Marsh |  | 214.256 | 213.566 | 208.857 | 200.464 | 192.914 | 186.27 | 181.816 | 178.086 | 175.114 | 172.66 | 170.642 | 168.963 | 167.466 | 164.168 | 163.929 | 164.43 | 165.219 | 166.202 | 168.141 | 170.284 | 172.455 | 174.584 | 176.715 | 178.765 | 180.847 | 183.153 | 185.709 | 188.578
Counterfactual | Dem_BB008a | GWh | NPg Yorkshire | Thurcroft |  | 506.909 | 509.168 | 501.651 | 484.918 | 469.887 | 456.767 | 445.845 | 436.688 | 430.101 | 424.112 | 419.192 | 415.103 | 411.465 | 405.482 | 404.898 | 406.135 | 408.078 | 410.508 | 414.288 | 419.577 | 424.926 | 430.179 | 435.434 | 439.878 | 445.004 | 450.678 | 456.978 | 464.044
Counterfactual | Dem_BB008a | GWh | NPg Yorkshire | West Melton |  | 1132.091 | 1121.172 | 1089.848 | 1039.669 | 994.499 | 954.531 | 930.213 | 909.703 | 895.12 | 880.923 | 869.026 | 858.896 | 849.743 | 840.274 | 839.053 | 841.641 | 845.687 | 850.753 | 858.598 | 869.526 | 880.552 | 891.36 | 902.167 | 911.933 | 922.487 | 934.119 | 946.998 | 961.46
Counterfactual | Dem_BB008a | GWh | NPg Yorkshire | Wincobank |  | 31.284 | 36.959 | 41.743 | 45.418 | 48.828 | 52.063 | 50.829 | 49.796 | 49.052 | 48.38 | 47.83 | 47.375 | 46.971 | 46.266 | 46.202 | 46.341 | 46.565 | 46.841 | 47.273 | 47.875 | 48.486 | 49.085 | 49.688 | 50.189 | 50.775 | 51.424 | 52.142 | 52.952
Counterfactual | Dem_BB008a | GWh | SHETL | Direct(SHETL) |  | 1.328 | 1.832 | 2.269 | 2.626 | 2.951 | 3.252 | 3.211 | 3.173 | 3.153 | 3.148 | 3.151 | 3.156 | 3.164 | 3.451 | 3.447 | 3.456 | 3.47 | 3.491 | 3.676 | 3.726 | 3.774 | 3.826 | 3.875 | 4.212 | 4.265 | 4.325 | 4.398 | 4.475
Counterfactual | Dem_BB008a | GWh | SPEN | Ayr |  | 43.347 | 46.017 | 47.769 | 48.536 | 49.301 | 50.109 | 48.864 | 47.814 | 47.069 | 46.358 | 45.765 | 45.266 | 44.82 | 44.793 | 44.73 | 44.868 | 45.081 | 45.35 | 45.975 | 46.558 | 47.151 | 47.734 | 48.316 | 49.253 | 49.829 | 50.464 | 51.171 | 51.963
Counterfactual | Dem_BB008a | GWh | SPEN | Bainsford |  | 34.132 | 32.26 | 29.862 | 27.084 | 24.57 | 22.3 | 21.758 | 21.302 | 20.977 | 20.673 | 20.423 | 20.21 | 20.023 | 20.109 | 20.08 | 20.14 | 20.236 | 20.358 | 20.683 | 20.948 | 21.215 | 21.478 | 21.741 | 22.247 | 22.51 | 22.797 | 23.121 | 23.481
Counterfactual | Dem_BB008a | GWh | SPEN | Bathgate |  | 39.075 | 40.322 | 40.798 | 40.505 | 40.29 | 40.175 | 39.184 | 38.354 | 37.762 | 37.202 | 36.739 | 36.347 | 35.995 | 36.062 | 36.012 | 36.122 | 36.296 | 36.509 | 37.053 | 37.524 | 38.004 | 38.474 | 38.943 | 39.774 | 40.24 | 40.753 | 41.328 | 41.97
Counterfactual | Dem_BB008a | GWh | SPEN | Berwick |  | 17.774 | 20.597 | 22.956 | 24.734 | 26.396 | 27.982 | 27.272 | 26.681 | 26.257 | 25.85 | 25.509 | 25.22 | 24.959 | 24.876 | 24.841 | 24.917 | 25.035 | 25.186 | 25.498 | 25.821 | 26.151 | 26.473 | 26.794 | 27.25 | 27.565 | 27.919 | 28.304 | 28.741
Counterfactual | Dem_BB008a | GWh | SPEN | Bonnybridge |  | 78.973 | 83.069 | 85.526 | 86.251 | 87.023 | 87.911 | 85.712 | 83.865 | 82.552 | 81.296 | 80.248 | 79.359 | 78.564 | 78.492 | 78.378 | 78.617 | 78.993 | 79.465 | 80.538 | 81.564 | 82.604 | 83.621 | 84.641 | 86.241 | 87.248 | 88.358 | 89.595 | 90.979
Counterfactual | Dem_BB008a | GWh | SPEN | Braehead Park |  | 31.943 | 33.416 | 34.236 | 34.379 | 34.555 | 34.789 | 33.928 | 33.201 | 32.681 | 32.192 | 31.785 | 31.438 | 31.129 | 31.125 | 31.079 | 31.175 | 31.325 | 31.513 | 31.951 | 32.358 | 32.771 | 33.176 | 33.581 | 34.243 | 34.645 | 35.086 | 35.576 | 36.128
Counterfactual | Dem_BB008a | GWh | SPEN | Carntyne |  | 17.622 | 20.577 | 23.065 | 24.967 | 26.744 | 28.44 | 27.73 | 27.133 | 26.704 | 26.293 | 25.955 | 25.666 | 25.408 | 25.362 | 25.322 | 25.399 | 25.524 | 25.676 | 26.012 | 26.343 | 26.678 | 27.007 | 27.335 | 27.836 | 28.158 | 28.516 | 28.915 | 29.362
Counterfactual | Dem_BB008a | GWh | SPEN | Carsfad |  | 0 | 0 | 0 | 0 | 0 | 0 | 0 | 0 | 0 | 0 | 0 | 0 | 0 | 0 | 0 | 0 | 0 | 0 | 0 | 0 | 0 | 0 | 0 | 0 | 0 | 0 | 0 | 0
Counterfactual | Dem_BB008a | GWh | SPEN | Chapelcross |  | 21.716 | 23.224 | 24.265 | 24.797 | 25.318 | 25.851 | 25.21 | 24.671 | 24.286 | 23.924 | 23.621 | 23.366 | 23.136 | 23.14 | 23.105 | 23.177 | 23.287 | 23.426 | 23.754 | 24.057 | 24.364 | 24.666 | 24.966 | 25.465 | 25.763 | 26.09 | 26.456 | 26.867
Counterfactual | Dem_BB008a | GWh | SPEN | Charlotte Street |  | 31.614 | 31.853 | 31.505 | 30.6 | 29.805 | 29.131 | 28.404 | 27.79 | 27.348 | 26.93 | 26.581 | 26.288 | 26.018 | 25.968 | 25.928 | 26.009 | 26.134 | 26.29 | 26.63 | 26.97 | 27.315 | 27.649 | 27.989 | 28.493 | 28.823 | 29.193 | 29.598 | 30.056
Counterfactual | Dem_BB008a | GWh | SPEN | Clyde’s Mill |  | 96.318 | 94.711 | 91.435 | 86.706 | 82.472 | 78.731 | 76.781 | 75.134 | 73.96 | 72.846 | 71.923 | 71.141 | 70.439 | 70.421 | 70.322 | 70.535 | 70.872 | 71.295 | 72.284 | 73.206 | 74.139 | 75.055 | 75.97 | 77.463 | 78.366 | 79.367 | 80.479 | 81.725 | GSP also referred to as Westburn Road
Counterfactual | Dem_BB008a | GWh | SPEN | Coatbridge |  | 80.719 | 80.392 | 78.616 | 75.518 | 72.767 | 70.374 | 68.621 | 67.151 | 66.098 | 65.099 | 64.265 | 63.563 | 62.929 | 62.881 | 62.789 | 62.98 | 63.286 | 63.661 | 64.527 | 65.351 | 66.182 | 66.999 | 67.817 | 69.118 | 69.923 | 70.817 | 71.805 | 72.918
Counterfactual | Dem_BB008a | GWh | SPEN | Cockenzie |  | 42.861 | 47.918 | 51.946 | 54.762 | 57.416 | 59.985 | 58.487 | 57.229 | 56.33 | 55.476 | 54.765 | 54.165 | 53.623 | 53.565 | 53.489 | 53.65 | 53.91 | 54.231 | 54.96 | 55.662 | 56.371 | 57.068 | 57.761 | 58.854 | 59.539 | 60.301 | 61.145 | 62.089
Counterfactual | Dem_BB008a | GWh | SPEN | Coylton |  | 42.034 | 46.887 | 50.735 | 53.395 | 55.9 | 58.326 | 56.861 | 55.626 | 54.748 | 53.902 | 53.2 | 52.603 | 52.065 | 51.932 | 51.855 | 52.014 | 52.263 | 52.576 | 53.246 | 53.924 | 54.611 | 55.285 | 55.956 | 56.942 | 57.604 | 58.335 | 59.15 | 60.061
Counterfactual | Dem_BB008a | GWh | SPEN | Crookston A |  | 60.654 | 62.421 | 62.985 | 62.317 | 61.764 | 61.368 | 59.801 | 58.486 | 57.547 | 56.633 | 55.87 | 55.219 | 54.629 | 54.339 | 54.263 | 54.428 | 54.688 | 55.017 | 55.643 | 56.351 | 57.067 | 57.769 | 58.469 | 59.351 | 60.039 | 60.802 | 61.641 | 62.587
Counterfactual | Dem_BB008a | GWh | SPEN | Crookston B |  | 43.436 | 46.21 | 48.046 | 48.846 | 49.628 | 50.442 | 49.155 | 48.068 | 47.292 | 46.543 | 45.908 | 45.371 | 44.881 | 44.615 | 44.552 | 44.687 | 44.903 | 45.172 | 45.674 | 46.256 | 46.84 | 47.419 | 47.993 | 48.694 | 49.255 | 49.878 | 50.571 | 51.344
Counterfactual | Dem_BB008a | GWh | SPEN | Cumbernauld |  | 44.281 | 43.814 | 42.567 | 40.628 | 38.9 | 37.385 | 36.463 | 35.687 | 35.136 | 34.614 | 34.177 | 33.812 | 33.484 | 33.537 | 33.488 | 33.592 | 33.753 | 33.957 | 34.451 | 34.892 | 35.336 | 35.773 | 36.211 | 36.971 | 37.405 | 37.882 | 38.413 | 39.009
Counterfactual | Dem_BB008a | GWh | SPEN | Cupar |  | 45.547 | 49.168 | 51.783 | 53.278 | 54.717 | 56.157 | 54.758 | 53.58 | 52.743 | 51.941 | 51.273 | 50.711 | 50.204 | 50.18 | 50.106 | 50.26 | 50.5 | 50.803 | 51.497 | 52.154 | 52.82 | 53.47 | 54.123 | 55.165 | 55.809 | 56.52 | 57.313 | 58.197
Counterfactual | Dem_BB008a | GWh | SPEN | Currie |  | 12.648 | 14.059 | 15.171 | 15.935 | 16.657 | 17.359 | 16.932 | 16.572 | 16.311 | 16.068 | 15.863 | 15.693 | 15.541 | 15.542 | 15.521 | 15.569 | 15.642 | 15.736 | 15.955 | 16.161 | 16.367 | 16.568 | 16.77 | 17.105 | 17.307 | 17.526 | 17.771 | 18.049
Counterfactual | Dem_BB008a | GWh | SPEN | Dalmarnock |  | 34.5 | 37.415 | 39.559 | 40.833 | 42.051 | 43.261 | 42.177 | 41.26 | 40.613 | 39.987 | 39.47 | 39.026 | 38.631 | 38.539 | 38.487 | 38.605 | 38.788 | 39.021 | 39.522 | 40.027 | 40.537 | 41.037 | 41.535 | 42.276 | 42.769 | 43.315 | 43.92 | 44.595
Counterfactual | Dem_BB008a | GWh | SPEN | Devol Moor |  | 23.17 | 23.581 | 23.552 | 23.094 | 22.702 | 22.387 | 21.825 | 21.356 | 21.023 | 20.704 | 20.441 | 20.216 | 20.016 | 20 | 19.974 | 20.034 | 20.131 | 20.251 | 20.525 | 20.788 | 21.052 | 21.311 | 21.571 | 21.984 | 22.242 | 22.527 | 22.84 | 23.193
Counterfactual | Dem_BB008a | GWh | SPEN | Devonside |  | 78.02 | 79.492 | 79.475 | 78.005 | 76.753 | 75.753 | 73.869 | 72.283 | 71.161 | 70.086 | 69.19 | 68.433 | 67.754 | 67.756 | 67.657 | 67.864 | 68.193 | 68.598 | 69.553 | 70.441 | 71.337 | 72.217 | 73.099 | 74.539 | 75.407 | 76.37 | 77.44 | 78.636
Counterfactual | Dem_BB008a | GWh | SPEN | Dewar Place |  | 52.225 | 50.735 | 48.37 | 45.276 | 42.492 | 40.007 | 39.015 | 38.177 | 37.581 | 37.015 | 36.541 | 36.141 | 35.784 | 35.763 | 35.711 | 35.822 | 35.992 | 36.208 | 36.704 | 37.173 | 37.645 | 38.111 | 38.576 | 39.321 | 39.781 | 40.29 | 40.852 | 41.485
Counterfactual | Dem_BB008a | GWh | SPEN | Drumchapel |  | 141.757 | 141.549 | 138.776 | 133.637 | 129.083 | 125.138 | 122.016 | 119.388 | 117.525 | 115.739 | 114.255 | 112.996 | 111.865 | 111.807 | 111.647 | 111.991 | 112.525 | 113.2 | 114.747 | 116.21 | 117.691 | 119.141 | 120.595 | 122.914 | 124.347 | 125.933 | 127.696 | 129.671
Counterfactual | Dem_BB008a | GWh | SPEN | Drumcross |  | 20.937 | 22.716 | 24.027 | 24.81 | 25.559 | 26.303 | 25.645 | 25.09 | 24.698 | 24.319 | 24.008 | 23.738 | 23.501 | 23.478 | 23.444 | 23.516 | 23.627 | 23.766 | 24.086 | 24.394 | 24.704 | 25.01 | 25.313 | 25.788 | 26.091 | 26.424 | 26.79 | 27.206
Counterfactual | Dem_BB008a | GWh | SPEN | Dumfries 11 |  | 0 | 0 | 0 | 0 | 0 | 0 | 0 | 0 | 0 | 0 | 0 | 0 | 0 | 0 | 0 | 0 | 0 | 0 | 0 | 0 | 0 | 0 | 0 | 0 | 0 | 0 | 0 | 0
Counterfactual | Dem_BB008a | GWh | SPEN | Dumfries 33 |  | 89.597 | 83.216 | 75.522 | 66.939 | 59.136 | 52.047 | 50.743 | 49.643 | 48.863 | 48.112 | 47.485 | 46.959 | 46.482 | 46.408 | 46.338 | 46.482 | 46.705 | 46.983 | 47.604 | 48.213 | 48.823 | 49.428 | 50.031 | 50.955 | 51.549 | 52.205 | 52.933 | 53.752
Counterfactual | Dem_BB008a | GWh | SPEN | Dumfries ICI |  | 0.755 | 10.068 | 18.899 | 26.779 | 34.038 | 40.805 | 39.754 | 38.863 | 38.231 | 37.609 | 37.085 | 36.636 | 36.229 | 35.938 | 35.886 | 35.994 | 36.169 | 36.384 | 36.753 | 37.222 | 37.694 | 38.156 | 38.615 | 39.106 | 39.559 | 40.058 | 40.608 | 41.231
Counterfactual | Dem_BB008a | GWh | SPEN | Dunbar A |  | 16.519 | 17.1 | 17.352 | 17.272 | 17.221 | 17.209 | 16.781 | 16.424 | 16.168 | 15.924 | 15.723 | 15.553 | 15.4 | 15.4 | 15.377 | 15.424 | 15.5 | 15.592 | 15.809 | 16.011 | 16.215 | 16.414 | 16.615 | 16.945 | 17.142 | 17.361 | 17.606 | 17.879
Counterfactual | Dem_BB008a | GWh | SPEN | Dunbar B |  | 13.939 | 12.698 | 11.264 | 9.719 | 8.312 | 7.029 | 6.854 | 6.708 | 6.604 | 6.504 | 6.422 | 6.353 | 6.29 | 6.29 | 6.281 | 6.3 | 6.331 | 6.368 | 6.457 | 6.54 | 6.623 | 6.704 | 6.787 | 6.921 | 7.002 | 7.091 | 7.191 | 7.303
Counterfactual | Dem_BB008a | GWh | SPEN | Dunfermline |  | 46.492 | 49.75 | 52.002 | 53.155 | 54.28 | 55.43 | 54.048 | 52.883 | 52.064 | 51.272 | 50.613 | 50.06 | 49.562 | 49.549 | 49.474 | 49.627 | 49.866 | 50.164 | 50.852 | 51.503 | 52.156 | 52.803 | 53.444 | 54.482 | 55.117 | 55.824 | 56.603 | 57.479
Counterfactual | Dem_BB008a | GWh | SPEN | Earlstoun |  | 0 | 0 | 0 | 0 | 0 | 0 | 0 | 0 | 0 | 0 | 0 | 0 | 0 | 0 | 0 | 0 | 0 | 0 | 0 | 0 | 0 | 0 | 0 | 0 | 0 | 0 | 0 | 0
Counterfactual | Dem_BB008a | GWh | SPEN | East Kilbride |  | 58.695 | 62.283 | 64.628 | 65.636 | 66.643 | 67.71 | 66.024 | 64.601 | 63.589 | 62.621 | 61.817 | 61.138 | 60.526 | 60.455 | 60.368 | 60.554 | 60.846 | 61.207 | 62.03 | 62.818 | 63.617 | 64.404 | 65.19 | 66.417 | 67.191 | 68.049 | 69 | 70.068
Counterfactual | Dem_BB008a | GWh | SPEN | East Kilbride South |  | 30.94 | 35.51 | 39.294 | 42.131 | 44.794 | 47.35 | 46.19 | 45.215 | 44.519 | 43.865 | 43.323 | 42.872 | 42.463 | 42.555 | 42.494 | 42.62 | 42.824 | 43.08 | 43.726 | 44.284 | 44.849 | 45.405 | 45.959 | 46.959 | 47.506 | 48.116 | 48.792 | 49.554
Counterfactual | Dem_BB008a | GWh | SPEN | Easterhouse |  | 111.382 | 112.009 | 110.582 | 107.227 | 104.28 | 101.771 | 99.236 | 97.107 | 95.586 | 94.138 | 92.935 | 91.917 | 91.005 | 90.932 | 90.798 | 91.078 | 91.513 | 92.061 | 93.311 | 94.5 | 95.704 | 96.886 | 98.067 | 99.947 | 101.111 | 102.4 | 103.835 | 105.439
Counterfactual | Dem_BB008a | GWh | SPEN | Eccles |  | 26.042 | 27.355 | 28.13 | 28.345 | 28.58 | 28.856 | 28.144 | 27.543 | 27.115 | 26.71 | 26.375 | 26.093 | 25.837 | 25.848 | 25.811 | 25.893 | 26.013 | 26.168 | 26.541 | 26.879 | 27.22 | 27.56 | 27.896 | 28.459 | 28.794 | 29.161 | 29.571 | 30.028
Counterfactual | Dem_BB008a | GWh | SPEN | Elderslie |  | 44.042 | 47.315 | 49.628 | 50.892 | 52.119 | 53.361 | 52.041 | 50.93 | 50.136 | 49.392 | 48.769 | 48.244 | 47.773 | 47.8 | 47.729 | 47.878 | 48.103 | 48.392 | 49.078 | 49.704 | 50.338 | 50.962 | 51.585 | 52.63 | 53.245 | 53.925 | 54.68 | 55.532
Counterfactual | Dem_BB008a | GWh | SPEN | Erskine |  | 25.261 | 26.799 | 27.804 | 28.239 | 28.677 | 29.141 | 28.421 | 27.815 | 27.382 | 26.975 | 26.636 | 26.352 | 26.093 | 26.115 | 26.076 | 26.154 | 26.279 | 26.437 | 26.812 | 27.157 | 27.504 | 27.843 | 28.182 | 28.761 | 29.095 | 29.466 | 29.881 | 30.343
Counterfactual | Dem_BB008a | GWh | SPEN | Finnieston |  | 15.068 | 16.314 | 17.225 | 17.763 | 18.28 | 18.795 | 18.331 | 17.936 | 17.658 | 17.395 | 17.171 | 16.987 | 16.818 | 16.824 | 16.8 | 16.851 | 16.932 | 17.033 | 17.274 | 17.494 | 17.717 | 17.935 | 18.154 | 18.518 | 18.733 | 18.973 | 19.238 | 19.537
Counterfactual | Dem_BB008a | GWh | SPEN | Galashiels |  | 31.314 | 32.711 | 33.472 | 33.573 | 33.709 | 33.904 | 33.063 | 32.351 | 31.847 | 31.369 | 30.97 | 30.632 | 30.333 | 30.326 | 30.283 | 30.372 | 30.52 | 30.699 | 31.127 | 31.524 | 31.924 | 32.318 | 32.713 | 33.358 | 33.745 | 34.178 | 34.656 | 35.192
Counterfactual | Dem_BB008a | GWh | SPEN | Giffnock |  | 112.837 | 114.884 | 114.78 | 112.581 | 110.701 | 109.19 | 106.468 | 104.175 | 102.542 | 100.987 | 99.686 | 98.593 | 97.608 | 97.5 | 97.358 | 97.658 | 98.124 | 98.711 | 100.037 | 101.314 | 102.603 | 103.87 | 105.136 | 107.121 | 108.369 | 109.75 | 111.285 | 113.008
Counterfactual | Dem_BB008a | GWh | SPEN | Glenlee |  | 0 | 0 | 0 | 0 | 0 | 0 | 0 | 0 | 0 | 0 | 0 | 0 | 0 | 0 | 0 | 0 | 0 | 0 | 0 | 0 | 0 | 0 | 0 | 0 | 0 | 0 | 0 | 0
Counterfactual | Dem_BB008a | GWh | SPEN | Glenluce |  | 16.086 | 17.425 | 18.404 | 18.983 | 19.537 | 20.088 | 19.585 | 19.162 | 18.86 | 18.573 | 18.335 | 18.13 | 17.947 | 17.918 | 17.894 | 17.948 | 18.033 | 18.14 | 18.379 | 18.616 | 18.851 | 19.083 | 19.317 | 19.674 | 19.902 | 20.156 | 20.437 | 20.754
Counterfactual | Dem_BB008a | GWh | SPEN | Glenniston |  | 38.87 | 37.896 | 36.264 | 34.076 | 32.109 | 30.358 | 29.604 | 28.97 | 28.521 | 28.092 | 27.731 | 27.429 | 27.159 | 27.166 | 27.125 | 27.209 | 27.34 | 27.503 | 27.889 | 28.243 | 28.604 | 28.956 | 29.312 | 29.895 | 30.242 | 30.627 | 31.057 | 31.54
Counterfactual | Dem_BB008a | GWh | SPEN | Glenrothes |  | 35.771 | 38.478 | 40.403 | 41.467 | 42.497 | 43.537 | 42.458 | 41.55 | 40.905 | 40.289 | 39.781 | 39.348 | 38.963 | 38.993 | 38.934 | 39.054 | 39.24 | 39.475 | 40.039 | 40.55 | 41.067 | 41.575 | 42.081 | 42.935 | 43.437 | 43.993 | 44.607 | 45.3
Counterfactual | Dem_BB008a | GWh | SPEN | Gorgie |  | 33.996 | 35.534 | 36.38 | 36.511 | 36.678 | 36.909 | 35.997 | 35.227 | 34.679 | 34.161 | 33.73 | 33.37 | 33.041 | 33.053 | 33.007 | 33.106 | 33.264 | 33.464 | 33.936 | 34.368 | 34.808 | 35.238 | 35.668 | 36.387 | 36.809 | 37.282 | 37.803 | 38.392
Counterfactual | Dem_BB008a | GWh | SPEN | Govan |  | 36.12 | 37.1 | 37.376 | 36.953 | 36.611 | 36.371 | 35.468 | 34.711 | 34.168 | 33.655 | 33.225 | 32.863 | 32.538 | 32.529 | 32.481 | 32.58 | 32.738 | 32.934 | 33.385 | 33.811 | 34.242 | 34.666 | 35.089 | 35.775 | 36.193 | 36.655 | 37.167 | 37.742
Counterfactual | Dem_BB008a | GWh | SPEN | Grangemouth A |  | 44.343 | 49.636 | 53.847 | 56.757 | 59.483 | 62.111 | 60.526 | 59.194 | 58.241 | 57.319 | 56.545 | 55.884 | 55.288 | 54.996 | 54.92 | 55.088 | 55.352 | 55.683 | 56.319 | 57.034 | 57.759 | 58.468 | 59.18 | 60.076 | 60.773 | 61.54 | 62.393 | 63.352
Counterfactual | Dem_BB008a | GWh | SPEN | Grangemouth C |  | 28.796 | 33.047 | 36.555 | 39.136 | 41.543 | 43.844 | 42.725 | 41.782 | 41.112 | 40.466 | 39.918 | 39.452 | 39.033 | 38.831 | 38.774 | 38.895 | 39.081 | 39.317 | 39.765 | 40.272 | 40.782 | 41.286 | 41.786 | 42.422 | 42.915 | 43.455 | 44.059 | 44.737
Counterfactual | Dem_BB008a | GWh | SPEN | Haggs Road |  | 47.181 | 49.609 | 51.06 | 51.484 | 51.939 | 52.465 | 51.163 | 50.062 | 49.279 | 48.535 | 47.915 | 47.392 | 46.92 | 46.89 | 46.821 | 46.966 | 47.19 | 47.474 | 48.119 | 48.735 | 49.355 | 49.965 | 50.573 | 51.55 | 52.148 | 52.818 | 53.555 | 54.382
Counterfactual | Dem_BB008a | GWh | SPEN | Hawick |  | 22.295 | 24.474 | 26.141 | 27.222 | 28.25 | 29.257 | 28.526 | 27.917 | 27.48 | 27.066 | 26.719 | 26.429 | 26.168 | 26.15 | 26.115 | 26.191 | 26.318 | 26.475 | 26.838 | 27.181 | 27.525 | 27.868 | 28.206 | 28.754 | 29.089 | 29.459 | 29.872 | 30.336
Counterfactual | Dem_BB008a | GWh | SPEN | Helensburgh |  | 22.281 | 25.398 | 27.956 | 29.836 | 31.598 | 33.291 | 32.461 | 31.764 | 31.267 | 30.795 | 30.396 | 30.064 | 29.764 | 29.751 | 29.707 | 29.798 | 29.94 | 30.117 | 30.532 | 30.922 | 31.318 | 31.701 | 32.091 | 32.708 | 33.091 | 33.512 | 33.981 | 34.507
Counterfactual | Dem_BB008a | GWh | SPEN | Hunterston Farm |  | 5.508 | 5.864 | 6.102 | 6.213 | 6.322 | 6.437 | 6.277 | 6.141 | 6.047 | 5.954 | 5.879 | 5.813 | 5.754 | 5.752 | 5.744 | 5.761 | 5.788 | 5.821 | 5.904 | 5.977 | 6.054 | 6.13 | 6.201 | 6.321 | 6.398 | 6.479 | 6.568 | 6.669
Counterfactual | Dem_BB008a | GWh | SPEN | Inverkeithing |  | 71.076 | 70.807 | 69.264 | 66.567 | 64.179 | 62.107 | 60.58 | 59.295 | 58.386 | 57.52 | 56.803 | 56.202 | 55.66 | 55.786 | 55.703 | 55.873 | 56.139 | 56.476 | 57.32 | 58.051 | 58.792 | 59.52 | 60.246 | 61.544 | 62.265 | 63.064 | 63.951 | 64.941
Counterfactual | Dem_BB008a | GWh | SPEN | Johnstone |  | 46.941 | 48.694 | 49.511 | 49.384 | 49.333 | 49.391 | 48.179 | 47.158 | 46.428 | 45.742 | 45.177 | 44.698 | 44.27 | 44.343 | 44.28 | 44.417 | 44.628 | 44.896 | 45.555 | 46.137 | 46.727 | 47.303 | 47.884 | 48.904 | 49.477 | 50.107 | 50.811 | 51.605
Counterfactual | Dem_BB008a | GWh | SPEN | Kaimes |  | 71.487 | 88.62 | 103.606 | 115.723 | 126.996 | 137.668 | 134.238 | 131.35 | 129.291 | 127.329 | 125.697 | 124.316 | 123.077 | 122.947 | 122.773 | 123.147 | 123.738 | 124.477 | 126.154 | 127.763 | 129.391 | 130.987 | 132.583 | 135.097 | 136.671 | 138.416 | 140.35 | 142.521
Counterfactual | Dem_BB008a | GWh | SPEN | Kendoon |  | 0 | 0 | 0 | 0 | 0 | 0 | 0 | 0 | 0 | 0 | 0 | 0 | 0 | 0 | 0 | 0 | 0 | 0 | 0 | 0 | 0 | 0 | 0 | 0 | 0 | 0 | 0 | 0
Counterfactual | Dem_BB008a | GWh | SPEN | Kilbowie 11 |  | 12.196 | 11.988 | 11.575 | 10.989 | 10.469 | 10.015 | 9.768 | 9.566 | 9.418 | 9.286 | 9.171 | 9.076 | 8.992 | 9.033 | 9.02 | 9.047 | 9.089 | 9.145 | 9.29 | 9.409 | 9.53 | 9.648 | 9.768 | 9.996 | 10.112 | 10.24 | 10.386 | 10.55
Counterfactual | Dem_BB008a | GWh | SPEN | Kilbowie 33 |  | 31.433 | 33.754 | 35.4 | 36.307 | 37.193 | 38.092 | 37.135 | 36.337 | 35.77 | 35.223 | 34.769 | 34.384 | 34.039 | 34.013 | 33.961 | 34.066 | 34.231 | 34.434 | 34.901 | 35.347 | 35.797 | 36.239 | 36.682 | 37.374 | 37.811 | 38.295 | 38.827 | 39.43
Counterfactual | Dem_BB008a | GWh | SPEN | Killermont |  | 164.815 | 154.186 | 141.09 | 126.266 | 112.81 | 100.611 | 98.107 | 96.003 | 94.515 | 93.088 | 91.901 | 90.905 | 90.003 | 90.03 | 89.898 | 90.174 | 90.606 | 91.145 | 92.426 | 93.605 | 94.797 | 95.969 | 97.138 | 99.072 | 100.23 | 101.51 | 102.931 | 104.526
Counterfactual | Dem_BB008a | GWh | SPEN | Kilwinning |  | 39.846 | 44.222 | 47.665 | 50.039 | 52.292 | 54.488 | 53.164 | 52.048 | 51.252 | 50.513 | 49.904 | 49.391 | 48.932 | 49.108 | 49.037 | 49.186 | 49.423 | 49.718 | 50.496 | 51.142 | 51.793 | 52.435 | 53.078 | 54.301 | 54.935 | 55.644 | 56.428 | 57.309
Counterfactual | Dem_BB008a | GWh | SPEN | Lesmahagow |  | 0 | 0.837 | 3.559 | 6.026 | 8.294 | 10.403 | 10.144 | 9.926 | 9.77 | 9.622 | 9.499 | 9.395 | 9.301 | 9.292 | 9.279 | 9.307 | 9.351 | 9.407 | 9.534 | 9.656 | 9.779 | 9.9 | 10.02 | 10.211 | 10.33 | 10.462 | 10.608 | 10.773
Counterfactual | Dem_BB008a | GWh | SPEN | Leven |  | 58.032 | 58.443 | 57.779 | 56.102 | 54.632 | 53.385 | 52.06 | 50.942 | 50.152 | 49.393 | 48.76 | 48.229 | 47.75 | 47.749 | 47.683 | 47.829 | 48.058 | 48.344 | 49.018 | 49.642 | 50.275 | 50.897 | 51.518 | 52.531 | 53.144 | 53.823 | 54.574 | 55.422
Counterfactual | Dem_BB008a | GWh | SPEN | Livingston East |  | 55.862 | 54.385 | 51.97 | 48.776 | 45.91 | 43.36 | 42.301 | 41.407 | 40.766 | 40.174 | 39.68 | 39.263 | 38.891 | 38.984 | 38.928 | 39.046 | 39.232 | 39.467 | 40.063 | 40.575 | 41.092 | 41.602 | 42.108 | 43.031 | 43.535 | 44.095 | 44.713 | 45.412
Counterfactual | Dem_BB008a | GWh | SPEN | Maybole |  | 8.988 | 10.712 | 12.188 | 13.345 | 14.425 | 15.452 | 15.069 | 14.745 | 14.513 | 14.291 | 14.11 | 13.955 | 13.816 | 13.806 | 13.786 | 13.828 | 13.896 | 13.978 | 14.169 | 14.351 | 14.533 | 14.712 | 14.891 | 15.179 | 15.355 | 15.549 | 15.766 | 16.011
Counterfactual | Dem_BB008a | GWh | SPEN | Moffat |  | 15.725 | 16.818 | 17.571 | 17.956 | 18.334 | 18.72 | 18.255 | 17.865 | 17.586 | 17.324 | 17.105 | 16.92 | 16.754 | 16.757 | 16.732 | 16.784 | 16.863 | 16.964 | 17.201 | 17.42 | 17.643 | 17.862 | 18.079 | 18.44 | 18.656 | 18.893 | 19.158 | 19.456
Counterfactual | Dem_BB008a | GWh | SPEN | Newarthill |  | 136.287 | 137.322 | 135.83 | 131.946 | 128.543 | 125.66 | 122.529 | 119.892 | 118.009 | 116.214 | 114.723 | 113.459 | 112.327 | 112.19 | 112.029 | 112.371 | 112.909 | 113.584 | 115.106 | 116.572 | 118.06 | 119.517 | 120.974 | 123.247 | 124.683 | 126.273 | 128.039 | 130.017
Counterfactual | Dem_BB008a | GWh | SPEN | Newton Stewart |  | 6.069 | 7.063 | 7.898 | 8.533 | 9.127 | 9.693 | 9.449 | 9.246 | 9.099 | 8.96 | 8.845 | 8.746 | 8.659 | 8.641 | 8.629 | 8.656 | 8.695 | 8.75 | 8.864 | 8.978 | 9.092 | 9.201 | 9.315 | 9.483 | 9.593 | 9.718 | 9.851 | 10.005
Counterfactual | Dem_BB008a | GWh | SPEN | Paisley |  | 27.624 | 28.317 | 28.473 | 28.096 | 27.785 | 27.554 | 26.866 | 26.285 | 25.876 | 25.479 | 25.152 | 24.87 | 24.622 | 24.586 | 24.549 | 24.625 | 24.742 | 24.89 | 25.22 | 25.54 | 25.865 | 26.186 | 26.504 | 26.995 | 27.308 | 27.656 | 28.043 | 28.475
Counterfactual | Dem_BB008a | GWh | SPEN | Partick |  | 17.226 | 25.569 | 33.187 | 39.706 | 45.743 | 51.414 | 50.136 | 49.061 | 48.301 | 47.573 | 46.969 | 46.457 | 45.999 | 46.014 | 45.948 | 46.09 | 46.31 | 46.585 | 47.24 | 47.844 | 48.452 | 49.053 | 49.651 | 50.644 | 51.235 | 51.889 | 52.616 | 53.432
Counterfactual | Dem_BB008a | GWh | SPEN | Port Dundas |  | 34.7 | 37.071 | 38.694 | 39.503 | 40.294 | 41.106 | 40.078 | 39.216 | 38.607 | 38.019 | 37.53 | 37.12 | 36.749 | 36.73 | 36.676 | 36.791 | 36.966 | 37.187 | 37.696 | 38.178 | 38.665 | 39.141 | 39.618 | 40.381 | 40.853 | 41.376 | 41.953 | 42.602
Counterfactual | Dem_BB008a | GWh | SPEN | Portobello |  | 120.029 | 122.06 | 121.811 | 119.35 | 117.238 | 115.527 | 112.648 | 110.228 | 108.498 | 106.854 | 105.485 | 104.328 | 103.287 | 103.191 | 103.041 | 103.355 | 103.852 | 104.471 | 105.884 | 107.233 | 108.599 | 109.94 | 111.279 | 113.394 | 114.717 | 116.182 | 117.805 | 119.629
Counterfactual | Dem_BB008a | GWh | SPEN | Ravenscraig |  | 0.372 | 2.055 | 3.648 | 5.07 | 6.382 | 7.607 | 7.418 | 7.257 | 7.142 | 7.034 | 6.943 | 6.866 | 6.797 | 6.784 | 6.774 | 6.795 | 6.827 | 6.87 | 6.959 | 7.048 | 7.138 | 7.225 | 7.314 | 7.448 | 7.535 | 7.63 | 7.738 | 7.859
Counterfactual | Dem_BB008a | GWh | SPEN | Redhouse |  | 36.301 | 41.621 | 46.016 | 49.273 | 52.322 | 55.242 | 53.854 | 52.684 | 51.86 | 51.059 | 50.388 | 49.824 | 49.317 | 49.216 | 49.142 | 49.294 | 49.531 | 49.826 | 50.468 | 51.114 | 51.766 | 52.403 | 53.042 | 53.99 | 54.619 | 55.313 | 56.083 | 56.948
Counterfactual | Dem_BB008a | GWh | SPEN | Saltcoats A |  | 52.964 | 56.264 | 58.426 | 59.331 | 60.218 | 61.148 | 59.577 | 58.25 | 57.311 | 56.39 | 55.613 | 54.952 | 54.349 | 53.972 | 53.892 | 54.059 | 54.318 | 54.645 | 55.226 | 55.93 | 56.636 | 57.332 | 58.027 | 58.819 | 59.5 | 60.249 | 61.082 | 62.016
Counterfactual | Dem_BB008a | GWh | SPEN | Saltcoats B |  | 43.799 | 48.42 | 52.004 | 54.368 | 56.593 | 58.753 | 57.259 | 56 | 55.11 | 54.244 | 53.516 | 52.895 | 52.337 | 52.102 | 52.028 | 52.187 | 52.439 | 52.751 | 53.375 | 54.057 | 54.743 | 55.415 | 56.089 | 56.975 | 57.637 | 58.369 | 59.176 | 60.086
Counterfactual | Dem_BB008a | GWh | SPEN | Shrubhill |  | 71.299 | 69.194 | 65.899 | 61.623 | 57.775 | 54.341 | 52.999 | 51.868 | 51.061 | 50.299 | 49.666 | 49.138 | 48.658 | 48.688 | 48.62 | 48.768 | 49.002 | 49.294 | 49.996 | 50.634 | 51.282 | 51.913 | 52.548 | 53.62 | 54.247 | 54.941 | 55.713 | 56.578
Counterfactual | Dem_BB008a | GWh | SPEN | Sighthill |  | 113.524 | 114.456 | 113.283 | 110.122 | 107.36 | 105.029 | 102.425 | 100.231 | 98.667 | 97.183 | 95.95 | 94.909 | 93.975 | 93.959 | 93.822 | 94.109 | 94.56 | 95.124 | 96.445 | 97.674 | 98.918 | 100.142 | 101.364 | 103.362 | 104.569 | 105.904 | 107.389 | 109.052
Counterfactual | Dem_BB008a | GWh | SPEN | Spango Valley |  | 25.655 | 27.582 | 28.948 | 29.696 | 30.421 | 31.153 | 30.377 | 29.725 | 29.258 | 28.816 | 28.45 | 28.138 | 27.861 | 27.84 | 27.798 | 27.885 | 28.016 | 28.186 | 28.571 | 28.933 | 29.304 | 29.662 | 30.028 | 30.601 | 30.96 | 31.354 | 31.793 | 32.285
Counterfactual | Dem_BB008a | GWh | SPEN | St Andrews Cross |  | 43.784 | 43.38 | 42.201 | 40.328 | 38.66 | 37.199 | 36.277 | 35.499 | 34.945 | 34.419 | 33.981 | 33.61 | 33.279 | 33.269 | 33.221 | 33.323 | 33.481 | 33.682 | 34.147 | 34.584 | 35.024 | 35.456 | 35.889 | 36.591 | 37.016 | 37.49 | 38.014 | 38.604
Counterfactual | Dem_BB008a | GWh | SPEN | Stirling |  | 51.464 | 53.926 | 55.33 | 55.626 | 55.964 | 56.39 | 54.985 | 53.797 | 52.956 | 52.15 | 51.474 | 50.904 | 50.393 | 50.342 | 50.27 | 50.422 | 50.665 | 50.966 | 51.654 | 52.311 | 52.978 | 53.633 | 54.287 | 55.306 | 55.951 | 56.666 | 57.456 | 58.345
Counterfactual | Dem_BB008a | GWh | SPEN | Strathaven |  | 88.167 | 86.785 | 83.869 | 79.6 | 75.775 | 72.394 | 70.581 | 69.054 | 67.967 | 66.927 | 66.058 | 65.322 | 64.663 | 64.535 | 64.441 | 64.638 | 64.947 | 65.336 | 66.186 | 67.028 | 67.882 | 68.719 | 69.556 | 70.816 | 71.644 | 72.556 | 73.567 | 74.701
Counterfactual | Dem_BB008a | GWh | SPEN | Strathleven |  | 44.637 | 45.281 | 45.082 | 44.074 | 43.204 | 42.489 | 41.433 | 40.544 | 39.918 | 39.315 | 38.817 | 38.392 | 38.014 | 38.029 | 37.975 | 38.093 | 38.274 | 38.501 | 39.047 | 39.545 | 40.045 | 40.542 | 41.034 | 41.86 | 42.346 | 42.888 | 43.49 | 44.16
Counterfactual | Dem_BB008a | GWh | SPEN | Telford Road |  | 35.98 | 38.648 | 40.531 | 41.555 | 42.548 | 43.555 | 42.475 | 41.566 | 40.915 | 40.302 | 39.793 | 39.363 | 38.975 | 38.976 | 38.921 | 39.038 | 39.226 | 39.461 | 40.01 | 40.52 | 41.037 | 41.545 | 42.05 | 42.885 | 43.386 | 43.942 | 44.558 | 45.247
Counterfactual | Dem_BB008a | GWh | SPEN | Tongland |  | 3.18 | 9.308 | 15.075 | 20.183 | 24.898 | 29.302 | 28.563 | 27.941 | 27.497 | 27.072 | 26.714 | 26.414 | 26.141 | 26.053 | 26.018 | 26.097 | 26.221 | 26.378 | 26.706 | 27.047 | 27.39 | 27.73 | 28.066 | 28.541 | 28.875 | 29.242 | 29.649 | 30.102
Counterfactual | Dem_BB008a | GWh | SPEN | West George Street |  | 24.727 | 23.455 | 21.799 | 19.855 | 18.096 | 16.51 | 16.106 | 15.764 | 15.524 | 15.292 | 15.104 | 14.942 | 14.802 | 14.838 | 14.816 | 14.862 | 14.934 | 15.023 | 15.248 | 15.444 | 15.641 | 15.835 | 16.029 | 16.378 | 16.571 | 16.782 | 17.017 | 17.283
Counterfactual | Dem_BB008a | GWh | SPEN | Westfield |  | 31.981 | 35.718 | 38.69 | 40.767 | 42.727 | 44.627 | 43.522 | 42.595 | 41.935 | 41.311 | 40.789 | 40.352 | 39.955 | 40.004 | 39.943 | 40.068 | 40.258 | 40.498 | 41.083 | 41.61 | 42.138 | 42.66 | 43.18 | 44.072 | 44.588 | 45.159 | 45.794 | 46.502
Counterfactual | Dem_BB008a | GWh | SPEN | Whitehouse |  | 95.255 | 89.89 | 83.066 | 75.189 | 68.057 | 61.613 | 60.103 | 58.837 | 57.932 | 57.084 | 56.382 | 55.795 | 55.269 | 55.406 | 55.328 | 55.497 | 55.761 | 56.093 | 56.941 | 57.669 | 58.405 | 59.13 | 59.852 | 61.17 | 61.886 | 62.682 | 63.565 | 64.553
Counterfactual | Dem_BB008a | GWh | SPEN | Wishaw |  | 100.135 | 102.693 | 103.305 | 101.986 | 100.902 | 100.106 | 97.614 | 95.513 | 94.014 | 92.589 | 91.4 | 90.396 | 89.493 | 89.398 | 89.267 | 89.541 | 89.97 | 90.507 | 91.723 | 92.895 | 94.075 | 95.237 | 96.4 | 98.22 | 99.366 | 100.634 | 102.04 | 103.62
Counterfactual | Dem_BB008a | GWh | SPEN Manweb | Birkenhead |  | 442.728 | 444.421 | 437.83 | 423.259 | 410.246 | 398.949 | 388.785 | 380.21 | 374.094 | 368.157 | 363.187 | 358.949 | 355.122 | 351.192 | 350.683 | 351.767 | 353.456 | 355.574 | 358.998 | 363.567 | 368.179 | 372.695 | 377.216 | 381.496 | 385.911 | 390.778 | 396.169 | 402.22
Counterfactual | Dem_BB008a | GWh | SPEN Manweb | Capenhurst |  | 558.051 | 559.454 | 550.494 | 531.551 | 514.627 | 499.911 | 487.047 | 476.187 | 468.466 | 460.891 | 454.524 | 449.083 | 444.157 | 439.473 | 438.835 | 440.188 | 442.306 | 444.961 | 449.165 | 454.875 | 460.642 | 466.29 | 471.936 | 477.228 | 482.742 | 488.82 | 495.546 | 503.1
Counterfactual | Dem_BB008a | GWh | SPEN Manweb | Carrington |  | 750.398 | 727.519 | 691.893 | 645.454 | 603.407 | 565.653 | 551.484 | 539.55 | 530.729 | 522.571 | 515.768 | 510.007 | 504.817 | 497.904 | 497.181 | 498.711 | 501.104 | 504.105 | 509.217 | 515.703 | 522.25 | 528.673 | 535.093 | 541.181 | 547.457 | 554.376 | 562.047 | 570.66
Counterfactual | Dem_BB008a | GWh | SPEN Manweb | Connah's Quay |  | 464.55 | 464.012 | 454.93 | 437.715 | 422.297 | 408.808 | 398.305 | 389.441 | 383.038 | 376.86 | 371.664 | 367.232 | 363.213 | 359.328 | 358.804 | 359.913 | 361.642 | 363.812 | 367.187 | 371.86 | 376.572 | 381.19 | 385.808 | 390.267 | 394.779 | 399.751 | 405.255 | 411.434
Counterfactual | Dem_BB008a | GWh | SPEN Manweb | Fiddlers Ferry |  | 578.782 | 580.915 | 572.29 | 553.378 | 536.55 | 521.996 | 508.745 | 497.572 | 489.474 | 481.761 | 475.297 | 469.805 | 464.838 | 459.286 | 458.62 | 460.035 | 462.245 | 465.015 | 469.66 | 475.636 | 481.671 | 487.587 | 493.499 | 499.233 | 505.012 | 511.384 | 518.443 | 526.367
Counterfactual | Dem_BB008a | GWh | SPEN Manweb | Frodsham |  | 632.29 | 591.945 | 541.888 | 484.863 | 432.951 | 385.776 | 376.311 | 368.351 | 362.602 | 357.267 | 352.848 | 349.132 | 345.804 | 341.319 | 340.825 | 341.868 | 343.508 | 345.559 | 349.117 | 353.568 | 358.066 | 362.482 | 366.895 | 371.245 | 375.564 | 380.333 | 385.627 | 391.564
Counterfactual | Dem_BB008a | GWh | SPEN Manweb | Kirkby (_D) |  | 399.519 | 401.58 | 396.179 | 383.596 | 372.406 | 362.751 | 353.521 | 345.736 | 340.106 | 334.721 | 330.208 | 326.365 | 322.892 | 319.1 | 318.633 | 319.617 | 321.152 | 323.077 | 326.284 | 330.436 | 334.628 | 338.736 | 342.841 | 346.803 | 350.82 | 355.242 | 360.145 | 365.649
Counterfactual | Dem_BB008a | GWh | SPEN Manweb | Legacy |  | 524.544 | 528.856 | 523.249 | 507.99 | 494.431 | 482.787 | 470.502 | 460.142 | 453.214 | 446.075 | 440.093 | 435.007 | 430.413 | 426.668 | 426.048 | 427.36 | 429.413 | 431.985 | 436.085 | 441.638 | 447.243 | 452.738 | 458.234 | 463.096 | 468.462 | 474.375 | 480.928 | 488.286
Counterfactual | Dem_BB008a | GWh | SPEN Manweb | Lister Drive |  | 621.008 | 618.598 | 604.871 | 580.532 | 558.731 | 539.611 | 525.863 | 514.267 | 505.892 | 497.862 | 491.127 | 485.393 | 480.211 | 474.614 | 473.927 | 475.39 | 477.674 | 480.535 | 485.284 | 491.461 | 497.694 | 503.801 | 509.911 | 515.789 | 521.758 | 528.337 | 535.625 | 543.805
Counterfactual | Dem_BB008a | GWh | SPEN Manweb | Pentir |  | 199.45 | 204.773 | 206.14 | 203.451 | 201.158 | 199.396 | 194.295 | 189.991 | 186.856 | 183.864 | 181.353 | 179.207 | 177.266 | 175.319 | 175.061 | 175.601 | 176.445 | 177.506 | 179.14 | 181.42 | 183.716 | 185.972 | 188.227 | 190.424 | 192.624 | 195.051 | 197.74 | 200.755
Counterfactual | Dem_BB008a | GWh | SPEN Manweb | Rainhill |  | 698.046 | 705.617 | 699.965 | 681.295 | 664.779 | 650.724 | 633.99 | 619.861 | 609.746 | 599.887 | 591.604 | 584.529 | 578.119 | 571.815 | 570.983 | 572.746 | 575.502 | 578.953 | 584.509 | 591.944 | 599.448 | 606.796 | 614.145 | 621.1 | 628.277 | 636.184 | 644.94 | 654.769
Counterfactual | Dem_BB008a | GWh | SPEN Manweb | St. Asaph |  | 40.55 | 47.475 | 53.299 | 57.706 | 61.8 | 65.691 | 64.004 | 62.586 | 61.551 | 60.56 | 59.728 | 59.018 | 58.374 | 57.741 | 57.658 | 57.834 | 58.113 | 58.463 | 59 | 59.749 | 60.507 | 61.249 | 61.991 | 62.711 | 63.436 | 64.232 | 65.12 | 66.11
Counterfactual | Dem_BB008a | GWh | SPEN Manweb | Trawsfynydd |  | 162.255 | 170.494 | 175.301 | 176.408 | 177.57 | 178.954 | 174.408 | 170.57 | 167.748 | 165.096 | 162.871 | 160.978 | 159.268 | 157.434 | 157.203 | 157.689 | 158.447 | 159.396 | 160.858 | 162.904 | 164.969 | 166.994 | 169.019 | 171.019 | 172.998 | 175.179 | 177.595 | 180.309
Counterfactual | Dem_BB008a | GWh | SPEN Manweb | Wylfa |  | 80.388 | 81.042 | 80.154 | 77.777 | 75.655 | 73.823 | 71.988 | 70.443 | 69.267 | 68.214 | 67.338 | 66.598 | 65.93 | 65.046 | 64.952 | 65.15 | 65.464 | 65.854 | 66.429 | 67.276 | 68.128 | 68.965 | 69.804 | 70.635 | 71.454 | 72.358 | 73.362 | 74.486
Counterfactual | Dem_BB008a | GWh | SPTL | Direct(SPTL) |  | 215.49 | 227.372 | 234.765 | 237.414 | 240.155 | 243.186 | 237.151 | 232.074 | 228.447 | 225.009 | 222.148 | 219.74 | 217.573 | 217.52 | 217.208 | 217.872 | 218.912 | 220.221 | 223.268 | 226.117 | 229 | 231.829 | 234.659 | 239.265 | 242.057 | 245.15 | 248.584 | 252.434
Counterfactual | Dem_BB008a | GWh | SSEN (SHEPD) | Abernethy |  | 67.667 | 71.135 | 73.176 | 73.682 | 74.212 | 74.835 | 72.943 | 71.345 | 70.224 | 69.123 | 68.202 | 67.421 | 66.716 | 66.487 | 66.391 | 66.598 | 66.916 | 67.317 | 68.144 | 69.014 | 69.892 | 70.751 | 71.612 | 72.803 | 73.652 | 74.586 | 75.621 | 76.786
Counterfactual | Dem_BB008a | GWh | SSEN (SHEPD) | Alness |  | 34.089 | 36.636 | 38.432 | 39.405 | 40.345 | 41.294 | 40.276 | 39.422 | 38.829 | 38.253 | 37.774 | 37.371 | 37.011 | 37.024 | 36.973 | 37.084 | 37.264 | 37.483 | 37.997 | 38.48 | 38.972 | 39.452 | 39.935 | 40.726 | 41.202 | 41.73 | 42.315 | 42.971
Counterfactual | Dem_BB008a | GWh | SSEN (SHEPD) | Arbroath |  | 64.391 | 60.813 | 56.258 | 51.001 | 46.25 | 41.966 | 40.928 | 40.06 | 39.454 | 38.868 | 38.382 | 37.972 | 37.602 | 37.693 | 37.64 | 37.753 | 37.934 | 38.163 | 38.736 | 39.231 | 39.731 | 40.222 | 40.716 | 41.594 | 42.082 | 42.618 | 43.219 | 43.889
Counterfactual | Dem_BB008a | GWh | SSEN (SHEPD) | Ardkinglas |  | 0 | 0 | 0 | 0 | 0 | 0 | 0 | 0 | 0 | 0 | 0 | 0 | 0 | 0 | 0 | 0 | 0 | 0 | 0 | 0 | 0 | 0 | 0 | 0 | 0 | 0 | 0 | 0
Counterfactual | Dem_BB008a | GWh | SSEN (SHEPD) | Ardmore |  | 58.198 | 58.472 | 57.676 | 55.874 | 54.287 | 52.931 | 51.601 | 50.481 | 49.684 | 48.919 | 48.279 | 47.736 | 47.249 | 47.052 | 46.986 | 47.129 | 47.355 | 47.638 | 48.2 | 48.811 | 49.434 | 50.044 | 50.652 | 51.474 | 52.073 | 52.735 | 53.471 | 54.294
Counterfactual | Dem_BB008a | GWh | SSEN (SHEPD) | Beauly |  | 24.85 | 28.759 | 32.026 | 34.492 | 36.799 | 39.006 | 38.03 | 37.205 | 36.615 | 36.052 | 35.582 | 35.181 | 34.822 | 34.685 | 34.632 | 34.739 | 34.904 | 35.116 | 35.529 | 35.984 | 36.438 | 36.889 | 37.339 | 37.947 | 38.389 | 38.875 | 39.418 | 40.024
Counterfactual | Dem_BB008a | GWh | SSEN (SHEPD) | Berryburn |  | 0 | 0 | 0 | 0 | 0 | 0 | 0 | 0 | 0 | 0 | 0 | 0 | 0 | 0 | 0 | 0 | 0 | 0 | 0 | 0 | 0 | 0 | 0 | 0 | 0 | 0 | 0 | 0
Counterfactual | Dem_BB008a | GWh | SSEN (SHEPD) | Boat of Garten |  | 26.11 | 26.383 | 26.169 | 25.486 | 24.89 | 24.389 | 23.774 | 23.259 | 22.89 | 22.533 | 22.237 | 21.984 | 21.758 | 21.659 | 21.629 | 21.694 | 21.797 | 21.927 | 22.18 | 22.464 | 22.751 | 23.029 | 23.31 | 23.68 | 23.953 | 24.257 | 24.596 | 24.975
Counterfactual | Dem_BB008a | GWh | SSEN (SHEPD) | Braco West |  | 52.387 | 48.783 | 44.397 | 39.48 | 35.011 | 30.952 | 30.203 | 29.574 | 29.141 | 28.726 | 28.381 | 28.098 | 27.841 | 28.028 | 27.988 | 28.07 | 28.207 | 28.375 | 28.861 | 29.229 | 29.603 | 29.969 | 30.335 | 31.099 | 31.467 | 31.871 | 32.324 | 32.827
Counterfactual | Dem_BB008a | GWh | SSEN (SHEPD) | Bridge of Dun |  | 30.828 | 32.749 | 34.036 | 34.659 | 35.292 | 35.962 | 35.081 | 34.34 | 33.822 | 33.327 | 32.917 | 32.568 | 32.259 | 32.372 | 32.324 | 32.424 | 32.577 | 32.771 | 33.282 | 33.71 | 34.137 | 34.563 | 34.986 | 35.773 | 36.193 | 36.657 | 37.171 | 37.752
Counterfactual | Dem_BB008a | GWh | SSEN (SHEPD) | Broadford-Skye |  | 13.76 | 15.184 | 16.286 | 17.014 | 17.702 | 18.372 | 17.906 | 17.515 | 17.235 | 16.964 | 16.738 | 16.545 | 16.371 | 16.279 | 16.256 | 16.302 | 16.381 | 16.481 | 16.665 | 16.875 | 17.09 | 17.3 | 17.51 | 17.771 | 17.98 | 18.204 | 18.456 | 18.741
Counterfactual | Dem_BB008a | GWh | SSEN (SHEPD) | Brora |  | 8.05 | 8.352 | 8.491 | 8.464 | 8.45 | 8.454 | 8.245 | 8.068 | 7.947 | 7.832 | 7.733 | 7.649 | 7.573 | 7.576 | 7.567 | 7.59 | 7.627 | 7.672 | 7.775 | 7.876 | 7.975 | 8.072 | 8.173 | 8.332 | 8.432 | 8.538 | 8.656 | 8.792
Counterfactual | Dem_BB008a | GWh | SSEN (SHEPD) | Burghmuir |  | 48.075 | 49.263 | 49.541 | 48.936 | 48.459 | 48.13 | 46.938 | 45.934 | 45.237 | 44.559 | 44 | 43.524 | 43.099 | 43.175 | 43.11 | 43.243 | 43.45 | 43.709 | 44.352 | 44.919 | 45.492 | 46.056 | 46.618 | 47.596 | 48.153 | 48.769 | 49.455 | 50.221
Counterfactual | Dem_BB008a | GWh | SSEN (SHEPD) | Carradale |  | 10.894 | 13.71 | 16.197 | 18.243 | 20.152 | 21.962 | 21.415 | 20.963 | 20.639 | 20.332 | 20.077 | 19.863 | 19.669 | 19.622 | 19.595 | 19.654 | 19.75 | 19.868 | 20.107 | 20.366 | 20.626 | 20.88 | 21.133 | 21.509 | 21.758 | 22.036 | 22.343 | 22.689
Counterfactual | Dem_BB008a | GWh | SSEN (SHEPD) | Cassley |  | 0.128 | 0.283 | 0.429 | 0.558 | 0.677 | 0.788 | 0.768 | 0.755 | 0.742 | 0.731 | 0.723 | 0.715 | 0.711 | 0.712 | 0.711 | 0.712 | 0.715 | 0.721 | 0.733 | 0.74 | 0.75 | 0.761 | 0.771 | 0.784 | 0.794 | 0.804 | 0.819 | 0.829
Counterfactual | Dem_BB008a | GWh | SSEN (SHEPD) | Ceannacroc |  | 4.473 | 3.962 | 3.394 | 2.802 | 2.261 | 1.766 | 1.719 | 1.685 | 1.657 | 1.631 | 1.613 | 1.595 | 1.578 | 1.573 | 1.571 | 1.574 | 1.583 | 1.59 | 1.612 | 1.632 | 1.651 | 1.674 | 1.692 | 1.721 | 1.741 | 1.763 | 1.787 | 1.817
Counterfactual | Dem_BB008a | GWh | SSEN (SHEPD) | Charleston |  | 51.857 | 50.279 | 47.82 | 44.622 | 41.73 | 39.135 | 38.169 | 37.356 | 36.787 | 36.238 | 35.784 | 35.399 | 35.054 | 35.122 | 35.074 | 35.178 | 35.35 | 35.561 | 36.088 | 36.546 | 37.014 | 37.471 | 37.929 | 38.735 | 39.189 | 39.689 | 40.248 | 40.872
Counterfactual | Dem_BB008a | GWh | SSEN (SHEPD) | Clachan |  | 4.065 | 4.321 | 4.492 | 4.572 | 4.653 | 4.738 | 4.622 | 4.519 | 4.451 | 4.381 | 4.329 | 4.281 | 4.238 | 4.224 | 4.217 | 4.232 | 4.249 | 4.276 | 4.327 | 4.383 | 4.438 | 4.492 | 4.545 | 4.624 | 4.678 | 4.737 | 4.802 | 4.878
Counterfactual | Dem_BB008a | GWh | SSEN (SHEPD) | Clayhills |  | 14.785 | 14.473 | 13.897 | 13.104 | 12.391 | 11.755 | 11.238 | 10.778 | 10.257 | 9.719 | 9.229 | 8.798 | 8.386 | 8.243 | 8.188 | 8.187 | 8.222 | 8.311 | 8.373 | 8.532 | 8.689 | 8.884 | 9.151 | 9.399 | 9.656 | 9.924 | 10.235 | 10.597
Counterfactual | Dem_BB008a | GWh | SSEN (SHEPD) | Coupar Angus |  | 29.338 | 29.139 | 28.403 | 27.185 | 26.094 | 25.134 | 24.534 | 24.031 | 23.683 | 23.353 | 23.083 | 22.859 | 22.658 | 22.871 | 22.837 | 22.907 | 23.017 | 23.154 | 23.576 | 23.877 | 24.185 | 24.484 | 24.785 | 25.463 | 25.761 | 26.094 | 26.468 | 26.884
Counterfactual | Dem_BB008a | GWh | SSEN (SHEPD) | Craigiebuckler |  | 36.819 | 36.059 | 34.635 | 32.678 | 30.916 | 29.348 | 28.073 | 26.91 | 25.625 | 24.288 | 23.072 | 21.984 | 20.954 | 20.669 | 20.608 | 20.663 | 20.802 | 21.07 | 21.259 | 21.7 | 22.124 | 22.651 | 23.342 | 23.986 | 24.652 | 25.336 | 26.13 | 27.054
Counterfactual | Dem_BB008a | GWh | SSEN (SHEPD) | Dallas |  | 0 | 0 | 0 | 0 | 0 | 0 | 0 | 0 | 0 | 0 | 0 | 0 | 0 | 0 | 0 | 0 | 0 | 0 | 0 | 0 | 0 | 0 | 0 | 0 | 0 | 0 | 0 | 0
Counterfactual | Dem_BB008a | GWh | SSEN (SHEPD) | Dounreay |  | 11.36 | 13.027 | 14.403 | 15.418 | 16.366 | 17.272 | 16.837 | 16.469 | 16.209 | 15.958 | 15.745 | 15.566 | 15.403 | 15.337 | 15.316 | 15.364 | 15.438 | 15.528 | 15.711 | 15.912 | 16.111 | 16.312 | 16.511 | 16.772 | 16.966 | 17.183 | 17.421 | 17.691
Counterfactual | Dem_BB008a | GWh | SSEN (SHEPD) | Dudhope |  | 31.524 | 32.584 | 33.043 | 32.92 | 32.869 | 32.904 | 32.106 | 31.443 | 30.981 | 30.54 | 30.175 | 29.871 | 29.604 | 29.811 | 29.765 | 29.857 | 29.999 | 30.18 | 30.696 | 31.089 | 31.488 | 31.878 | 32.272 | 33.09 | 33.48 | 33.911 | 34.391 | 34.93
Counterfactual | Dem_BB008a | GWh | SSEN (SHEPD) | Dunbeath |  | 0 | 0.019 | 0.037 | 0.053 | 0.068 | 0.082 | 0.081 | 0.08 | 0.079 | 0.078 | 0.076 | 0.075 | 0.074 | 0.073 | 0.073 | 0.073 | 0.073 | 0.073 | 0.073 | 0.074 | 0.075 | 0.079 | 0.08 | 0.081 | 0.082 | 0.083 | 0.084 | 0.085
Counterfactual | Dem_BB008a | GWh | SSEN (SHEPD) | Dunoon |  | 24.665 | 22.273 | 19.551 | 16.649 | 14.005 | 11.591 | 11.303 | 11.064 | 10.894 | 10.729 | 10.59 | 10.479 | 10.372 | 10.381 | 10.368 | 10.398 | 10.447 | 10.51 | 10.659 | 10.797 | 10.935 | 11.07 | 11.205 | 11.432 | 11.564 | 11.714 | 11.876 | 12.06
Counterfactual | Dem_BB008a | GWh | SSEN (SHEPD) | Dunvegan |  | 9.594 | 9.342 | 8.929 | 8.379 | 7.884 | 7.443 | 7.257 | 7.1 | 6.985 | 6.878 | 6.788 | 6.712 | 6.642 | 6.616 | 6.603 | 6.624 | 6.655 | 6.697 | 6.775 | 6.859 | 6.948 | 7.034 | 7.118 | 7.234 | 7.318 | 7.41 | 7.515 | 7.632
Counterfactual | Dem_BB008a | GWh | SSEN (SHEPD) | Dyce |  | 38.473 | 37.663 | 36.164 | 34.104 | 32.249 | 30.597 | 29.26 | 28.053 | 26.706 | 25.305 | 24.035 | 22.908 | 21.839 | 21.475 | 21.352 | 21.354 | 21.456 | 21.696 | 21.862 | 22.289 | 22.701 | 23.221 | 23.912 | 24.566 | 25.242 | 25.939 | 26.758 | 27.702
Counterfactual | Dem_BB008a | GWh | SSEN (SHEPD) | Elgin |  | 60.967 | 62.354 | 62.566 | 61.617 | 60.82 | 60.209 | 58.696 | 57.423 | 56.518 | 55.645 | 54.917 | 54.302 | 53.744 | 53.526 | 53.45 | 53.613 | 53.871 | 54.193 | 54.833 | 55.531 | 56.236 | 56.932 | 57.623 | 58.561 | 59.243 | 59.997 | 60.829 | 61.766
Counterfactual | Dem_BB008a | GWh | SSEN (SHEPD) | Fasnakyle |  | 2.077 | 2.184 | 2.248 | 2.265 | 2.283 | 2.304 | 2.246 | 2.197 | 2.159 | 2.125 | 2.094 | 2.071 | 2.046 | 2.032 | 2.029 | 2.036 | 2.045 | 2.057 | 2.081 | 2.106 | 2.132 | 2.156 | 2.184 | 2.214 | 2.239 | 2.267 | 2.298 | 2.334
Counterfactual | Dem_BB008a | GWh | SSEN (SHEPD) | Fetteresso |  | 0 | 0 | 0 | 0 | 0 | 0 | 0 | 0 | 0 | 0 | 0 | 0 | 0 | 0 | 0 | 0 | 0 | 0 | 0 | 0 | 0 | 0 | 0 | 0 | 0 | 0 | 0 | 0
Counterfactual | Dem_BB008a | GWh | SSEN (SHEPD) | Fiddes |  | 14.692 | 14.395 | 13.832 | 13.058 | 12.361 | 11.742 | 11.235 | 10.774 | 10.262 | 9.726 | 9.24 | 8.804 | 8.388 | 8.309 | 8.316 | 8.362 | 8.441 | 8.568 | 8.662 | 8.852 | 9.037 | 9.262 | 9.553 | 9.821 | 10.097 | 10.376 | 10.701 | 11.08
Counterfactual | Dem_BB008a | GWh | SSEN (SHEPD) | Finstown |  | 0 | 0 | 0 | 0 | 0 | 0 | 0 | 0 | 0 | 0 | 0 | 0 | 0 | 0 | 0 | 0 | 0 | 0 | 0 | 0 | 0 | 0 | 0 | 0 | 0 | 0 | 0 | 0
Counterfactual | Dem_BB008a | GWh | SSEN (SHEPD) | Fort Augustus |  | 4.29 | 4.761 | 5.131 | 5.381 | 5.617 | 5.846 | 5.7 | 5.572 | 5.486 | 5.4 | 5.326 | 5.269 | 5.211 | 5.186 | 5.176 | 5.191 | 5.218 | 5.249 | 5.307 | 5.373 | 5.444 | 5.51 | 5.578 | 5.662 | 5.727 | 5.799 | 5.882 | 5.97
Counterfactual | Dem_BB008a | GWh | SSEN (SHEPD) | Fort William |  | 32.043 | 32.654 | 32.653 | 32.052 | 31.539 | 31.129 | 30.346 | 29.684 | 29.214 | 28.763 | 28.386 | 28.064 | 27.777 | 27.656 | 27.617 | 27.7 | 27.833 | 28 | 28.325 | 28.686 | 29.053 | 29.408 | 29.769 | 30.246 | 30.596 | 30.984 | 31.415 | 31.897
Counterfactual | Dem_BB008a | GWh | SSEN (SHEPD) | Fraserburgh |  | 21.488 | 21.038 | 20.203 | 19.055 | 18.021 | 17.1 | 16.351 | 15.676 | 14.923 | 14.142 | 13.435 | 12.798 | 12.204 | 12.007 | 11.946 | 11.956 | 12.016 | 12.157 | 12.253 | 12.493 | 12.727 | 13.024 | 13.411 | 13.778 | 14.159 | 14.551 | 15.01 | 15.539
Counterfactual | Dem_BB008a | GWh | SSEN (SHEPD) | Glenfarclas |  | 0 | 0 | 0 | 0 | 0 | 0 | 0 | 0 | 0 | 0 | 0 | 0 | 0 | 0 | 0 | 0 | 0 | 0 | 0 | 0 | 0 | 0 | 0 | 0 | 0 | 0 | 0 | 0
Counterfactual | Dem_BB008a | GWh | SSEN (SHEPD) | Grudie Bridge |  | 20.3 | 21.007 | 21.307 | 21.18 | 21.082 | 21.031 | 20.486 | 20.027 | 19.698 | 19.377 | 19.105 | 18.871 | 18.66 | 18.49 | 18.461 | 18.52 | 18.608 | 18.719 | 18.9 | 19.137 | 19.381 | 19.619 | 19.854 | 20.088 | 20.32 | 20.575 | 20.857 | 21.176
Counterfactual | Dem_BB008a | GWh | SSEN (SHEPD) | Inverness |  | 114.893 | 116.659 | 116.255 | 113.744 | 111.579 | 109.807 | 107.051 | 104.729 | 103.08 | 101.492 | 100.167 | 99.041 | 98.03 | 97.638 | 97.499 | 97.797 | 98.265 | 98.853 | 100.023 | 101.295 | 102.584 | 103.849 | 105.113 | 106.833 | 108.075 | 109.447 | 110.971 | 112.679
Counterfactual | Dem_BB008a | GWh | SSEN (SHEPD) | Keith |  | 35.354 | 38.625 | 41.089 | 42.632 | 44.099 | 45.541 | 44.397 | 43.436 | 42.753 | 42.097 | 41.55 | 41.084 | 40.666 | 40.513 | 40.456 | 40.579 | 40.774 | 41.018 | 41.506 | 42.037 | 42.569 | 43.094 | 43.619 | 44.343 | 44.856 | 45.429 | 46.061 | 46.769
Counterfactual | Dem_BB008a | GWh | SSEN (SHEPD) | Killin |  | 0 | 0 | 0 | 0 | 0 | 0.232 | 0.253 | 0.276 | 0.306 | 0.35 | 0.395 | 0.441 | 0.483 | 0.817 | 0.819 | 0.822 | 0.831 | 0.836 | 1.01 | 1.025 | 1.046 | 1.063 | 1.08 | 1.402 | 1.423 | 1.448 | 1.479 | 1.512
Counterfactual | Dem_BB008a | GWh | SSEN (SHEPD) | Kinlochleven |  | 2.195 | 3.041 | 3.805 | 4.447 | 5.04 | 5.598 | 5.456 | 5.334 | 5.25 | 5.166 | 5.096 | 5.034 | 4.979 | 4.943 | 4.938 | 4.952 | 4.975 | 5.006 | 5.057 | 5.123 | 5.186 | 5.253 | 5.313 | 5.385 | 5.451 | 5.519 | 5.594 | 5.682
Counterfactual | Dem_BB008a | GWh | SSEN (SHEPD) | Kintore |  | 67.903 | 66.489 | 63.856 | 60.236 | 56.976 | 54.074 | 51.715 | 49.581 | 47.207 | 44.735 | 42.494 | 40.494 | 38.599 | 38.027 | 37.87 | 37.93 | 38.154 | 38.618 | 38.945 | 39.733 | 40.493 | 41.441 | 42.691 | 43.866 | 45.079 | 46.322 | 47.783 | 49.471
Counterfactual | Dem_BB008a | GWh | SSEN (SHEPD) | Lairg |  | 0.771 | 1.409 | 2 | 2.515 | 2.989 | 3.433 | 3.348 | 3.272 | 3.22 | 3.171 | 3.129 | 3.09 | 3.058 | 3.038 | 3.034 | 3.043 | 3.06 | 3.078 | 3.112 | 3.15 | 3.192 | 3.231 | 3.267 | 3.317 | 3.355 | 3.397 | 3.443 | 3.497
Counterfactual | Dem_BB008a | GWh | SSEN (SHEPD) | Lunanhead |  | 45.387 | 44.628 | 43.081 | 40.846 | 38.844 | 37.075 | 36.16 | 35.393 | 34.857 | 34.343 | 33.914 | 33.555 | 33.231 | 33.325 | 33.279 | 33.378 | 33.54 | 33.738 | 34.254 | 34.69 | 35.132 | 35.568 | 36.003 | 36.792 | 37.224 | 37.699 | 38.229 | 38.824
Counterfactual | Dem_BB008a | GWh | SSEN (SHEPD) | Lyndhurst |  | 43.787 | 44.152 | 43.721 | 42.558 | 41.558 | 40.732 | 39.729 | 38.888 | 38.3 | 37.735 | 37.266 | 36.869 | 36.518 | 36.628 | 36.577 | 36.689 | 36.861 | 37.083 | 37.651 | 38.132 | 38.619 | 39.099 | 39.574 | 40.453 | 40.923 | 41.449 | 42.031 | 42.687
Counterfactual | Dem_BB008a | GWh | SSEN (SHEPD) | Macduff |  | 21.586 | 24.32 | 26.526 | 28.094 | 29.566 | 30.984 | 30.198 | 29.535 | 29.065 | 28.607 | 28.225 | 27.899 | 27.607 | 27.453 | 27.415 | 27.498 | 27.63 | 27.798 | 28.105 | 28.463 | 28.826 | 29.179 | 29.533 | 29.975 | 30.324 | 30.708 | 31.134 | 31.611
Counterfactual | Dem_BB008a | GWh | SSEN (SHEPD) | Milton of Craigie |  | 74.347 | 76.107 | 76.425 | 75.306 | 74.366 | 73.644 | 71.791 | 70.227 | 69.134 | 68.068 | 67.176 | 66.42 | 65.74 | 65.619 | 65.523 | 65.721 | 66.039 | 66.433 | 67.3 | 68.158 | 69.026 | 69.877 | 70.727 | 72 | 72.837 | 73.764 | 74.794 | 75.947
Counterfactual | Dem_BB008a | GWh | SSEN (SHEPD) | Mybster |  | 6.985 | 8.628 | 10.06 | 11.214 | 12.286 | 13.3 | 12.971 | 12.693 | 12.503 | 12.315 | 12.159 | 12.028 | 11.91 | 11.907 | 11.89 | 11.926 | 11.984 | 12.055 | 12.217 | 12.371 | 12.528 | 12.683 | 12.837 | 13.085 | 13.236 | 13.407 | 13.595 | 13.805
Counterfactual | Dem_BB008a | GWh | SSEN (SHEPD) | Nairn |  | 36.852 | 37.537 | 37.52 | 36.815 | 36.213 | 35.73 | 34.832 | 34.073 | 33.534 | 33.019 | 32.586 | 32.221 | 31.893 | 31.759 | 31.711 | 31.81 | 31.961 | 32.155 | 32.534 | 32.947 | 33.366 | 33.779 | 34.19 | 34.745 | 35.147 | 35.595 | 36.09 | 36.646
Counterfactual | Dem_BB008a | GWh | SSEN (SHEPD) | Orrin |  | 0 | 0 | 0 | 0 | 0 | 0 | 0 | 0 | 0 | 0 | 0 | 0 | 0 | 0 | 0 | 0 | 0 | 0 | 0 | 0 | 0 | 0 | 0 | 0 | 0 | 0 | 0 | 0
Counterfactual | Dem_BB008a | GWh | SSEN (SHEPD) | Persley |  | 49.213 | 48.196 | 46.293 | 43.676 | 41.321 | 39.224 | 37.513 | 35.967 | 34.246 | 32.453 | 30.83 | 29.379 | 28.004 | 27.617 | 27.532 | 27.597 | 27.783 | 28.134 | 28.387 | 28.974 | 29.537 | 30.238 | 31.158 | 32.018 | 32.907 | 33.82 | 34.884 | 36.113
Counterfactual | Dem_BB008a | GWh | SSEN (SHEPD) | Peterhead Grange |  | 26.037 | 25.425 | 24.364 | 22.909 | 21.595 | 20.42 | 19.516 | 18.701 | 17.774 | 16.825 | 15.979 | 15.238 | 14.541 | 14.021 | 13.698 | 13.488 | 13.373 | 13.376 | 13.352 | 13.505 | 13.661 | 13.892 | 14.241 | 14.589 | 14.965 | 15.371 | 15.867 | 16.436
Counterfactual | Dem_BB008a | GWh | SSEN (SHEPD) | Peterhead Shell |  | 10.194 | 9.98 | 9.582 | 9.036 | 8.545 | 8.107 | 7.754 | 7.43 | 7.077 | 6.703 | 6.37 | 6.068 | 5.787 | 5.69 | 5.658 | 5.658 | 5.685 | 5.749 | 5.791 | 5.905 | 6.017 | 6.153 | 6.336 | 6.51 | 6.686 | 6.873 | 7.09 | 7.341
Counterfactual | Dem_BB008a | GWh | SSEN (SHEPD) | Port Ann |  | 20.378 | 22.799 | 24.735 | 26.096 | 27.381 | 28.625 | 27.905 | 27.294 | 26.87 | 26.451 | 26.105 | 25.808 | 25.54 | 25.408 | 25.374 | 25.45 | 25.571 | 25.726 | 26.011 | 26.341 | 26.678 | 27.005 | 27.333 | 27.747 | 28.071 | 28.427 | 28.823 | 29.266
Counterfactual | Dem_BB008a | GWh | SSEN (SHEPD) | Quoich |  | 0.415 | 0.409 | 0.395 | 0.374 | 0.356 | 0.34 | 0.333 | 0.324 | 0.319 | 0.314 | 0.311 | 0.306 | 0.305 | 0.301 | 0.299 | 0.299 | 0.303 | 0.303 | 0.305 | 0.311 | 0.315 | 0.318 | 0.322 | 0.325 | 0.329 | 0.333 | 0.338 | 0.346
Counterfactual | Dem_BB008a | GWh | SSEN (SHEPD) | Rannoch |  | 0 | 0 | 0 | 0 | 0 | 0.178 | 0.18 | 0.184 | 0.186 | 0.189 | 0.195 | 0.198 | 0.204 | 0.253 | 0.254 | 0.255 | 0.255 | 0.255 | 0.283 | 0.287 | 0.291 | 0.295 | 0.299 | 0.351 | 0.356 | 0.362 | 0.368 | 0.375
Counterfactual | Dem_BB008a | GWh | SSEN (SHEPD) | Redmoss |  | 43.5 | 42.597 | 40.911 | 38.594 | 36.508 | 34.65 | 33.133 | 31.77 | 30.249 | 28.662 | 27.226 | 25.946 | 24.732 | 24.369 | 24.273 | 24.313 | 24.46 | 24.762 | 24.972 | 25.479 | 25.966 | 26.573 | 27.377 | 28.129 | 28.911 | 29.711 | 30.645 | 31.728
Counterfactual | Dem_BB008a | GWh | SSEN (SHEPD) | Rothienorman |  | 23.667 | 23.183 | 22.274 | 21.016 | 19.882 | 18.872 | 18.056 | 17.317 | 16.486 | 15.621 | 14.84 | 14.143 | 13.483 | 13.21 | 13.089 | 13.05 | 13.074 | 13.189 | 13.253 | 13.478 | 13.698 | 13.985 | 14.377 | 14.753 | 15.145 | 15.552 | 16.036 | 16.597
Counterfactual | Dem_BB008a | GWh | SSEN (SHEPD) | Shin |  | 0.684 | 0.882 | 1.058 | 1.203 | 1.337 | 1.464 | 1.43 | 1.399 | 1.376 | 1.357 | 1.343 | 1.326 | 1.314 | 1.316 | 1.313 | 1.32 | 1.324 | 1.332 | 1.353 | 1.369 | 1.388 | 1.403 | 1.419 | 1.45 | 1.468 | 1.486 | 1.506 | 1.529
Counterfactual | Dem_BB008a | GWh | SSEN (SHEPD) | Sloy |  | 2.24 | 2.133 | 1.992 | 1.828 | 1.681 | 1.549 | 1.516 | 1.482 | 1.463 | 1.444 | 1.426 | 1.414 | 1.401 | 1.407 | 1.405 | 1.41 | 1.416 | 1.427 | 1.446 | 1.463 | 1.484 | 1.502 | 1.522 | 1.554 | 1.572 | 1.596 | 1.618 | 1.643
Counterfactual | Dem_BB008a | GWh | SSEN (SHEPD) | St Fergus Gas Terminal |  | 4.773 | 4.673 | 4.488 | 4.234 | 4.005 | 3.801 | 3.636 | 3.489 | 3.32 | 3.147 | 2.99 | 2.852 | 2.716 | 2.679 | 2.67 | 2.679 | 2.697 | 2.73 | 2.757 | 2.81 | 2.869 | 2.936 | 3.026 | 3.108 | 3.194 | 3.283 | 3.387 | 3.506
Counterfactual | Dem_BB008a | GWh | SSEN (SHEPD) | Strichen |  | 16.691 | 16.35 | 15.708 | 14.824 | 14.029 | 13.321 | 12.74 | 12.215 | 11.636 | 11.026 | 10.473 | 9.979 | 9.511 | 9.396 | 9.385 | 9.419 | 9.494 | 9.624 | 9.717 | 9.925 | 10.125 | 10.37 | 10.69 | 10.988 | 11.292 | 11.606 | 11.971 | 12.394
Counterfactual | Dem_BB008a | GWh | SSEN (SHEPD) | Tarland |  | 15.248 | 14.948 | 14.369 | 13.573 | 12.858 | 12.222 | 11.695 | 11.213 | 10.687 | 10.131 | 9.625 | 9.17 | 8.735 | 8.686 | 8.721 | 8.793 | 8.897 | 9.047 | 9.159 | 9.376 | 9.583 | 9.829 | 10.144 | 10.433 | 10.731 | 11.029 | 11.375 | 11.775
Counterfactual | Dem_BB008a | GWh | SSEN (SHEPD) | Taynuilt |  | 34.34 | 36.081 | 37.122 | 37.433 | 37.773 | 38.17 | 37.214 | 36.417 | 35.848 | 35.301 | 34.847 | 34.463 | 34.118 | 33.989 | 33.937 | 34.043 | 34.207 | 34.41 | 34.808 | 35.253 | 35.701 | 36.143 | 36.583 | 37.184 | 37.614 | 38.095 | 38.624 | 39.222
Counterfactual | Dem_BB008a | GWh | SSEN (SHEPD) | Thurso |  | 37.404 | 39.343 | 40.502 | 40.851 | 41.223 | 41.652 | 40.646 | 39.797 | 39.211 | 38.649 | 38.186 | 37.796 | 37.451 | 37.575 | 37.52 | 37.635 | 37.815 | 38.038 | 38.604 | 39.099 | 39.6 | 40.088 | 40.581 | 41.483 | 41.97 | 42.511 | 43.109 | 43.782
Counterfactual | Dem_BB008a | GWh | SSEN (SHEPD) | Tummel Bridge |  | 6.356 | 7.596 | 8.652 | 9.491 | 10.275 | 11.021 | 10.78 | 10.583 | 10.451 | 10.337 | 10.246 | 10.174 | 10.113 | 10.41 | 10.397 | 10.426 | 10.475 | 10.537 | 10.827 | 10.965 | 11.108 | 11.247 | 11.387 | 11.883 | 12.025 | 12.183 | 12.364 | 12.564
Counterfactual | Dem_BB008a | GWh | SSEN (SHEPD) | Willowdale |  | 22.831 | 22.377 | 21.507 | 20.31 | 19.233 | 18.276 | 17.482 | 16.763 | 15.969 | 15.14 | 14.382 | 13.703 | 13.057 | 12.955 | 12.978 | 13.066 | 13.202 | 13.411 | 13.563 | 13.874 | 14.17 | 14.525 | 14.989 | 15.411 | 15.845 | 16.284 | 16.795 | 17.385
Counterfactual | Dem_BB008a | GWh | SSEN (SHEPD) | Woodhill |  | 50.397 | 49.338 | 47.376 | 44.68 | 42.252 | 40.09 | 38.336 | 36.755 | 34.989 | 33.156 | 31.495 | 30.015 | 28.609 | 28.144 | 27.99 | 27.997 | 28.138 | 28.457 | 28.677 | 29.238 | 29.783 | 30.466 | 31.376 | 32.232 | 33.121 | 34.032 | 35.109 | 36.348
Counterfactual | Dem_BB008a | GWh | SSEN South | Acton Lane 66kV |  | 38.687 | 38.358 | 37.318 | 35.656 | 34.166 | 32.854 | 31.24 | 29.897 | 28.139 | 26.637 | 25.277 | 24.043 | 22.876 | 22.055 | 21.501 | 21.088 | 20.785 | 20.646 | 20.702 | 20.854 | 21.019 | 21.287 | 21.728 | 22.491 | 23.028 | 23.612 | 24.317 | 25.131
Counterfactual | Dem_BB008a | GWh | SSEN South | Axminster_H |  | 166.751 | 162.335 | 155.04 | 145.318 | 136.536 | 128.676 | 123.272 | 118.06 | 111.345 | 105.666 | 100.581 | 96.063 | 91.78 | 88.631 | 87.112 | 86.176 | 85.684 | 85.83 | 86.275 | 87.481 | 88.723 | 90.481 | 92.948 | 95.996 | 98.607 | 101.25 | 104.424 | 108.045
Counterfactual | Dem_BB008a | GWh | SSEN South | Botley Wood |  | 276.565 | 286.631 | 290.814 | 289.091 | 287.688 | 286.848 | 280.241 | 274.726 | 271.41 | 267.959 | 265.174 | 262.907 | 260.917 | 258.556 | 258.187 | 258.967 | 260.203 | 261.743 | 263.889 | 267.267 | 270.688 | 274.055 | 277.421 | 280.088 | 283.374 | 287.019 | 291.073 | 295.619
Counterfactual | Dem_BB008a | GWh | SSEN South | Bramley |  | 1000.294 | 1014.616 | 1009.549 | 985.571 | 964.421 | 946.596 | 923.192 | 903.507 | 890.366 | 877.126 | 866.141 | 856.891 | 848.593 | 840.09 | 838.877 | 841.449 | 845.481 | 850.53 | 857.986 | 868.923 | 879.977 | 890.825 | 901.672 | 910.648 | 921.229 | 932.919 | 945.882 | 960.428
Counterfactual | Dem_BB008a | GWh | SSEN South | Chickerell |  | 140.686 | 137.501 | 131.745 | 124.064 | 117.159 | 111.013 | 106.484 | 102.075 | 96.491 | 91.685 | 87.285 | 83.293 | 79.44 | 78.182 | 78.091 | 78.309 | 78.749 | 79.571 | 80.444 | 81.922 | 83.389 | 85.26 | 87.748 | 90.583 | 92.935 | 95.231 | 97.918 | 101.048
Counterfactual | Dem_BB008a | GWh | SSEN South | Cowley |  | 978.17 | 968.077 | 940.18 | 896.216 | 856.623 | 821.557 | 801.504 | 784.666 | 773.816 | 762.644 | 753.412 | 745.683 | 738.777 | 731.951 | 730.896 | 733.131 | 736.641 | 741.034 | 747.82 | 757.361 | 767.007 | 776.482 | 785.956 | 794.02 | 803.268 | 813.49 | 824.838 | 837.568
Counterfactual | Dem_BB008a | GWh | SSEN South | Ealing |  | 335.33 | 332.478 | 323.471 | 309.069 | 296.16 | 284.791 | 270.791 | 259.152 | 243.912 | 230.885 | 219.116 | 208.392 | 198.284 | 191.186 | 186.37 | 182.811 | 180.195 | 179 | 179.496 | 180.803 | 182.241 | 184.56 | 188.371 | 194.977 | 199.65 | 204.722 | 210.818 | 217.876
Counterfactual | Dem_BB008a | GWh | SSEN South | Fawley |  | 387.746 | 382.632 | 370.38 | 351.997 | 335.425 | 320.707 | 313.513 | 307.519 | 304.068 | 300.433 | 297.533 | 295.202 | 293.184 | 290.58 | 290.164 | 291.042 | 292.424 | 294.152 | 296.505 | 300.305 | 304.158 | 307.951 | 311.747 | 314.657 | 318.358 | 322.471 | 327.052 | 332.187
Counterfactual | Dem_BB008a | GWh | SSEN South | Fleet |  | 1408.982 | 1403.304 | 1371.753 | 1316.16 | 1266.306 | 1222.526 | 1192.008 | 1166.32 | 1149.087 | 1131.662 | 1117.159 | 1104.902 | 1093.88 | 1083.778 | 1082.21 | 1085.533 | 1090.738 | 1097.259 | 1107.993 | 1122.111 | 1136.375 | 1150.374 | 1164.368 | 1177.83 | 1191.509 | 1206.616 | 1223.364 | 1242.16
Counterfactual | Dem_BB008a | GWh | SSEN South | Iver 132kV |  | 602.685 | 593.207 | 572.851 | 543.087 | 516.258 | 492.406 | 480.921 | 471.318 | 465.428 | 459.342 | 454.402 | 450.346 | 446.778 | 442.607 | 441.973 | 443.316 | 445.428 | 448.075 | 451.665 | 457.439 | 463.288 | 469.039 | 474.793 | 479.198 | 484.811 | 491.032 | 497.946 | 505.7
Counterfactual | Dem_BB008a | GWh | SSEN South | Iver 66kV |  | 360.697 | 356.383 | 345.371 | 328.58 | 313.432 | 299.977 | 293.29 | 287.728 | 284.551 | 281.203 | 278.536 | 276.408 | 274.568 | 272.062 | 271.676 | 272.496 | 273.789 | 275.407 | 277.493 | 281.048 | 284.654 | 288.207 | 291.761 | 294.277 | 297.74 | 301.594 | 305.879 | 310.685
Counterfactual | Dem_BB008a | GWh | SSEN South | Laleham |  | 510.29 | 507.558 | 495.319 | 474.524 | 455.842 | 439.387 | 429.075 | 420.446 | 415.098 | 409.588 | 405.1 | 401.411 | 398.155 | 394.424 | 393.857 | 395.056 | 396.94 | 399.299 | 402.528 | 407.669 | 412.879 | 418.001 | 423.125 | 427.096 | 432.091 | 437.628 | 443.784 | 450.683
Counterfactual | Dem_BB008a | GWh | SSEN South | Lovedean |  | 950.055 | 958.921 | 949.616 | 922.928 | 899.268 | 879.031 | 857.483 | 839.376 | 827.471 | 815.397 | 805.411 | 797.027 | 789.528 | 782.052 | 780.924 | 783.313 | 787.065 | 791.76 | 798.647 | 808.832 | 819.13 | 829.24 | 839.351 | 848.005 | 857.873 | 868.781 | 880.884 | 894.46
Counterfactual | Dem_BB008a | GWh | SSEN South | Mannington |  | 1142.415 | 1111.754 | 1061.469 | 994.472 | 933.918 | 879.701 | 842.68 | 806.98 | 760.899 | 722.009 | 687.229 | 656.419 | 627.259 | 604.622 | 593.299 | 586.121 | 582.095 | 582.554 | 585.23 | 593.139 | 601.317 | 613.066 | 629.671 | 650.35 | 668.13 | 686.181 | 707.913 | 732.672
Counterfactual | Dem_BB008a | GWh | SSEN South | Melksham |  | 1181.288 | 1113.296 | 1027.131 | 927.273 | 836.546 | 754.326 | 734.887 | 718.478 | 707.089 | 695.638 | 686.014 | 677.788 | 670.336 | 663.927 | 662.962 | 665.01 | 668.207 | 672.215 | 678.419 | 687.047 | 695.757 | 704.287 | 712.817 | 720.55 | 728.881 | 738.053 | 748.213 | 759.616
Counterfactual | Dem_BB008a | GWh | SSEN South | Minety |  | 722.579 | 726.02 | 715.672 | 692.398 | 671.614 | 653.591 | 637.915 | 624.77 | 617.049 | 608.499 | 601.489 | 595.662 | 590.488 | 586.228 | 585.388 | 587.171 | 589.977 | 593.487 | 598.975 | 606.626 | 614.365 | 621.978 | 629.586 | 635.61 | 643.033 | 651.253 | 660.381 | 670.62
Counterfactual | Dem_BB008a | GWh | SSEN South | North Hyde |  | 250.154 | 249.315 | 243.789 | 234.159 | 225.563 | 218.051 | 213.187 | 209.139 | 206.825 | 204.381 | 202.444 | 200.891 | 199.547 | 197.726 | 197.445 | 198.039 | 198.981 | 200.157 | 201.674 | 204.257 | 206.881 | 209.46 | 212.042 | 213.874 | 216.392 | 219.19 | 222.306 | 225.796
Counterfactual | Dem_BB008a | GWh | SSEN South | Nursling |  | 557.059 | 544.067 | 521.259 | 490.337 | 462.452 | 437.565 | 427.615 | 419.313 | 414.427 | 409.311 | 405.202 | 401.873 | 398.978 | 395.4 | 394.834 | 396.03 | 397.914 | 400.268 | 403.512 | 408.677 | 413.915 | 419.068 | 424.223 | 428.247 | 433.276 | 438.863 | 445.079 | 452.046
Counterfactual | Dem_BB008a | GWh | UKPN Eastern | Amersham Main |  | 213.757 | 201.601 | 185.771 | 167.508 | 150.834 | 135.657 | 133.373 | 131.533 | 131.083 | 130.419 | 130.037 | 129.882 | 129.845 | 128.799 | 128.62 | 128.995 | 129.597 | 130.347 | 131.043 | 132.74 | 134.475 | 136.195 | 137.92 | 138.662 | 140.337 | 142.22 | 144.341 | 146.706
Counterfactual | Dem_BB008a | GWh | UKPN Eastern | Braintree |  | 358.235 | 369.89 | 374.01 | 370.717 | 367.955 | 366.01 | 357.726 | 350.819 | 346.744 | 342.509 | 339.114 | 336.377 | 333.994 | 330.602 | 330.13 | 331.127 | 332.703 | 334.675 | 337.549 | 341.872 | 346.25 | 350.564 | 354.883 | 358.021 | 362.231 | 366.903 | 372.1 | 377.926
Counterfactual | Dem_BB008a | GWh | UKPN Eastern | Bramford |  | 1379.736 | 1397.037 | 1387.855 | 1352.825 | 1321.883 | 1295.671 | 1263.237 | 1235.923 | 1217.46 | 1198.878 | 1183.397 | 1170.299 | 1158.514 | 1147.388 | 1145.729 | 1149.249 | 1154.761 | 1161.667 | 1172.203 | 1187.136 | 1202.223 | 1217.02 | 1231.817 | 1245.093 | 1259.542 | 1275.491 | 1293.171 | 1313.013
Counterfactual | Dem_BB008a | GWh | UKPN Eastern | Brimsdown |  | 657.166 | 664.652 | 659.375 | 641.886 | 626.367 | 613.123 | 598.369 | 585.99 | 578.041 | 569.931 | 563.269 | 557.719 | 552.781 | 547.414 | 546.625 | 548.295 | 550.918 | 554.195 | 558.813 | 565.948 | 573.166 | 580.254 | 587.344 | 592.91 | 599.826 | 607.475 | 615.97 | 625.497
Counterfactual | Dem_BB008a | GWh | UKPN Eastern | Burwell Main |  | 500.854 | 500.733 | 491.193 | 473.149 | 457.049 | 443.022 | 432.74 | 424.157 | 418.891 | 413.475 | 409.091 | 405.5 | 402.346 | 398.356 | 397.788 | 398.993 | 400.896 | 403.276 | 406.859 | 412.062 | 417.335 | 422.517 | 427.705 | 431.787 | 436.849 | 442.46 | 448.697 | 455.693
Counterfactual | Dem_BB008a | GWh | UKPN Eastern | Clacton |  | 103.241 | 106.522 | 107.729 | 106.793 | 106.03 | 105.515 | 102.829 | 100.565 | 98.999 | 97.435 | 96.124 | 95.008 | 94.002 | 93.085 | 92.951 | 93.236 | 93.685 | 94.244 | 95.108 | 96.318 | 97.538 | 98.737 | 99.935 | 101.024 | 102.191 | 103.483 | 104.909 | 106.514
Counterfactual | Dem_BB008a | GWh | UKPN Eastern | Eaton Socon |  | 359.929 | 364.929 | 362.814 | 354.15 | 346.543 | 340.155 | 332.608 | 326.331 | 322.834 | 319.078 | 316.1 | 313.725 | 311.683 | 308.89 | 308.452 | 309.38 | 310.851 | 312.687 | 315.423 | 319.468 | 323.567 | 327.61 | 331.654 | 334.751 | 338.697 | 343.084 | 347.97 | 353.441
Counterfactual | Dem_BB008a | GWh | UKPN Eastern | Elstree |  | 881.32 | 910.066 | 920.926 | 913.578 | 907.66 | 903.825 | 881.527 | 862.775 | 850.332 | 837.752 | 827.317 | 818.539 | 810.671 | 802.873 | 801.714 | 804.171 | 808.025 | 812.848 | 819.845 | 830.299 | 840.863 | 851.232 | 861.6 | 870.345 | 880.466 | 891.645 | 904.041 | 917.953
Counterfactual | Dem_BB008a | GWh | UKPN Eastern | Loudwater |  | 111.986 | 115.826 | 117.122 | 116.04 | 115.07 | 114.319 | 112.186 | 110.444 | 109.786 | 108.985 | 108.434 | 108.071 | 107.812 | 106.909 | 106.758 | 107.072 | 107.578 | 108.203 | 108.859 | 110.264 | 111.695 | 113.114 | 114.533 | 115.272 | 116.653 | 118.201 | 119.933 | 121.873
Counterfactual | Dem_BB008a | GWh | UKPN Eastern | Mill Hill |  | 320.423 | 315.295 | 304.254 | 288.355 | 274.028 | 261.291 | 255.836 | 251.327 | 249.051 | 246.557 | 244.651 | 243.196 | 241.987 | 239.851 | 239.512 | 240.226 | 241.362 | 242.779 | 244.472 | 247.616 | 250.808 | 253.959 | 257.112 | 259.108 | 262.178 | 265.606 | 269.429 | 273.709
Counterfactual | Dem_BB008a | GWh | UKPN Eastern | Norwich Main |  | 689.43 | 694.388 | 686.218 | 665.649 | 647.388 | 631.697 | 616.395 | 603.547 | 595.211 | 586.742 | 579.762 | 573.935 | 568.739 | 563.375 | 562.562 | 564.28 | 566.982 | 570.36 | 575.677 | 583.026 | 590.456 | 597.754 | 605.054 | 611.556 | 618.687 | 626.574 | 635.327 | 645.151
Counterfactual | Dem_BB008a | GWh | UKPN Eastern | Pelham |  | 567.057 | 560.3 | 543.105 | 516.653 | 492.76 | 471.517 | 460.43 | 451.152 | 445.356 | 439.423 | 434.59 | 430.612 | 427.095 | 422.789 | 422.182 | 423.466 | 425.488 | 428.018 | 431.66 | 437.177 | 442.763 | 448.254 | 453.747 | 457.94 | 463.296 | 469.235 | 475.828 | 483.226
Counterfactual | Dem_BB008a | GWh | UKPN Eastern | Rayleigh |  | 1064.725 | 1033.803 | 984.625 | 920.094 | 861.706 | 809.337 | 789.586 | 772.992 | 762.22 | 751.204 | 742.104 | 734.484 | 727.676 | 720.948 | 719.909 | 722.11 | 725.566 | 729.893 | 736.457 | 745.85 | 755.352 | 764.681 | 774.011 | 782.083 | 791.191 | 801.262 | 812.44 | 824.976
Counterfactual | Dem_BB008a | GWh | UKPN Eastern | Rye House |  | 768.457 | 765.155 | 747.599 | 716.989 | 689.504 | 665.33 | 649.24 | 635.733 | 626.988 | 618.1 | 610.778 | 604.671 | 599.227 | 593.199 | 592.342 | 594.154 | 596.995 | 600.554 | 605.829 | 613.562 | 621.381 | 629.064 | 636.746 | 642.9 | 650.392 | 658.679 | 667.882 | 678.203
Counterfactual | Dem_BB008a | GWh | UKPN Eastern | Sheringham Shoal |  | 339.199 | 334.345 | 323.468 | 307.153 | 292.457 | 279.413 | 272.351 | 266.4 | 262.332 | 258.253 | 254.843 | 251.948 | 249.337 | 246.92 | 246.561 | 247.319 | 248.508 | 249.996 | 252.31 | 255.525 | 258.767 | 261.949 | 265.13 | 268.023 | 271.13 | 274.56 | 278.357 | 282.619
Counterfactual | Dem_BB008a | GWh | UKPN Eastern | Sundon |  | 1264.862 | 1226.707 | 1167.097 | 1089.334 | 1018.98 | 955.862 | 909.82 | 872.216 | 827.836 | 789.484 | 755.224 | 725.119 | 696.514 | 674.182 | 662.29 | 654.801 | 650.372 | 649.751 | 653.75 | 662.091 | 671.223 | 684.555 | 702.118 | 724.906 | 743.293 | 761.141 | 782.352 | 806.036
Counterfactual | Dem_BB008a | GWh | UKPN Eastern | Tilbury |  | 557.789 | 560.111 | 551.892 | 533.702 | 517.468 | 503.388 | 491.024 | 480.628 | 473.651 | 466.699 | 460.94 | 456.101 | 451.771 | 447.152 | 446.507 | 447.874 | 450.017 | 452.705 | 456.487 | 462.307 | 468.19 | 473.966 | 479.742 | 484.638 | 490.272 | 496.499 | 503.408 | 511.16
Counterfactual | Dem_BB008a | GWh | UKPN Eastern | Tottenham |  | 641.505 | 641.485 | 629.468 | 606.504 | 586.023 | 568.195 | 554.725 | 543.443 | 536.505 | 529.235 | 523.298 | 518.385 | 514.036 | 510.313 | 509.582 | 511.129 | 513.569 | 516.625 | 520.17 | 526.817 | 533.544 | 540.156 | 546.771 | 552.032 | 558.484 | 565.632 | 573.575 | 582.477
Counterfactual | Dem_BB008a | GWh | UKPN Eastern | Walpole (_A) |  | 1005.954 | 1000.966 | 977.415 | 936.746 | 900.202 | 868.022 | 846.664 | 828.715 | 816.774 | 804.755 | 794.799 | 786.428 | 778.933 | 771.024 | 769.909 | 772.267 | 775.968 | 780.6 | 787.486 | 797.529 | 807.68 | 817.639 | 827.603 | 835.849 | 845.568 | 856.31 | 868.222 | 881.589
Counterfactual | Dem_BB008a | GWh | UKPN Eastern | Warley |  | 530.807 | 527.847 | 514.953 | 493.132 | 473.496 | 456.173 | 445.54 | 436.643 | 431.22 | 425.582 | 421.008 | 417.254 | 413.95 | 410.11 | 409.523 | 410.768 | 412.729 | 415.177 | 418.764 | 424.117 | 429.541 | 434.875 | 440.211 | 444.469 | 449.675 | 455.444 | 461.864 | 469.057
Counterfactual | Dem_BB008a | GWh | UKPN Eastern | Watford South |  | 553.142 | 555.321 | 546.969 | 528.892 | 512.781 | 498.822 | 487.083 | 477.257 | 471.144 | 464.853 | 459.728 | 455.505 | 451.771 | 447.533 | 446.893 | 448.249 | 450.391 | 453.066 | 456.738 | 462.578 | 468.485 | 474.296 | 480.109 | 484.632 | 490.298 | 496.577 | 503.557 | 511.386
Counterfactual | Dem_BB008a | GWh | UKPN Eastern | West Thurrock |  | 113.402 | 108.562 | 101.84 | 93.681 | 86.288 | 79.621 | 77.811 | 76.307 | 75.447 | 74.52 | 73.776 | 73.172 | 72.649 | 72.201 | 72.099 | 72.318 | 72.66 | 73.09 | 73.522 | 74.461 | 75.414 | 76.355 | 77.296 | 77.993 | 78.912 | 79.93 | 81.063 | 82.331
Counterfactual | Dem_BB008a | GWh | UKPN Eastern | Wymondley |  | 453.4 | 465.417 | 468.142 | 461.731 | 456.188 | 451.833 | 441.288 | 432.467 | 427.012 | 421.416 | 416.868 | 413.136 | 409.849 | 405.713 | 405.13 | 406.362 | 408.301 | 410.725 | 414.203 | 419.498 | 424.859 | 430.135 | 435.409 | 439.386 | 444.527 | 450.231 | 456.569 | 463.673
Counterfactual | Dem_BB008a | GWh | UKPN London | Acton Lane 22kV |  | 68.278 | 67.696 | 65.861 | 62.926 | 60.295 | 57.978 | 55.129 | 52.761 | 49.659 | 47.004 | 44.608 | 42.428 | 40.368 | 38.917 | 37.928 | 37.2 | 36.664 | 36.418 | 36.516 | 36.78 | 37.071 | 37.543 | 38.317 | 39.659 | 40.612 | 41.642 | 42.885 | 44.323
Counterfactual | Dem_BB008a | GWh | UKPN London | Barking |  | 174.3 | 177.836 | 177.902 | 174.684 | 171.909 | 169.669 | 165.796 | 162.561 | 160.703 | 158.701 | 157.093 | 155.789 | 154.65 | 153.679 | 153.461 | 153.924 | 154.656 | 155.573 | 156.505 | 158.509 | 160.54 | 162.54 | 164.54 | 166.038 | 167.988 | 170.15 | 172.559 | 175.259
Counterfactual | Dem_BB008a | GWh | UKPN London | Barking West |  | 405.981 | 405.41 | 397.288 | 382.272 | 368.864 | 357.163 | 348.621 | 341.46 | 336.997 | 332.344 | 328.528 | 325.359 | 322.549 | 320.14 | 319.678 | 320.651 | 322.186 | 324.103 | 326.392 | 330.56 | 334.777 | 338.924 | 343.068 | 346.412 | 350.457 | 354.934 | 359.91 | 365.488
Counterfactual | Dem_BB008a | GWh | UKPN London | Beddington (_C) |  | 237.239 | 236.141 | 230.642 | 221.385 | 213.157 | 205.989 | 201.501 | 197.775 | 195.759 | 193.577 | 191.867 | 190.516 | 189.363 | 187.923 | 187.658 | 188.221 | 189.113 | 190.231 | 191.638 | 194.097 | 196.592 | 199.051 | 201.512 | 203.424 | 205.824 | 208.499 | 211.479 | 214.818
Counterfactual | Dem_BB008a | GWh | UKPN London | Canal Bank |  | 61.126 | 60.589 | 58.937 | 56.294 | 53.923 | 51.833 | 49.281 | 47.164 | 44.387 | 42.012 | 39.872 | 37.927 | 36.093 | 34.739 | 33.808 | 33.119 | 32.608 | 32.366 | 32.433 | 32.654 | 32.903 | 33.312 | 33.991 | 35.187 | 36.035 | 36.96 | 38.073 | 39.359
Counterfactual | Dem_BB008a | GWh | UKPN London | City Road |  | 494.288 | 490.154 | 476.92 | 455.764 | 436.809 | 420.121 | 399.466 | 382.291 | 359.841 | 340.631 | 323.259 | 307.422 | 292.471 | 282.266 | 275.368 | 270.283 | 266.565 | 264.9 | 265.721 | 267.717 | 269.897 | 273.374 | 279.043 | 288.825 | 295.724 | 303.205 | 312.18 | 322.591
Counterfactual | Dem_BB008a | GWh | UKPN London | Greenford |  | 59.205 | 58.702 | 57.112 | 54.57 | 52.292 | 50.285 | 47.816 | 45.759 | 43.071 | 40.769 | 38.692 | 36.799 | 35.009 | 33.762 | 32.915 | 32.289 | 31.828 | 31.62 | 31.71 | 31.941 | 32.194 | 32.605 | 33.279 | 34.448 | 35.272 | 36.168 | 37.242 | 38.49
Counterfactual | Dem_BB008a | GWh | UKPN London | Hackney 132kV |  | 215.244 | 215.767 | 212.229 | 204.979 | 198.527 | 192.938 | 188.409 | 184.618 | 182.332 | 179.914 | 177.947 | 176.332 | 174.904 | 173.683 | 173.432 | 173.96 | 174.792 | 175.827 | 176.993 | 179.256 | 181.547 | 183.801 | 186.053 | 187.82 | 190.017 | 192.452 | 195.162 | 198.198
Counterfactual | Dem_BB008a | GWh | UKPN London | Hackney 66kV |  | 292.404 | 292.715 | 287.542 | 277.345 | 268.259 | 260.365 | 254.184 | 249.01 | 245.822 | 242.484 | 239.757 | 237.499 | 235.5 | 233.785 | 233.453 | 234.161 | 235.28 | 236.677 | 238.308 | 241.353 | 244.433 | 247.466 | 250.493 | 252.909 | 255.863 | 259.14 | 262.775 | 266.856
Counterfactual | Dem_BB008a | GWh | UKPN London | Hurst |  | 543.47 | 548.48 | 543.06 | 527.736 | 514.147 | 502.521 | 490.378 | 480.187 | 473.636 | 466.937 | 461.424 | 456.82 | 452.724 | 448.703 | 448.059 | 449.425 | 451.575 | 454.264 | 458.082 | 463.932 | 469.845 | 475.654 | 481.464 | 486.441 | 492.114 | 498.391 | 505.356 | 513.173
Counterfactual | Dem_BB008a | GWh | UKPN London | Islington |  | 211.629 | 210.364 | 205.053 | 196.459 | 188.787 | 182.065 | 173.203 | 165.825 | 156.267 | 148.014 | 140.454 | 133.488 | 126.852 | 123.657 | 121.657 | 120.253 | 119.282 | 119.053 | 119.75 | 120.896 | 122.081 | 123.788 | 126.446 | 130.81 | 133.817 | 137.011 | 140.804 | 145.262
Counterfactual | Dem_BB008a | GWh | UKPN London | Littlebrook (_C) |  | 234.804 | 234.885 | 230.512 | 222.14 | 214.664 | 208.15 | 203.418 | 199.47 | 197.161 | 194.727 | 192.776 | 191.194 | 189.814 | 188.275 | 188.006 | 188.575 | 189.472 | 190.594 | 192.081 | 194.54 | 197.032 | 199.486 | 201.943 | 203.924 | 206.321 | 208.983 | 211.942 | 215.261
Counterfactual | Dem_BB008a | GWh | UKPN London | Lodge Road |  | 426.757 | 423.075 | 411.58 | 393.195 | 376.711 | 362.188 | 344.383 | 329.588 | 310.183 | 293.609 | 278.645 | 265.03 | 252.198 | 242.974 | 236.685 | 232.03 | 228.599 | 226.994 | 227.566 | 229.171 | 230.953 | 233.862 | 238.667 | 247.048 | 252.982 | 259.438 | 267.199 | 276.183
Counterfactual | Dem_BB008a | GWh | UKPN London | New Cross |  | 518.364 | 512.028 | 496.364 | 472.418 | 450.896 | 431.848 | 421.394 | 412.621 | 407.012 | 401.233 | 396.473 | 392.502 | 388.965 | 386.305 | 385.749 | 386.924 | 388.776 | 391.09 | 394.145 | 399.176 | 404.267 | 409.266 | 414.267 | 418.901 | 423.789 | 429.195 | 435.197 | 441.928
Counterfactual | Dem_BB008a | GWh | UKPN London | Perivale |  | 43.521 | 43.166 | 42.006 | 40.152 | 38.491 | 37.03 | 35.21 | 33.692 | 31.717 | 30.027 | 28.492 | 27.097 | 25.775 | 24.904 | 24.32 | 23.893 | 23.579 | 23.447 | 23.53 | 23.712 | 23.913 | 24.222 | 24.731 | 25.595 | 26.205 | 26.863 | 27.652 | 28.57
Counterfactual | Dem_BB008a | GWh | UKPN London | Redbridge |  | 233.975 | 233.742 | 229.143 | 220.576 | 212.93 | 206.263 | 201.381 | 197.29 | 194.781 | 192.15 | 190 | 188.224 | 186.653 | 185.305 | 185.04 | 185.604 | 186.489 | 187.596 | 188.881 | 191.292 | 193.736 | 196.14 | 198.539 | 200.449 | 202.791 | 205.387 | 208.274 | 211.506
Counterfactual | Dem_BB008a | GWh | UKPN London | St John's Wood |  | 456.923 | 453.133 | 440.917 | 421.392 | 403.901 | 388.505 | 369.405 | 353.525 | 332.776 | 315.014 | 298.947 | 284.29 | 270.449 | 261.128 | 254.841 | 250.218 | 246.835 | 245.345 | 246.14 | 248.017 | 250.064 | 253.297 | 258.564 | 267.624 | 274.007 | 280.923 | 289.218 | 298.84
Counterfactual | Dem_BB008a | GWh | UKPN London | Wesley Avenue (Willesden) |  | 16.238 | 16.248 | 15.902 | 15.359 | 14.888 | 14.487 | 13.768 | 13.168 | 12.457 | 11.816 | 11.197 | 10.604 | 10.019 | 10.205 | 10.402 | 10.58 | 10.737 | 10.895 | 11.098 | 11.312 | 11.516 | 11.741 | 12.045 | 12.45 | 12.706 | 12.956 | 13.233 | 13.579
Counterfactual | Dem_BB008a | GWh | UKPN London | West Ham |  | 744.259 | 689.854 | 624.35 | 551.536 | 485.244 | 424.921 | 414.924 | 406.557 | 401.482 | 396.133 | 391.777 | 388.19 | 385.019 | 382.309 | 381.761 | 382.922 | 384.747 | 387.032 | 389.62 | 394.6 | 399.641 | 404.601 | 409.559 | 413.458 | 418.295 | 423.656 | 429.613 | 436.294
Counterfactual | Dem_BB008a | GWh | UKPN London | Willesden 132kV |  | 357.091 | 354.066 | 344.482 | 329.157 | 315.422 | 303.327 | 288.414 | 276.019 | 259.793 | 245.918 | 233.381 | 221.956 | 211.186 | 203.667 | 198.571 | 194.809 | 192.045 | 190.789 | 191.332 | 192.734 | 194.276 | 196.757 | 200.823 | 207.865 | 212.844 | 218.246 | 224.734 | 232.252
Counterfactual | Dem_BB008a | GWh | UKPN London | Willesden 66kV |  | 96.78 | 95.973 | 93.384 | 89.244 | 85.534 | 82.269 | 78.226 | 74.859 | 70.467 | 66.706 | 63.303 | 60.2 | 57.273 | 55.28 | 53.934 | 52.942 | 52.214 | 51.893 | 52.054 | 52.449 | 52.876 | 53.557 | 54.669 | 56.587 | 57.938 | 59.401 | 61.16 | 63.199
Counterfactual | Dem_BB008a | GWh | UKPN London | Wimbledon North |  | 225.156 | 222.571 | 215.937 | 205.671 | 196.444 | 188.281 | 183.654 | 179.765 | 177.221 | 174.618 | 172.466 | 170.661 | 169.04 | 167.78 | 167.539 | 168.05 | 168.855 | 169.863 | 171.236 | 173.421 | 175.631 | 177.799 | 179.964 | 181.976 | 184.093 | 186.432 | 189.031 | 191.946
Counterfactual | Dem_BB008a | GWh | UKPN London | Wimbledon South |  | 872.698 | 873.1 | 857.26 | 826.322 | 798.714 | 774.682 | 755.72 | 739.789 | 729.43 | 718.821 | 710.05 | 702.696 | 696.121 | 691.049 | 690.053 | 692.164 | 695.477 | 699.625 | 705.231 | 714.229 | 723.326 | 732.256 | 741.19 | 749.47 | 758.197 | 767.849 | 778.557 | 790.572
Counterfactual | Dem_BB008a | GWh | UKPN South East | Beddington (_J) |  | 961.567 | 958.622 | 937.856 | 900.684 | 867.365 | 838.142 | 817.72 | 800.57 | 789.415 | 778.047 | 768.666 | 760.81 | 753.795 | 747.02 | 745.942 | 748.226 | 751.807 | 756.287 | 762.709 | 772.44 | 782.28 | 791.944 | 801.606 | 809.953 | 819.389 | 829.821 | 841.398 | 854.387
Counterfactual | Dem_BB008a | GWh | UKPN South East | Bolney |  | 1558.255 | 1562.829 | 1538.25 | 1486.024 | 1439.427 | 1398.975 | 1364.049 | 1334.651 | 1314.928 | 1294.987 | 1278.384 | 1264.355 | 1251.74 | 1240.008 | 1238.212 | 1242.011 | 1247.973 | 1255.429 | 1266.982 | 1283.129 | 1299.439 | 1315.441 | 1331.441 | 1345.894 | 1361.521 | 1378.774 | 1397.906 | 1419.373
Counterfactual | Dem_BB008a | GWh | UKPN South East | Canterbury |  | 424.563 | 418.562 | 404.744 | 384.178 | 365.601 | 349.065 | 341.169 | 334.587 | 330.715 | 326.682 | 323.453 | 320.846 | 318.58 | 315.385 | 314.933 | 315.889 | 317.39 | 319.268 | 321.87 | 325.991 | 330.17 | 334.283 | 338.397 | 341.297 | 345.307 | 349.76 | 354.718 | 360.271
Counterfactual | Dem_BB008a | GWh | UKPN South East | Chessington |  | 477.443 | 475.09 | 463.804 | 444.576 | 427.324 | 412.153 | 402.706 | 394.821 | 390.145 | 385.241 | 381.292 | 378.083 | 375.274 | 372.194 | 371.661 | 372.787 | 374.561 | 376.782 | 379.748 | 384.608 | 389.533 | 394.381 | 399.228 | 403.177 | 407.908 | 413.162 | 419.005 | 425.555
Counterfactual | Dem_BB008a | GWh | UKPN South East | Kemsley |  | 248.382 | 257.774 | 261.848 | 260.772 | 259.998 | 259.734 | 254.136 | 249.492 | 246.958 | 244.275 | 242.182 | 240.547 | 239.157 | 236.683 | 236.35 | 237.056 | 238.182 | 239.583 | 241.428 | 244.525 | 247.671 | 250.772 | 253.875 | 255.822 | 258.845 | 262.207 | 265.958 | 270.161
Counterfactual | Dem_BB008a | GWh | UKPN South East | Kingsnorth |  | 434.039 | 432.033 | 421.881 | 404.533 | 388.977 | 375.308 | 366.821 | 359.749 | 355.658 | 351.327 | 347.864 | 345.067 | 342.637 | 339.461 | 338.976 | 339.999 | 341.616 | 343.638 | 346.519 | 350.958 | 355.454 | 359.886 | 364.314 | 367.578 | 371.897 | 376.695 | 382.035 | 388.022
Counterfactual | Dem_BB008a | GWh | UKPN South East | Littlebrook (_J) |  | 42.427 | 43.364 | 43.148 | 42.219 | 41.359 | 40.604 | 40.738 | 40.938 | 41.931 | 42.68 | 43.483 | 44.334 | 45.206 | 45.355 | 45.296 | 45.415 | 45.614 | 45.862 | 45.81 | 46.425 | 47.065 | 47.712 | 48.365 | 48.465 | 49.101 | 49.837 | 50.686 | 51.624
Counterfactual | Dem_BB008a | GWh | UKPN South East | Ninfield |  | 852.592 | 850.747 | 833.078 | 800.826 | 771.953 | 746.677 | 728.512 | 713.26 | 703.394 | 693.301 | 684.972 | 678.005 | 671.786 | 665.699 | 664.738 | 666.772 | 669.964 | 673.956 | 680.151 | 688.83 | 697.607 | 706.226 | 714.844 | 722.525 | 730.946 | 740.258 | 750.592 | 762.189
Counterfactual | Dem_BB008a | GWh | UKPN South East | Northfleet East |  | 859.663 | 849.707 | 824.184 | 784.742 | 749.24 | 717.788 | 700.374 | 685.757 | 676.319 | 666.671 | 658.718 | 652.072 | 646.145 | 639.958 | 639.038 | 640.989 | 644.058 | 647.895 | 653.585 | 661.925 | 670.361 | 678.646 | 686.931 | 693.759 | 701.846 | 710.786 | 720.711 | 731.841
Counterfactual | Dem_BB008a | GWh | UKPN South East | Richborough |  | 17.081 | 18.407 | 19.093 | 19.577 | 20.045 | 20.512 | 21.166 | 21.809 | 23.053 | 24.106 | 25.164 | 26.232 | 27.305 | 26.998 | 26.967 | 27.028 | 27.142 | 27.276 | 27.186 | 27.562 | 27.962 | 28.374 | 28.79 | 28.271 | 28.668 | 29.145 | 29.702 | 30.314
Counterfactual | Dem_BB008a | GWh | UKPN South East | Sellindge |  | 220.871 | 220.534 | 215.902 | 207.675 | 200.324 | 193.901 | 190.09 | 186.963 | 185.565 | 183.988 | 182.833 | 182.012 | 181.372 | 179.439 | 179.187 | 179.716 | 180.567 | 181.621 | 183.032 | 185.388 | 187.787 | 190.161 | 192.536 | 193.751 | 196.061 | 198.645 | 201.533 | 204.764
Counterfactual | Dem_BB008a | GWh | UKPN South East | West Weybridge |  | 726.753 | 738.837 | 736.693 | 720.753 | 706.771 | 695.124 | 678.305 | 664.188 | 655.095 | 645.803 | 638.145 | 631.761 | 626.065 | 620.495 | 619.603 | 621.493 | 624.469 | 628.187 | 633.477 | 641.563 | 649.74 | 657.771 | 665.808 | 672.698 | 680.542 | 689.215 | 698.849 | 709.651
Counterfactual | Dem_BB008b | GWh | Electricity North West | Bredbury |  | 584.156 | 587.453 | 587.8 | 594.09 | 600.919 | 606.29 | 614.621 | 623.128 | 630.28 | 638.618 | 649.333 | 656.445 | 663.962 | 674.001 | 685.954 | 696.501 | 706.806 | 716.096 | 726.64 | 738.601 | 750.801 | 761.559 | 771.765 | 780.624 | 792.078 | 807.194 | 825.18 | 844.729
Counterfactual | Dem_BB008b | GWh | Electricity North West | Harker |  | 1073.077 | 1052.17 | 1027.388 | 1010.599 | 995.236 | 978.338 | 989.222 | 1000.767 | 1011.343 | 1023.72 | 1039.044 | 1049.149 | 1059.445 | 1073.645 | 1091.213 | 1107.449 | 1123.706 | 1138.868 | 1156.152 | 1175.461 | 1195.112 | 1212.838 | 1229.733 | 1244.835 | 1264.252 | 1289.508 | 1319.42 | 1352.268
Counterfactual | Dem_BB008b | GWh | Electricity North West | Heysham (NGET) |  | 218.47 | 216.878 | 214.34 | 213.701 | 213.294 | 212.453 | 215.079 | 217.81 | 220.198 | 222.999 | 226.522 | 228.852 | 231.268 | 234.591 | 238.586 | 242.196 | 245.766 | 249.04 | 252.749 | 256.944 | 261.217 | 265.019 | 268.645 | 271.826 | 275.945 | 281.332 | 287.73 | 294.721
Counterfactual | Dem_BB008b | GWh | Electricity North West | Hutton |  | 433.902 | 447.769 | 459.379 | 473.837 | 488.604 | 502.273 | 507.702 | 513.498 | 518.877 | 525.157 | 532.901 | 537.995 | 543.17 | 550.442 | 559.373 | 567.667 | 575.991 | 583.782 | 592.653 | 602.565 | 612.652 | 621.771 | 630.466 | 638.276 | 648.294 | 661.3 | 676.703 | 693.638
Counterfactual | Dem_BB008b | GWh | Electricity North West | Kearsley 132kV |  | 959.74 | 967.423 | 970.07 | 982.94 | 996.64 | 1007.807 | 1022.083 | 1036.588 | 1048.628 | 1062.684 | 1080.814 | 1092.874 | 1105.672 | 1122.651 | 1142.797 | 1160.457 | 1177.647 | 1193.062 | 1210.568 | 1230.451 | 1250.735 | 1268.562 | 1285.463 | 1300.055 | 1318.953 | 1343.936 | 1373.69 | 1405.984
Counterfactual | Dem_BB008b | GWh | Electricity North West | Kearsley 33kV |  | 209.143 | 209.405 | 208.715 | 209.794 | 211.087 | 211.937 | 214.526 | 217.223 | 219.599 | 222.375 | 225.871 | 228.187 | 230.58 | 233.841 | 237.801 | 241.391 | 244.944 | 248.215 | 251.935 | 256.116 | 260.376 | 264.184 | 267.807 | 271.006 | 275.124 | 280.519 | 286.917 | 293.917
Counterfactual | Dem_BB008b | GWh | Electricity North West | Kirkby (_G) |  | 63.595 | 66.044 | 68.103 | 70.804 | 73.544 | 76.079 | 77.11 | 78.172 | 79.067 | 80.097 | 81.431 | 82.31 | 83.246 | 84.549 | 86.049 | 87.377 | 88.67 | 89.838 | 91.14 | 92.642 | 94.168 | 95.516 | 96.791 | 97.883 | 99.312 | 101.2 | 103.446 | 105.887
Counterfactual | Dem_BB008b | GWh | Electricity North West | Macclesfield |  | 263.428 | 262.125 | 259.785 | 259.507 | 259.589 | 259.231 | 262.156 | 265.252 | 268.02 | 271.243 | 275.313 | 277.967 | 280.717 | 284.749 | 289.528 | 293.883 | 298.208 | 302.202 | 306.788 | 311.888 | 317.079 | 321.728 | 326.157 | 330.146 | 335.2 | 341.798 | 349.622 | 358.183
Counterfactual | Dem_BB008b | GWh | Electricity North West | Ormonde |  | 23.074 | 26.167 | 29.054 | 32.116 | 35.169 | 38.107 | 38.569 | 39.054 | 39.485 | 39.981 | 40.612 | 41.023 | 41.457 | 42.045 | 42.76 | 43.406 | 44.044 | 44.632 | 45.297 | 46.051 | 46.819 | 47.499 | 48.148 | 48.723 | 49.467 | 50.435 | 51.585 | 52.845
Counterfactual | Dem_BB008b | GWh | Electricity North West | Padiham |  | 468.911 | 481.782 | 492.135 | 506.289 | 520.795 | 534.056 | 540.5 | 547.227 | 553.193 | 560.15 | 568.899 | 574.682 | 580.657 | 588.853 | 598.788 | 607.81 | 616.756 | 625.002 | 634.335 | 644.873 | 655.606 | 665.204 | 674.339 | 682.386 | 692.798 | 706.402 | 722.546 | 740.204
Counterfactual | Dem_BB008b | GWh | Electricity North West | Penwortham East |  | 754.554 | 782.566 | 806.258 | 836.113 | 866.457 | 894.628 | 905.552 | 916.933 | 926.947 | 938.694 | 953.454 | 963.225 | 973.338 | 986.948 | 1003.644 | 1018.775 | 1033.777 | 1047.583 | 1063.299 | 1080.956 | 1098.939 | 1115.017 | 1130.315 | 1143.825 | 1161.247 | 1184.026 | 1211.059 | 1240.627
Counterfactual | Dem_BB008b | GWh | Electricity North West | Penwortham West |  | 643.081 | 635.013 | 624.291 | 619.108 | 614.661 | 609.029 | 616.514 | 624.304 | 631.144 | 639.149 | 649.234 | 655.909 | 662.82 | 672.153 | 683.553 | 693.877 | 704.094 | 713.487 | 724.169 | 736.184 | 748.431 | 759.367 | 769.767 | 778.932 | 790.773 | 806.255 | 824.635 | 844.726
Counterfactual | Dem_BB008b | GWh | Electricity North West | Robin Rigg |  | 8.411 | 10.779 | 13.032 | 15.339 | 17.631 | 19.855 | 20.098 | 20.353 | 20.578 | 20.835 | 21.162 | 21.382 | 21.605 | 21.91 | 22.279 | 22.619 | 22.949 | 23.258 | 23.603 | 23.996 | 24.399 | 24.756 | 25.092 | 25.39 | 25.778 | 26.286 | 26.887 | 27.541
Counterfactual | Dem_BB008b | GWh | Electricity North West | Rochdale |  | 495.05 | 508.541 | 519.39 | 534.191 | 549.367 | 563.243 | 569.993 | 577.044 | 583.311 | 590.639 | 599.83 | 605.906 | 612.17 | 620.715 | 631.15 | 640.646 | 650.075 | 658.774 | 668.674 | 679.792 | 691.113 | 701.244 | 710.896 | 719.445 | 730.45 | 744.824 | 761.883 | 780.554
Counterfactual | Dem_BB008b | GWh | Electricity North West | South Manchester |  | 683.457 | 696.421 | 705.884 | 720.979 | 736.637 | 750.59 | 759.7 | 769.205 | 777.603 | 787.414 | 799.746 | 807.903 | 816.342 | 827.861 | 841.854 | 854.545 | 867.129 | 878.711 | 891.883 | 906.695 | 921.781 | 935.268 | 948.105 | 959.446 | 974.066 | 993.177 | 1015.858 | 1040.668
Counterfactual | Dem_BB008b | GWh | Electricity North West | Stalybridge |  | 685.337 | 691.279 | 693.718 | 703.201 | 713.337 | 721.738 | 731.673 | 741.813 | 750.25 | 760.133 | 772.886 | 781.329 | 790.286 | 802.239 | 816.542 | 829.128 | 841.404 | 852.44 | 865.08 | 879.303 | 893.817 | 906.594 | 918.705 | 929.276 | 942.858 | 960.786 | 982.131 | 1005.313
Counterfactual | Dem_BB008b | GWh | Electricity North West | Stanah |  | 322.252 | 317.726 | 311.884 | 308.832 | 306.152 | 302.887 | 306.624 | 310.503 | 313.906 | 317.898 | 322.918 | 326.238 | 329.687 | 334.337 | 340.014 | 345.15 | 350.232 | 354.905 | 360.215 | 366.189 | 372.279 | 377.715 | 382.885 | 387.439 | 393.323 | 401.021 | 410.155 | 420.143
Counterfactual | Dem_BB008b | GWh | Electricity North West | Walney 2 |  | 64.279 | 68.047 | 71.402 | 75.273 | 79.171 | 82.854 | 83.862 | 84.919 | 85.847 | 86.936 | 88.3 | 89.206 | 90.143 | 91.404 | 92.953 | 94.355 | 95.741 | 97.023 | 98.475 | 100.11 | 101.777 | 103.264 | 104.679 | 105.93 | 107.546 | 109.652 | 112.156 | 114.893
Counterfactual | Dem_BB008b | GWh | Electricity North West | Washway Farm |  | 336.566 | 336.073 | 334.109 | 334.846 | 335.939 | 336.364 | 340.337 | 344.501 | 348.221 | 352.571 | 358.012 | 361.613 | 365.316 | 370.38 | 376.578 | 382.233 | 387.853 | 393.052 | 398.963 | 405.598 | 412.357 | 418.416 | 424.184 | 429.294 | 435.881 | 444.485 | 454.683 | 465.854
Counterfactual | Dem_BB008b | GWh | Electricity North West | Whitegate |  | 545.043 | 548.642 | 549.534 | 555.635 | 562.237 | 567.519 | 575.016 | 582.721 | 589.3 | 596.981 | 606.776 | 613.274 | 620.092 | 629.246 | 640.231 | 650.005 | 659.608 | 668.329 | 678.237 | 689.432 | 700.852 | 710.964 | 720.568 | 728.959 | 739.795 | 754.045 | 770.986 | 789.446
Counterfactual | Dem_BB008b | GWh | IDNO - Refer to Comment Field | Tynemouth 2 |  | 79.804 | 84.728 | 89.065 | 94.401 | 99.784 | 104.857 | 106.487 | 108.127 | 109.437 | 110.959 | 112.962 | 114.292 | 115.734 | 117.619 | 119.816 | 121.699 | 123.509 | 125.103 | 126.913 | 128.978 | 131.094 | 132.925 | 134.66 | 136.134 | 138.044 | 140.593 | 143.637 | 146.92 | Note: TYNE2 is operated by an IDNO allocated to GSP Group/licence area F
Counterfactual | Dem_BB008b | GWh | NGED East Midlands | Berkswell |  | 704.063 | 709.209 | 711.112 | 718.608 | 726.806 | 733.491 | 742.074 | 751.084 | 759.004 | 768.375 | 780.164 | 787.917 | 795.921 | 806.865 | 820.424 | 832.766 | 845.024 | 856.334 | 869.255 | 883.703 | 898.418 | 911.591 | 924.125 | 935.322 | 949.63 | 968.315 | 990.475 | 1014.735
Counterfactual | Dem_BB008b | GWh | NGED East Midlands | Bicker Fen |  | 309.674 | 308.133 | 305.293 | 305.188 | 305.479 | 305.189 | 308.932 | 312.824 | 316.135 | 320.063 | 325.085 | 328.38 | 331.833 | 336.61 | 342.42 | 347.628 | 352.758 | 357.438 | 362.808 | 368.807 | 374.924 | 380.353 | 385.517 | 390.152 | 396 | 403.673 | 412.782 | 422.722
Counterfactual | Dem_BB008b | GWh | NGED East Midlands | Chesterfield |  | 1216 | 1188.347 | 1156.114 | 1134.647 | 1114.755 | 1092.909 | 1106.448 | 1120.518 | 1132.8 | 1147.155 | 1165.314 | 1177.315 | 1189.798 | 1206.866 | 1227.475 | 1246.062 | 1264.428 | 1281.259 | 1300.447 | 1322.001 | 1343.96 | 1363.537 | 1382.153 | 1398.616 | 1419.758 | 1447.453 | 1480.329 | 1516.247
Counterfactual | Dem_BB008b | GWh | NGED East Midlands | Coventry |  | 947.799 | 950.295 | 948.268 | 955.168 | 963.002 | 968.661 | 981.276 | 994.268 | 1005.257 | 1018.227 | 1034.786 | 1045.747 | 1057.244 | 1072.574 | 1091.276 | 1107.941 | 1124.304 | 1139.171 | 1156.133 | 1175.22 | 1194.681 | 1211.928 | 1228.304 | 1242.704 | 1261.188 | 1285.494 | 1314.382 | 1345.863
Counterfactual | Dem_BB008b | GWh | NGED East Midlands | Drakelow |  | 432.264 | 425.977 | 418.022 | 413.761 | 410.081 | 405.689 | 410.561 | 415.651 | 420.013 | 425.215 | 431.817 | 436.157 | 440.67 | 446.797 | 454.424 | 461.305 | 468.104 | 474.337 | 481.49 | 489.47 | 497.595 | 504.841 | 511.731 | 517.893 | 525.724 | 535.973 | 548.142 | 561.431
Counterfactual | Dem_BB008b | GWh | NGED East Midlands | East Claydon (_B) |  | 889.448 | 900.639 | 907.25 | 921.874 | 936.97 | 949.627 | 957.999 | 974.237 | 990.034 | 1005.329 | 1023.36 | 1036.402 | 1049.142 | 1069.676 | 1091.811 | 1111.804 | 1131.583 | 1153.285 | 1178.748 | 1198.849 | 1217.001 | 1232.924 | 1251.568 | 1274.403 | 1294.639 | 1320.412 | 1353.018 | 1391.02
Counterfactual | Dem_BB008b | GWh | NGED East Midlands | Enderby |  | 1143.245 | 1140.935 | 1133.744 | 1135.656 | 1138.871 | 1139.91 | 1153.237 | 1167.235 | 1179.636 | 1194.256 | 1212.58 | 1224.655 | 1237.102 | 1254.069 | 1275.061 | 1294.209 | 1313.249 | 1330.844 | 1350.931 | 1373.404 | 1396.285 | 1416.792 | 1436.319 | 1453.709 | 1476.016 | 1505.129 | 1539.654 | 1577.463
Counterfactual | Dem_BB008b | GWh | NGED East Midlands | Grendon |  | 1458.082 | 1452.795 | 1440.991 | 1442.127 | 1444.791 | 1444.42 | 1462.531 | 1481.31 | 1497.516 | 1516.603 | 1540.775 | 1556.758 | 1573.414 | 1595.748 | 1623.114 | 1647.725 | 1672.024 | 1694.252 | 1719.577 | 1748.058 | 1777.075 | 1802.917 | 1827.483 | 1849.136 | 1876.999 | 1913.521 | 1956.894 | 2004.256
Counterfactual | Dem_BB008b | GWh | NGED East Midlands | Ratcliffe |  | 1012.143 | 1016.809 | 1016.837 | 1025.356 | 1034.941 | 1042.372 | 1054.999 | 1068.177 | 1079.668 | 1093.22 | 1110.317 | 1121.596 | 1133.293 | 1149.117 | 1168.612 | 1186.259 | 1203.736 | 1219.792 | 1238.156 | 1258.699 | 1279.628 | 1298.316 | 1316.101 | 1331.891 | 1352.128 | 1378.6 | 1410.013 | 1444.361
Counterfactual | Dem_BB008b | GWh | NGED East Midlands | Staythorpe |  | 638.103 | 628.547 | 616.674 | 609.527 | 603.271 | 596.096 | 602.646 | 609.605 | 615.898 | 623.315 | 632.56 | 638.626 | 644.827 | 653.554 | 664.307 | 674.216 | 684.118 | 693.333 | 703.873 | 715.615 | 727.565 | 738.324 | 748.579 | 757.848 | 769.624 | 784.94 | 803.086 | 823.001
Counterfactual | Dem_BB008b | GWh | NGED East Midlands | Stoke Bardolph |  | 349.643 | 354.424 | 357.511 | 363.633 | 370.12 | 375.799 | 380.415 | 385.218 | 389.312 | 394.172 | 400.367 | 404.438 | 408.696 | 414.488 | 421.616 | 428.022 | 434.338 | 440.102 | 446.725 | 454.12 | 461.651 | 468.349 | 474.716 | 480.383 | 487.599 | 497.064 | 508.297 | 520.568
Counterfactual | Dem_BB008b | GWh | NGED East Midlands | Walpole (_B) |  | 415.519 | 585.315 | 747.742 | 912.622 | 1076.288 | 1235.505 | 1250.682 | 1266.476 | 1280.223 | 1296.411 | 1316.841 | 1330.345 | 1344.359 | 1363.301 | 1386.504 | 1407.467 | 1428.209 | 1447.241 | 1468.964 | 1493.327 | 1518.149 | 1540.294 | 1561.361 | 1580.043 | 1603.992 | 1635.338 | 1672.55 | 1713.217
Counterfactual | Dem_BB008b | GWh | NGED East Midlands | West Burton |  | 525.4 | 515.951 | 504.575 | 497.419 | 490.991 | 483.778 | 489.358 | 495.23 | 500.403 | 506.527 | 514.233 | 519.285 | 524.508 | 531.754 | 540.666 | 548.792 | 556.873 | 564.326 | 572.858 | 582.381 | 592.075 | 600.762 | 609.034 | 616.469 | 625.914 | 638.239 | 652.859 | 668.866
Counterfactual | Dem_BB008b | GWh | NGED East Midlands | Willington |  | 949.788 | 981.067 | 1007.058 | 1041.155 | 1075.986 | 1108.181 | 1121.919 | 1136.195 | 1148.522 | 1163.069 | 1181.486 | 1193.648 | 1206.309 | 1223.349 | 1244.281 | 1263.135 | 1281.758 | 1298.811 | 1318.278 | 1340.12 | 1362.374 | 1382.203 | 1401.057 | 1417.737 | 1439.141 | 1467.18 | 1500.47 | 1536.832
Counterfactual | Dem_BB008b | GWh | NGED South Wales | Aberthaw |  | 402.444 | 400.841 | 397.371 | 397.806 | 398.648 | 398.596 | 403.906 | 409.35 | 413.978 | 419.397 | 426.308 | 430.901 | 435.724 | 442.11 | 449.849 | 456.729 | 463.473 | 469.596 | 476.558 | 484.423 | 492.442 | 499.542 | 506.277 | 512.142 | 519.736 | 529.732 | 541.617 | 554.56
Counterfactual | Dem_BB008b | GWh | NGED South Wales | Alpha Steel (Uskmouth) |  | 1.554 | 1.752 | 1.936 | 2.133 | 2.33 | 2.519 | 2.548 | 2.582 | 2.613 | 2.642 | 2.681 | 2.71 | 2.739 | 2.783 | 2.827 | 2.872 | 2.913 | 2.952 | 2.999 | 3.048 | 3.093 | 3.142 | 3.185 | 3.22 | 3.27 | 3.33 | 3.404 | 3.489
Counterfactual | Dem_BB008b | GWh | NGED South Wales | Cardiff East |  | 376.874 | 362.031 | 346.01 | 333.124 | 320.799 | 308.044 | 311.68 | 315.49 | 318.894 | 322.883 | 327.869 | 331.166 | 334.556 | 339.149 | 344.815 | 349.99 | 355.139 | 359.898 | 365.324 | 371.404 | 377.593 | 383.148 | 388.433 | 393.123 | 399.164 | 407.045 | 416.393 | 426.636
Counterfactual | Dem_BB008b | GWh | NGED South Wales | Grange |  | 108.763 | 113.726 | 117.973 | 123.445 | 128.989 | 134.161 | 136.135 | 138.124 | 139.751 | 141.656 | 144.125 | 145.766 | 147.519 | 149.812 | 152.538 | 154.908 | 157.21 | 159.257 | 161.586 | 164.236 | 166.933 | 169.3 | 171.539 | 173.457 | 175.949 | 179.254 | 183.19 | 187.459
Counterfactual | Dem_BB008b | GWh | NGED South Wales | Imperial Park |  | 52.011 | 48.071 | 44.014 | 40.468 | 37.007 | 33.511 | 33.95 | 34.403 | 34.794 | 35.242 | 35.819 | 36.2 | 36.595 | 37.133 | 37.783 | 38.362 | 38.928 | 39.445 | 40.026 | 40.687 | 41.365 | 41.959 | 42.527 | 43.016 | 43.653 | 44.496 | 45.495 | 46.584
Counterfactual | Dem_BB008b | GWh | NGED South Wales | Pembroke |  | 347.328 | 375.778 | 401.816 | 430.146 | 458.519 | 485.6 | 491.08 | 496.878 | 502.155 | 508.335 | 515.998 | 521.057 | 526.225 | 533.298 | 542.065 | 550.148 | 558.227 | 565.749 | 574.326 | 583.909 | 593.663 | 602.454 | 610.829 | 618.288 | 627.898 | 640.406 | 655.23 | 671.497
Counterfactual | Dem_BB008b | GWh | NGED South Wales | Pyle |  | 220.261 | 236.006 | 250.223 | 266.323 | 282.501 | 297.874 | 301.646 | 305.553 | 308.944 | 312.908 | 317.926 | 321.252 | 324.715 | 329.363 | 335.012 | 340.094 | 345.111 | 349.695 | 354.925 | 360.804 | 366.795 | 372.127 | 377.194 | 381.646 | 387.397 | 394.935 | 403.886 | 413.658
Counterfactual | Dem_BB008b | GWh | NGED South Wales | Rassau |  | 518.981 | 507.648 | 494.342 | 485.519 | 477.347 | 468.334 | 474.071 | 480.046 | 485.303 | 491.455 | 499.196 | 504.32 | 509.626 | 516.769 | 525.526 | 533.457 | 541.313 | 548.535 | 556.767 | 566.008 | 575.425 | 583.837 | 591.843 | 598.894 | 608.006 | 619.916 | 634.059 | 649.527
Counterfactual | Dem_BB008b | GWh | NGED South Wales | Swansea North |  | 1315.768 | 1331.333 | 1340.504 | 1360.455 | 1381.615 | 1399.74 | 1416.64 | 1434.296 | 1449.908 | 1468.207 | 1491.159 | 1506.35 | 1522.036 | 1543.171 | 1569.16 | 1592.786 | 1616.231 | 1637.84 | 1662.475 | 1690.1 | 1718.239 | 1743.424 | 1767.393 | 1788.592 | 1815.921 | 1851.627 | 1893.992 | 1940.354
Counterfactual | Dem_BB008b | GWh | NGED South Wales | Upper Boat 132kV |  | 414.679 | 409.148 | 401.803 | 398.551 | 395.74 | 392.075 | 397.354 | 402.757 | 407.326 | 412.681 | 419.528 | 424.072 | 428.851 | 435.16 | 442.799 | 449.579 | 456.227 | 462.243 | 469.092 | 476.825 | 484.716 | 491.694 | 498.32 | 504.086 | 511.54 | 521.364 | 533.046 | 545.76
Counterfactual | Dem_BB008b | GWh | NGED South Wales | Upper Boat 33kV |  | 106.833 | 108.187 | 109.016 | 110.737 | 112.556 | 114.123 | 115.516 | 116.969 | 118.249 | 119.744 | 121.63 | 122.871 | 124.165 | 125.901 | 128.031 | 129.96 | 131.872 | 133.636 | 135.644 | 137.895 | 140.187 | 142.236 | 144.189 | 145.911 | 148.131 | 151.037 | 154.482 | 158.257
Counterfactual | Dem_BB008b | GWh | NGED South Wales | Uskmouth |  | 473.856 | 479.364 | 482.482 | 489.928 | 497.799 | 504.508 | 511.007 | 517.719 | 523.489 | 530.255 | 538.834 | 544.529 | 550.471 | 558.389 | 568.033 | 576.671 | 585.181 | 592.942 | 601.78 | 611.736 | 621.882 | 630.899 | 639.47 | 646.97 | 656.665 | 669.392 | 684.516 | 701.019
Counterfactual | Dem_BB008b | GWh | NGED South West | Abham |  | 675.33 | 646.272 | 614.997 | 589.884 | 565.658 | 540.525 | 547.335 | 554.398 | 560.459 | 567.64 | 576.716 | 582.732 | 588.992 | 597.26 | 607.504 | 616.717 | 625.81 | 634.128 | 643.585 | 654.244 | 665.102 | 674.777 | 683.971 | 692.075 | 702.506 | 716.173 | 732.414 | 750.142
Counterfactual | Dem_BB008b | GWh | NGED South West | Alverdiscott |  | 595.144 | 575.212 | 553.226 | 536.333 | 520.22 | 503.272 | 509.359 | 515.713 | 521.265 | 527.836 | 536.092 | 541.55 | 547.192 | 554.714 | 564.08 | 572.582 | 581.012 | 588.776 | 597.599 | 607.523 | 617.633 | 626.674 | 635.275 | 642.899 | 652.702 | 665.512 | 680.721 | 697.353
Counterfactual | Dem_BB008b | GWh | NGED South West | Axminster |  | 146.429 | 148.796 | 150.402 | 153.289 | 156.253 | 158.813 | 161.191 | 163.707 | 165.229 | 166.904 | 169.03 | 170.29 | 171.489 | 173.869 | 177.046 | 179.957 | 182.977 | 186.68 | 190.419 | 193.74 | 196.611 | 199.075 | 202.332 | 206.101 | 209.794 | 214.625 | 220.783 | 228.069
Counterfactual | Dem_BB008b | GWh | NGED South West | Bridgewater |  | 316.533 | 338.736 | 358.726 | 381.321 | 403.969 | 425.43 | 430.721 | 436.215 | 440.95 | 446.565 | 453.653 | 458.347 | 463.22 | 469.668 | 477.686 | 484.914 | 492.061 | 498.614 | 506.057 | 514.444 | 522.997 | 530.614 | 537.864 | 544.268 | 552.498 | 563.28 | 576.081 | 590.066
Counterfactual | Dem_BB008b | GWh | NGED South West | Exeter |  | 603.708 | 636.459 | 665.356 | 699.226 | 733.34 | 765.443 | 774.906 | 784.748 | 793.295 | 803.388 | 816.104 | 824.525 | 833.257 | 844.879 | 859.245 | 872.237 | 885.088 | 896.884 | 910.305 | 925.405 | 940.787 | 954.518 | 967.573 | 979.112 | 993.955 | 1013.392 | 1036.464 | 1061.684
Counterfactual | Dem_BB008b | GWh | NGED South West | Indian Queens |  | 865.952 | 865.734 | 861.324 | 865.346 | 870.147 | 872.9 | 884.584 | 896.561 | 906.649 | 918.544 | 933.732 | 943.819 | 954.416 | 968.302 | 985.276 | 1000.353 | 1015.133 | 1028.533 | 1043.76 | 1060.98 | 1078.535 | 1094.074 | 1108.824 | 1121.708 | 1138.325 | 1160.201 | 1186.215 | 1214.535
Counterfactual | Dem_BB008b | GWh | NGED South West | Landulph |  | 654.701 | 599.183 | 542.083 | 492.348 | 443.443 | 393.834 | 399.662 | 405.546 | 410.273 | 415.873 | 423.149 | 427.997 | 433.178 | 439.803 | 447.836 | 454.81 | 461.561 | 467.568 | 474.37 | 482.136 | 490.057 | 496.989 | 503.544 | 509.183 | 516.468 | 526.144 | 537.682 | 550.166
Counterfactual | Dem_BB008b | GWh | NGED South West | Sandford |  | 242.079 | 239.965 | 236.801 | 235.72 | 234.834 | 233.427 | 237.63 | 242.301 | 246.58 | 250.704 | 255.431 | 258.76 | 261.959 | 266.971 | 272.18 | 276.857 | 281.492 | 286.641 | 292.683 | 297.378 | 301.484 | 304.783 | 308.853 | 314.189 | 318.914 | 325.279 | 333.352 | 342.904
Counterfactual | Dem_BB008b | GWh | NGED South West | Seabank |  | 604.256 | 598.974 | 591.075 | 588.375 | 586.165 | 582.651 | 593.151 | 604.808 | 615.481 | 625.776 | 637.567 | 645.877 | 653.869 | 666.349 | 679.328 | 690.987 | 702.528 | 715.348 | 730.42 | 742.114 | 752.348 | 760.564 | 770.704 | 784.001 | 795.772 | 811.646 | 831.772 | 855.598
Counterfactual | Dem_BB008b | GWh | NGED South West | Taunton |  | 341.142 | 332.736 | 323.012 | 316.366 | 310.118 | 303.285 | 307.103 | 311.064 | 314.44 | 318.463 | 323.555 | 326.923 | 330.434 | 335.054 | 340.802 | 345.975 | 351.077 | 355.743 | 361.047 | 367.025 | 373.119 | 378.544 | 383.699 | 388.261 | 394.107 | 401.773 | 410.878 | 420.819
Counterfactual | Dem_BB008b | GWh | NGED West Midlands | Bishops Wood |  | 1180.812 | 1156.641 | 1127.803 | 1109.77 | 1093.163 | 1074.487 | 1088.169 | 1102.322 | 1114.492 | 1128.814 | 1146.97 | 1158.994 | 1171.534 | 1188.242 | 1208.699 | 1227.056 | 1245.158 | 1261.686 | 1280.547 | 1301.744 | 1323.345 | 1342.558 | 1360.821 | 1376.911 | 1397.603 | 1424.749 | 1456.989 | 1492.184
Counterfactual | Dem_BB008b | GWh | NGED West Midlands | Bushbury |  | 357.105 | 350.615 | 342.603 | 338.533 | 334.897 | 330.532 | 335.248 | 340.035 | 343.821 | 348.363 | 354.31 | 358.237 | 362.448 | 367.976 | 374.713 | 380.554 | 386.204 | 391.229 | 396.99 | 403.481 | 410.109 | 415.898 | 421.373 | 426.165 | 432.251 | 440.33 | 449.958 | 460.382
Counterfactual | Dem_BB008b | GWh | NGED West Midlands | Bustleholme |  | 428.167 | 431.354 | 432.023 | 438.667 | 445.637 | 451.249 | 458.863 | 466.404 | 472.102 | 478.855 | 487.895 | 493.921 | 500.521 | 508.934 | 518.847 | 527.15 | 535.033 | 541.83 | 549.574 | 558.449 | 567.527 | 575.297 | 582.617 | 588.781 | 596.729 | 607.429 | 620.244 | 633.978
Counterfactual | Dem_BB008b | GWh | NGED West Midlands | Cellarhead |  | 1095.51 | 1118.639 | 1135.796 | 1163.736 | 1192.609 | 1218.497 | 1234.881 | 1251.665 | 1265.661 | 1282.206 | 1303.437 | 1317.502 | 1332.337 | 1351.984 | 1375.839 | 1396.957 | 1417.613 | 1436.282 | 1457.531 | 1481.541 | 1506.027 | 1527.651 | 1548.172 | 1566.162 | 1589.234 | 1619.64 | 1655.814 | 1695.164
Counterfactual | Dem_BB008b | GWh | NGED West Midlands | Feckenham |  | 985.566 | 933.879 | 879.318 | 834.038 | 790.232 | 745.336 | 754.84 | 764.669 | 773.011 | 782.874 | 795.458 | 803.762 | 812.461 | 824.14 | 838.435 | 851.205 | 863.777 | 875.217 | 888.283 | 902.964 | 917.923 | 931.204 | 943.819 | 954.955 | 969.218 | 987.952 | 1010.206 | 1034.477
Counterfactual | Dem_BB008b | GWh | NGED West Midlands | Hams Hall |  | 743.246 | 751.74 | 756.46 | 768.256 | 780.73 | 791.352 | 801.737 | 812.426 | 821.414 | 832.033 | 845.619 | 854.611 | 864.062 | 876.652 | 892.002 | 905.645 | 919.03 | 931.161 | 945.011 | 960.606 | 976.495 | 990.568 | 1003.927 | 1015.66 | 1030.724 | 1050.536 | 1074.094 | 1099.743
Counterfactual | Dem_BB008b | GWh | NGED West Midlands | Iron Acton |  | 1355.306 | 1341.277 | 1321.501 | 1313.677 | 1307.366 | 1298.451 | 1314.684 | 1331.529 | 1346.132 | 1363.334 | 1385.049 | 1399.433 | 1414.375 | 1434.219 | 1458.705 | 1480.784 | 1502.609 | 1522.617 | 1545.356 | 1570.975 | 1597.075 | 1620.348 | 1642.478 | 1661.943 | 1687.075 | 1719.991 | 1759.08 | 1801.782
Counterfactual | Dem_BB008b | GWh | NGED West Midlands | Ironbridge |  | 442.486 | 444.829 | 445.003 | 449.351 | 454.112 | 457.824 | 463.832 | 470.009 | 475.269 | 481.452 | 489.323 | 494.546 | 500.014 | 507.264 | 516.088 | 523.96 | 531.694 | 538.732 | 546.744 | 555.779 | 564.986 | 573.151 | 580.906 | 587.706 | 596.471 | 607.984 | 621.667 | 636.589
Counterfactual | Dem_BB008b | GWh | NGED West Midlands | Kitwell |  | 496.841 | 505.636 | 511.343 | 523.98 | 536.989 | 548.342 | 557.585 | 566.743 | 573.698 | 581.939 | 592.93 | 600.261 | 608.281 | 618.435 | 630.43 | 640.502 | 650.072 | 658.347 | 667.774 | 678.57 | 689.612 | 699.072 | 707.995 | 715.508 | 725.204 | 738.25 | 753.871 | 770.62
Counterfactual | Dem_BB008b | GWh | NGED West Midlands | Nechells |  | 720.043 | 740.483 | 756.947 | 779.708 | 802.995 | 824.283 | 834.61 | 845.318 | 854.49 | 865.33 | 879.108 | 888.195 | 897.687 | 910.461 | 926.13 | 940.198 | 954.07 | 966.739 | 981.205 | 997.444 | 1013.991 | 1028.711 | 1042.7 | 1055.069 | 1070.921 | 1091.712 | 1116.404 | 1143.354
Counterfactual | Dem_BB008b | GWh | NGED West Midlands | Ocker Hill |  | 237.198 | 229.231 | 220.388 | 213.989 | 207.894 | 201.403 | 204.148 | 206.957 | 209.247 | 211.973 | 215.502 | 217.836 | 220.313 | 223.589 | 227.588 | 231.105 | 234.528 | 237.601 | 241.121 | 245.083 | 249.121 | 252.676 | 256.042 | 259.002 | 262.775 | 267.757 | 273.693 | 280.132
Counterfactual | Dem_BB008b | GWh | NGED West Midlands | Oldbury |  | 205.857 | 203.933 | 201.103 | 200.192 | 199.498 | 198.381 | 200.952 | 203.601 | 205.867 | 208.529 | 211.912 | 214.158 | 216.506 | 219.619 | 223.426 | 226.828 | 230.176 | 233.225 | 236.705 | 240.619 | 244.608 | 248.15 | 251.513 | 254.471 | 258.277 | 263.276 | 269.215 | 275.694
Counterfactual | Dem_BB008b | GWh | NGED West Midlands | Penn |  | 450.075 | 450.786 | 449.097 | 452.98 | 457.268 | 460.311 | 467.493 | 474.683 | 480.334 | 486.999 | 495.776 | 501.619 | 507.936 | 516.056 | 525.746 | 534.027 | 541.981 | 548.959 | 556.936 | 566.002 | 575.265 | 583.29 | 590.871 | 597.32 | 605.666 | 616.805 | 630.115 | 644.458
Counterfactual | Dem_BB008b | GWh | NGED West Midlands | Rugeley |  | 354.352 | 364.862 | 373.288 | 385.643 | 398.311 | 409.915 | 415.804 | 421.775 | 426.558 | 432.245 | 439.67 | 444.583 | 449.839 | 456.761 | 465.088 | 472.326 | 479.337 | 485.58 | 492.67 | 500.732 | 508.966 | 516.159 | 522.971 | 528.909 | 536.487 | 546.539 | 558.52 | 571.497
Counterfactual | Dem_BB008b | GWh | NGED West Midlands | Shrewsbury |  | 186.685 | 187.79 | 187.992 | 189.903 | 191.992 | 193.646 | 196.129 | 198.697 | 200.888 | 203.468 | 206.749 | 208.924 | 211.197 | 214.227 | 217.935 | 221.252 | 224.518 | 227.492 | 230.886 | 234.703 | 238.593 | 242.047 | 245.332 | 248.23 | 251.945 | 256.82 | 262.619 | 268.938
Counterfactual | Dem_BB008b | GWh | NGED West Midlands | Walham |  | 815.93 | 810.731 | 801.865 | 800.632 | 800.249 | 798.142 | 808.526 | 819.223 | 828.33 | 839.077 | 852.734 | 861.794 | 871.269 | 883.745 | 899.068 | 912.764 | 926.239 | 938.504 | 952.45 | 968.193 | 984.24 | 998.485 | 1012.024 | 1023.879 | 1039.176 | 1059.275 | 1083.158 | 1109.199
Counterfactual | Dem_BB008b | GWh | NGED West Midlands | Willenhall |  | 288.261 | 274.455 | 259.717 | 248.053 | 236.798 | 225.138 | 228.266 | 231.447 | 233.98 | 237.024 | 241.01 | 243.63 | 246.436 | 250.145 | 254.685 | 258.642 | 262.48 | 265.902 | 269.835 | 274.253 | 278.761 | 282.711 | 286.449 | 289.74 | 293.903 | 299.425 | 306.003 | 313.128
Counterfactual | Dem_BB008b | GWh | NPg Northeast | Blyth 132kV |  | 124.968 | 126.351 | 127.132 | 128.969 | 130.929 | 132.604 | 134.224 | 135.912 | 137.402 | 139.142 | 141.331 | 142.773 | 144.276 | 146.34 | 148.825 | 151.072 | 153.298 | 155.344 | 157.666 | 160.283 | 162.947 | 165.326 | 167.592 | 169.587 | 172.159 | 175.531 | 179.527 | 183.898
Counterfactual | Dem_BB008b | GWh | NPg Northeast | Blyth 66kV |  | 274.307 | 420.154 | 559.873 | 702.429 | 844.33 | 982.759 | 996.764 | 1010.985 | 1022.741 | 1036.508 | 1054.269 | 1066.091 | 1078.638 | 1095.051 | 1114.708 | 1131.942 | 1148.709 | 1163.745 | 1180.844 | 1200.238 | 1220.026 | 1237.414 | 1253.897 | 1268.144 | 1286.568 | 1310.932 | 1339.958 | 1371.455
Counterfactual | Dem_BB008b | GWh | NPg Northeast | Fourstones |  | 83.785 | 81.069 | 78.098 | 75.709 | 73.451 | 71.11 | 71.857 | 72.659 | 73.409 | 74.293 | 75.368 | 76.078 | 76.796 | 77.795 | 79.039 | 80.205 | 81.382 | 82.49 | 83.75 | 85.151 | 86.581 | 87.874 | 89.11 | 90.218 | 91.647 | 93.5 | 95.687 | 98.1
Counterfactual | Dem_BB008b | GWh | NPg Northeast | Hart Moor |  | 209.599 | 202.173 | 193.907 | 188.041 | 182.394 | 176.332 | 178.957 | 181.604 | 183.764 | 186.276 | 189.545 | 191.728 | 194.057 | 197.149 | 200.763 | 203.894 | 206.92 | 209.607 | 212.655 | 216.134 | 219.687 | 222.786 | 225.722 | 228.237 | 231.493 | 235.82 | 240.975 | 246.558
Counterfactual | Dem_BB008b | GWh | NPg Northeast | Hawthorn Pit |  | 124.396 | 127.189 | 129.158 | 133.002 | 136.932 | 140.412 | 142.904 | 145.356 | 147.228 | 149.394 | 152.309 | 154.258 | 156.404 | 159.192 | 162.34 | 164.957 | 167.429 | 169.543 | 171.924 | 174.693 | 177.526 | 179.94 | 182.203 | 184.077 | 186.527 | 189.834 | 193.798 | 198.035
Counterfactual | Dem_BB008b | GWh | NPg Northeast | Knaresborough |  | 357.245 | 362.754 | 366.479 | 373.197 | 380.234 | 386.409 | 391.125 | 396.034 | 400.385 | 405.436 | 411.804 | 416.005 | 420.369 | 426.429 | 433.656 | 440.204 | 446.69 | 452.647 | 459.419 | 467.044 | 474.811 | 481.747 | 488.35 | 494.196 | 501.709 | 511.529 | 523.193 | 535.941
Counterfactual | Dem_BB008b | GWh | NPg Northeast | Lackenby |  | 286.294 | 294.669 | 301.297 | 311.212 | 321.336 | 330.556 | 335.466 | 340.421 | 344.46 | 349.161 | 355.288 | 359.365 | 363.724 | 369.489 | 376.244 | 382.107 | 387.779 | 392.819 | 398.538 | 405.059 | 411.717 | 417.53 | 423.039 | 427.764 | 433.884 | 442.002 | 451.686 | 462.171
Counterfactual | Dem_BB008b | GWh | NPg Northeast | Norton |  | 969.343 | 987.35 | 1000.424 | 1021.485 | 1043.368 | 1062.858 | 1075.744 | 1089.186 | 1101.083 | 1114.957 | 1132.41 | 1143.948 | 1155.883 | 1172.265 | 1192.082 | 1210.052 | 1227.868 | 1244.269 | 1262.919 | 1283.892 | 1305.255 | 1324.356 | 1342.531 | 1358.598 | 1379.301 | 1406.364 | 1438.48 | 1473.608
Counterfactual | Dem_BB008b | GWh | NPg Northeast | Offerton |  | 90.061 | 92.188 | 93.803 | 96.345 | 98.956 | 101.307 | 102.711 | 104.139 | 105.34 | 106.737 | 108.537 | 109.732 | 110.993 | 112.692 | 114.695 | 116.46 | 118.187 | 119.74 | 121.501 | 123.497 | 125.533 | 127.329 | 129.035 | 130.511 | 132.421 | 134.941 | 137.941 | 141.199
Counterfactual | Dem_BB008b | GWh | NPg Northeast | Osbaldwick |  | 605.296 | 630.689 | 652.566 | 679.191 | 706.183 | 731.397 | 740.134 | 749.276 | 757.416 | 766.915 | 778.827 | 786.702 | 794.825 | 805.975 | 819.52 | 831.845 | 844.086 | 855.381 | 868.225 | 882.655 | 897.357 | 910.516 | 923.046 | 934.148 | 948.443 | 967.111 | 989.265 | 1013.513
Counterfactual | Dem_BB008b | GWh | NPg Northeast | Poppleton |  | 97.841 | 99.193 | 100.084 | 101.748 | 103.514 | 105.064 | 106.284 | 107.57 | 108.74 | 110.074 | 111.758 | 112.855 | 113.996 | 115.72 | 117.662 | 119.426 | 121.186 | 122.81 | 124.638 | 126.713 | 128.824 | 130.709 | 132.505 | 134.114 | 136.168 | 138.847 | 142.025 | 145.504
Counterfactual | Dem_BB008b | GWh | NPg Northeast | Saltholme |  | 500.575 | 514.567 | 525.848 | 541.252 | 557.033 | 571.474 | 578.449 | 585.721 | 592.127 | 599.628 | 609.056 | 615.297 | 621.754 | 630.481 | 641.147 | 650.817 | 660.397 | 669.217 | 679.262 | 690.54 | 702.026 | 712.297 | 722.071 | 730.717 | 741.847 | 756.397 | 773.667 | 792.555
Counterfactual | Dem_BB008b | GWh | NPg Northeast | South Shields |  | 121.743 | 123.572 | 124.724 | 127.229 | 129.831 | 132.087 | 134.009 | 135.954 | 137.55 | 139.41 | 141.82 | 143.429 | 145.139 | 147.423 | 150.102 | 152.433 | 154.692 | 156.71 | 158.993 | 161.603 | 164.261 | 166.589 | 168.795 | 170.695 | 173.148 | 176.404 | 180.285 | 184.488
Counterfactual | Dem_BB008b | GWh | NPg Northeast | Spennymoor |  | 498.308 | 489.642 | 478.862 | 473.048 | 467.784 | 461.529 | 467.757 | 474.129 | 479.538 | 485.833 | 493.897 | 499.247 | 504.884 | 512.496 | 521.518 | 529.516 | 537.346 | 544.426 | 552.448 | 561.554 | 570.843 | 579.047 | 586.834 | 593.615 | 602.372 | 613.914 | 627.641 | 642.581
Counterfactual | Dem_BB008b | GWh | NPg Northeast | Stella North |  | 540.634 | 540.338 | 537.769 | 539.113 | 541.06 | 542.009 | 548.013 | 554.384 | 560.245 | 567.069 | 575.534 | 581.103 | 586.783 | 594.781 | 604.52 | 613.518 | 622.52 | 630.922 | 640.486 | 651.181 | 662.065 | 671.879 | 681.237 | 689.61 | 700.361 | 714.346 | 730.909 | 749.099
Counterfactual | Dem_BB008b | GWh | NPg Northeast | Stella South |  | 375.805 | 388.388 | 398.789 | 412.729 | 426.943 | 440.052 | 445.837 | 451.787 | 456.889 | 462.818 | 470.391 | 475.406 | 480.674 | 487.846 | 496.359 | 503.936 | 511.384 | 518.141 | 525.821 | 534.503 | 543.352 | 551.196 | 558.645 | 565.165 | 573.564 | 584.615 | 597.75 | 612.064
Counterfactual | Dem_BB008b | GWh | NPg Northeast | Tynemouth 1 |  | 340.52 | 339.586 | 337.147 | 337.603 | 338.421 | 338.547 | 342.685 | 346.992 | 350.795 | 355.228 | 360.815 | 364.506 | 368.33 | 373.575 | 379.91 | 385.644 | 391.323 | 396.544 | 402.482 | 409.16 | 415.966 | 422.046 | 427.828 | 432.937 | 439.517 | 448.129 | 458.347 | 469.52
Counterfactual | Dem_BB008b | GWh | NPg Northeast | West Boldon |  | 398.044 | 405.943 | 411.637 | 421.398 | 431.476 | 440.439 | 446.516 | 452.711 | 457.92 | 463.982 | 471.772 | 476.949 | 482.423 | 489.787 | 498.489 | 506.159 | 513.651 | 520.395 | 528.053 | 536.745 | 545.606 | 553.416 | 560.826 | 567.254 | 575.565 | 586.536 | 599.589 | 613.777
Counterfactual | Dem_BB008b | GWh | NPg Yorkshire | Bradford West |  | 847.685 | 858.892 | 865.893 | 880.12 | 895.115 | 908.087 | 919.294 | 930.952 | 941.18 | 953.128 | 968.197 | 978.165 | 988.512 | 1002.591 | 1019.644 | 1035.052 | 1050.303 | 1064.307 | 1080.21 | 1098.126 | 1116.384 | 1132.672 | 1148.171 | 1161.818 | 1179.437 | 1202.498 | 1229.869 | 1259.793
Counterfactual | Dem_BB008b | GWh | NPg Yorkshire | Camblesforth |  | 81.831 | 80.522 | 78.887 | 78.011 | 77.243 | 76.33 | 77.298 | 78.301 | 79.183 | 80.189 | 81.473 | 82.317 | 83.206 | 84.51 | 85.972 | 87.282 | 88.568 | 89.741 | 91.076 | 92.584 | 94.115 | 95.478 | 96.772 | 97.92 | 99.387 | 101.307 | 103.591 | 106.08
Counterfactual | Dem_BB008b | GWh | NPg Yorkshire | Creyke Beck |  | 1092.515 | 1092.957 | 1088.396 | 1093.336 | 1099.381 | 1103.086 | 1116.799 | 1131.044 | 1143.477 | 1158.044 | 1176.428 | 1188.597 | 1201.237 | 1218.281 | 1239.051 | 1257.796 | 1276.333 | 1293.329 | 1312.7 | 1334.468 | 1356.646 | 1376.425 | 1395.238 | 1411.844 | 1433.22 | 1461.211 | 1494.435 | 1530.748
Counterfactual | Dem_BB008b | GWh | NPg Yorkshire | Drax |  | 232.976 | 242.382 | 250.404 | 260.512 | 270.773 | 280.329 | 283.914 | 287.614 | 290.837 | 294.563 | 299.31 | 302.443 | 305.727 | 310.266 | 315.623 | 320.425 | 325.152 | 329.463 | 334.371 | 339.905 | 345.541 | 350.55 | 355.311 | 359.515 | 364.901 | 371.973 | 380.379 | 389.546
Counterfactual | Dem_BB008b | GWh | NPg Yorkshire | Elland |  | 666.884 | 668.937 | 667.817 | 672.782 | 678.392 | 682.484 | 691.23 | 700.271 | 708.079 | 717.203 | 728.773 | 736.442 | 744.453 | 755.266 | 768.297 | 779.977 | 791.484 | 801.983 | 813.908 | 827.372 | 841.098 | 853.3 | 864.894 | 875.052 | 888.178 | 905.403 | 925.865 | 948.192
Counterfactual | Dem_BB008b | GWh | NPg Yorkshire | Ferrybridge A |  | 152.61 | 153.467 | 153.498 | 155.387 | 157.413 | 159.013 | 161.464 | 163.922 | 165.905 | 168.197 | 171.208 | 173.214 | 175.374 | 178.275 | 181.593 | 184.445 | 187.187 | 189.608 | 192.343 | 195.476 | 198.676 | 201.463 | 204.092 | 206.331 | 209.235 | 213.103 | 217.723 | 222.707
Counterfactual | Dem_BB008b | GWh | NPg Yorkshire | Ferrybridge B (_M) |  | 492.142 | 426.971 | 361.494 | 301.268 | 241.94 | 182.676 | 185.233 | 187.832 | 190.016 | 192.534 | 195.791 | 197.95 | 200.245 | 203.429 | 207.073 | 210.273 | 213.388 | 216.181 | 219.34 | 222.947 | 226.618 | 229.85 | 232.911 | 235.557 | 238.983 | 243.507 | 248.896 | 254.745
Counterfactual | Dem_BB008b | GWh | NPg Yorkshire | Grimsby West |  | 484.256 | 479.574 | 472.742 | 470.659 | 469.099 | 466.523 | 472.757 | 479.143 | 484.572 | 490.901 | 498.999 | 504.369 | 510.018 | 517.688 | 526.775 | 534.84 | 542.745 | 549.905 | 558.021 | 567.227 | 576.608 | 584.911 | 592.79 | 599.677 | 608.552 | 620.235 | 634.125 | 649.247
Counterfactual | Dem_BB008b | GWh | NPg Yorkshire | Jordanthorpe |  | 66.762 | 67.302 | 67.467 | 68.563 | 69.73 | 70.698 | 71.871 | 73.032 | 73.93 | 74.957 | 76.352 | 77.272 | 78.291 | 79.712 | 81.272 | 82.576 | 83.812 | 84.872 | 86.082 | 87.467 | 88.89 | 90.106 | 91.243 | 92.216 | 93.452 | 95.121 | 97.119 | 99.258
Counterfactual | Dem_BB008b | GWh | NPg Yorkshire | Keadby |  | 632.203 | 634.701 | 634.243 | 639.546 | 645.521 | 650.098 | 658.36 | 666.902 | 674.282 | 682.871 | 693.822 | 701.055 | 708.62 | 719.086 | 731.526 | 742.662 | 753.618 | 763.61 | 774.98 | 787.792 | 800.853 | 812.45 | 823.468 | 833.177 | 845.646 | 862.016 | 881.458 | 902.67
Counterfactual | Dem_BB008b | GWh | NPg Yorkshire | Kirkstall B |  | 496.205 | 506.025 | 513.335 | 524.554 | 536.19 | 546.616 | 553.076 | 559.851 | 565.904 | 572.97 | 581.825 | 587.67 | 593.694 | 601.973 | 612.05 | 621.244 | 630.382 | 638.829 | 648.428 | 659.208 | 670.197 | 680.039 | 689.416 | 697.713 | 708.421 | 722.391 | 738.965 | 757.112
Counterfactual | Dem_BB008b | GWh | NPg Yorkshire | Neepsend |  | 150.622 | 152.278 | 153.184 | 155.493 | 157.947 | 160.035 | 162.097 | 164.228 | 166.052 | 168.182 | 170.901 | 172.694 | 174.576 | 177.182 | 180.267 | 183.02 | 185.724 | 188.179 | 190.982 | 194.134 | 197.347 | 200.202 | 202.904 | 205.291 | 208.345 | 212.359 | 217.134 | 222.334
Counterfactual | Dem_BB008b | GWh | NPg Yorkshire | Norton Lees |  | 93.838 | 95.478 | 96.605 | 98.737 | 100.952 | 102.907 | 104.353 | 105.823 | 107.042 | 108.451 | 110.293 | 111.511 | 112.804 | 114.59 | 116.657 | 118.463 | 120.22 | 121.79 | 123.577 | 125.605 | 127.675 | 129.488 | 131.201 | 132.7 | 134.62 | 137.156 | 140.181 | 143.459
Counterfactual | Dem_BB008b | GWh | NPg Yorkshire | Pitsmoor |  | 115.324 | 117.592 | 119.31 | 121.786 | 124.362 | 126.679 | 128.026 | 129.469 | 130.81 | 132.371 | 134.308 | 135.577 | 136.866 | 138.698 | 140.944 | 143.037 | 145.132 | 147.098 | 149.339 | 151.839 | 154.379 | 156.679 | 158.869 | 160.842 | 163.369 | 166.65 | 170.53 | 174.798
Counterfactual | Dem_BB008b | GWh | NPg Yorkshire | Saltend North |  | 169.311 | 169.4 | 168.748 | 169.466 | 170.374 | 170.946 | 172.967 | 175.083 | 176.97 | 179.168 | 181.931 | 183.754 | 185.637 | 188.25 | 191.413 | 194.293 | 197.153 | 199.792 | 202.795 | 206.168 | 209.603 | 212.674 | 215.602 | 218.203 | 221.542 | 225.903 | 231.075 | 236.739
Counterfactual | Dem_BB008b | GWh | NPg Yorkshire | Sheffield City |  | 221.738 | 225.154 | 227.613 | 231.2 | 234.999 | 238.377 | 240.602 | 243.053 | 245.46 | 248.282 | 251.686 | 253.912 | 256.111 | 259.298 | 263.306 | 267.143 | 271.043 | 274.762 | 279.009 | 283.717 | 288.494 | 292.868 | 297.046 | 300.858 | 305.735 | 312.015 | 319.436 | 327.638
Counterfactual | Dem_BB008b | GWh | NPg Yorkshire | Skelton Grange |  | 1036.86 | 1053.01 | 1063.653 | 1084.366 | 1105.941 | 1124.777 | 1139.838 | 1155.287 | 1168.385 | 1183.713 | 1203.289 | 1216.292 | 1229.953 | 1248.138 | 1270.02 | 1289.451 | 1308.511 | 1325.78 | 1345.4 | 1367.594 | 1390.223 | 1410.251 | 1429.266 | 1445.828 | 1467.247 | 1495.439 | 1528.965 | 1565.467
Counterfactual | Dem_BB008b | GWh | NPg Yorkshire | Templeborough |  | 21.105 | 20.868 | 20.557 | 20.429 | 20.338 | 20.216 | 20.443 | 20.684 | 20.897 | 21.133 | 21.449 | 21.645 | 21.859 | 22.243 | 22.629 | 22.977 | 23.317 | 23.626 | 23.974 | 24.367 | 24.772 | 25.127 | 25.463 | 25.773 | 26.155 | 26.653 | 27.246 | 27.89
Counterfactual | Dem_BB008b | GWh | NPg Yorkshire | Thorpe Marsh |  | 277.968 | 278.546 | 277.883 | 279.496 | 281.406 | 282.748 | 286.118 | 289.643 | 292.801 | 296.45 | 301.042 | 304.074 | 307.203 | 311.625 | 316.873 | 321.642 | 326.375 | 330.738 | 335.679 | 341.259 | 346.938 | 352.019 | 356.855 | 361.136 | 366.65 | 373.859 | 382.409 | 391.761
Counterfactual | Dem_BB008b | GWh | NPg Yorkshire | Thurcroft |  | 392.458 | 395.95 | 397.364 | 403.227 | 409.466 | 414.655 | 420.726 | 426.855 | 431.855 | 437.668 | 445.262 | 450.303 | 455.702 | 462.978 | 471.451 | 478.8 | 485.906 | 492.223 | 499.413 | 507.582 | 515.917 | 523.205 | 530.1 | 536.057 | 543.712 | 553.881 | 566.004 | 579.125
Counterfactual | Dem_BB008b | GWh | NPg Yorkshire | West Melton |  | 1232.06 | 1231.532 | 1225.33 | 1230.247 | 1236.424 | 1239.933 | 1255.705 | 1272.023 | 1286.126 | 1302.657 | 1323.598 | 1337.466 | 1351.932 | 1371.337 | 1394.919 | 1416.098 | 1436.985 | 1456.069 | 1477.818 | 1502.282 | 1527.216 | 1549.401 | 1570.489 | 1589.054 | 1612.955 | 1644.3 | 1681.534 | 1722.172
Counterfactual | Dem_BB008b | GWh | NPg Yorkshire | Wincobank |  | 49.801 | 60.149 | 69.95 | 80.006 | 89.992 | 99.652 | 100.755 | 101.927 | 102.998 | 104.244 | 105.801 | 106.821 | 107.867 | 109.335 | 111.124 | 112.778 | 114.437 | 115.978 | 117.743 | 119.708 | 121.708 | 123.508 | 125.229 | 126.769 | 128.743 | 131.311 | 134.352 | 137.687
Counterfactual | Dem_BB008b | GWh | SHETL | Direct(SHETL) |  | 3.982 | 4.186 | 4.373 | 4.586 | 4.806 | 5.016 | 5.075 | 5.135 | 5.186 | 5.244 | 5.323 | 5.374 | 5.423 | 5.47 | 5.566 | 5.65 | 5.734 | 5.807 | 5.882 | 5.98 | 6.08 | 6.165 | 6.246 | 6.291 | 6.38 | 6.505 | 6.646 | 6.803
Counterfactual | Dem_BB008b | GWh | SPEN | Ayr |  | 92.165 | 97.5 | 102.347 | 107.722 | 113.11 | 118.207 | 119.451 | 120.778 | 122.026 | 123.488 | 125.275 | 126.45 | 127.637 | 129.253 | 131.325 | 133.26 | 135.214 | 137.041 | 139.112 | 141.436 | 143.798 | 145.942 | 147.984 | 149.782 | 152.14 | 155.194 | 158.818 | 162.799
Counterfactual | Dem_BB008b | GWh | SPEN | Bainsford |  | 52.856 | 49.979 | 47.004 | 44.448 | 41.971 | 39.451 | 39.898 | 40.37 | 40.797 | 41.298 | 41.918 | 42.331 | 42.748 | 43.301 | 44.014 | 44.674 | 45.326 | 45.94 | 46.617 | 47.391 | 48.184 | 48.89 | 49.566 | 50.14 | 50.908 | 51.914 | 53.107 | 54.418
Counterfactual | Dem_BB008b | GWh | SPEN | Bathgate |  | 86.922 | 87.34 | 87.45 | 88.118 | 88.87 | 89.462 | 90.413 | 91.43 | 92.379 | 93.487 | 94.849 | 95.749 | 96.657 | 97.876 | 99.458 | 100.926 | 102.405 | 103.789 | 105.348 | 107.106 | 108.898 | 110.511 | 112.058 | 113.404 | 115.177 | 117.485 | 120.221 | 123.224
Counterfactual | Dem_BB008b | GWh | SPEN | Berwick |  | 71.656 | 80.96 | 89.738 | 98.739 | 107.669 | 116.259 | 117.349 | 118.542 | 119.721 | 121.1 | 122.758 | 123.847 | 124.919 | 126.43 | 128.377 | 130.24 | 132.147 | 133.952 | 136.011 | 138.299 | 140.626 | 142.752 | 144.787 | 146.625 | 148.998 | 152.049 | 155.664 | 159.658
Counterfactual | Dem_BB008b | GWh | SPEN | Bonnybridge |  | 109.56 | 113.917 | 117.725 | 122.379 | 127.089 | 131.483 | 133.071 | 134.715 | 136.175 | 137.885 | 140.028 | 141.448 | 142.911 | 144.83 | 147.273 | 149.49 | 151.687 | 153.707 | 155.979 | 158.56 | 161.196 | 163.548 | 165.784 | 167.696 | 170.244 | 173.57 | 177.524 | 181.846
Counterfactual | Dem_BB008b | GWh | SPEN | Braehead Park |  | 61.734 | 64.714 | 67.382 | 70.428 | 73.489 | 76.366 | 77.182 | 78.05 | 78.862 | 79.81 | 80.977 | 81.746 | 82.521 | 83.573 | 84.924 | 86.181 | 87.439 | 88.622 | 89.957 | 91.458 | 92.987 | 94.366 | 95.683 | 96.837 | 98.352 | 100.321 | 102.654 | 105.222
Counterfactual | Dem_BB008b | GWh | SPEN | Carntyne |  | 28.076 | 31.943 | 35.582 | 39.399 | 43.202 | 46.865 | 47.415 | 47.986 | 48.498 | 49.098 | 49.85 | 50.348 | 50.858 | 51.531 | 52.389 | 53.174 | 53.955 | 54.676 | 55.493 | 56.412 | 57.349 | 58.191 | 58.992 | 59.681 | 60.599 | 61.79 | 63.207 | 64.757
Counterfactual | Dem_BB008b | GWh | SPEN | Carsfad |  | 0 | 0 | 0 | 0 | 0 | 0 | 0 | 0 | 0 | 0 | 0 | 0 | 0 | 0 | 0 | 0 | 0 | 0 | 0 | 0 | 0 | 0 | 0 | 0 | 0 | 0 | 0 | 0
Counterfactual | Dem_BB008b | GWh | SPEN | Chapelcross |  | 53.701 | 56.884 | 59.785 | 62.97 | 66.161 | 69.185 | 69.89 | 70.647 | 71.369 | 72.213 | 73.243 | 73.922 | 74.599 | 75.531 | 76.729 | 77.855 | 78.994 | 80.067 | 81.279 | 82.642 | 84.023 | 85.281 | 86.48 | 87.542 | 88.931 | 90.724 | 92.853 | 95.196
Counterfactual | Dem_BB008b | GWh | SPEN | Charlotte Street |  | 193.187 | 194.097 | 194.391 | 195.561 | 196.902 | 197.926 | 199.664 | 201.597 | 203.56 | 205.857 | 208.593 | 210.382 | 212.123 | 214.625 | 217.864 | 221 | 224.219 | 227.308 | 230.825 | 234.727 | 238.68 | 242.321 | 245.802 | 248.975 | 253.061 | 258.295 | 264.492 | 271.345
Counterfactual | Dem_BB008b | GWh | SPEN | Clyde’s Mill |  | 176.373 | 173.676 | 170.451 | 168.463 | 166.661 | 164.584 | 166.367 | 168.263 | 170.014 | 172.075 | 174.605 | 176.278 | 177.968 | 180.247 | 183.169 | 185.885 | 188.608 | 191.149 | 194.022 | 197.256 | 200.553 | 203.525 | 206.357 | 208.831 | 212.095 | 216.331 | 221.35 | 226.863 | GSP also referred to as Westburn Road
Counterfactual | Dem_BB008b | GWh | SPEN | Coatbridge |  | 143.054 | 142.443 | 141.349 | 141.258 | 141.3 | 141.081 | 142.631 | 144.269 | 145.779 | 147.548 | 149.736 | 151.178 | 152.64 | 154.61 | 157.127 | 159.461 | 161.795 | 163.975 | 166.437 | 169.211 | 172.032 | 174.577 | 177.006 | 179.125 | 181.908 | 185.533 | 189.834 | 194.55
Counterfactual | Dem_BB008b | GWh | SPEN | Cockenzie |  | 78.225 | 84.547 | 90.389 | 96.725 | 103.068 | 109.128 | 110.359 | 111.658 | 112.843 | 114.223 | 115.941 | 117.076 | 118.232 | 119.778 | 121.746 | 123.561 | 125.376 | 127.059 | 128.956 | 131.101 | 133.286 | 135.249 | 137.12 | 138.745 | 140.889 | 143.68 | 146.988 | 150.625
Counterfactual | Dem_BB008b | GWh | SPEN | Coylton |  | 83.118 | 89.78 | 95.938 | 102.594 | 109.254 | 115.615 | 116.892 | 118.239 | 119.482 | 120.935 | 122.729 | 123.914 | 125.117 | 126.739 | 128.809 | 130.718 | 132.635 | 134.421 | 136.44 | 138.715 | 141.03 | 143.117 | 145.105 | 146.849 | 149.135 | 152.103 | 155.626 | 159.493
Counterfactual | Dem_BB008b | GWh | SPEN | Crookston A |  | 33.232 | 34.313 | 35.192 | 36.563 | 37.954 | 39.222 | 39.915 | 40.601 | 41.118 | 41.724 | 42.535 | 43.078 | 43.676 | 44.404 | 45.276 | 46.009 | 46.695 | 47.282 | 47.939 | 48.712 | 49.496 | 50.168 | 50.798 | 51.295 | 51.974 | 52.896 | 53.994 | 55.174
Counterfactual | Dem_BB008b | GWh | SPEN | Crookston B |  | 24.382 | 25.895 | 27.238 | 28.946 | 30.672 | 32.299 | 32.872 | 33.432 | 33.863 | 34.356 | 35.025 | 35.473 | 35.966 | 36.57 | 37.29 | 37.888 | 38.453 | 38.939 | 39.479 | 40.111 | 40.765 | 41.317 | 41.837 | 42.248 | 42.81 | 43.566 | 44.474 | 45.447
Counterfactual | Dem_BB008b | GWh | SPEN | Cumbernauld |  | 121.697 | 119.334 | 116.65 | 114.709 | 112.918 | 110.975 | 112.083 | 113.276 | 114.419 | 115.766 | 117.398 | 118.475 | 119.539 | 121.016 | 122.923 | 124.723 | 126.544 | 128.263 | 130.21 | 132.392 | 134.617 | 136.634 | 138.561 | 140.271 | 142.507 | 145.393 | 148.816 | 152.587
Counterfactual | Dem_BB008b | GWh | SPEN | Cupar |  | 108.636 | 113.31 | 117.469 | 122.259 | 127.1 | 131.648 | 133.033 | 134.513 | 135.903 | 137.529 | 139.523 | 140.837 | 142.16 | 143.958 | 146.27 | 148.423 | 150.598 | 152.635 | 154.939 | 157.528 | 160.16 | 162.547 | 164.823 | 166.829 | 169.45 | 172.854 | 176.886 | 181.319
Counterfactual | Dem_BB008b | GWh | SPEN | Currie |  | 15.954 | 16.844 | 17.645 | 18.583 | 19.534 | 20.435 | 20.702 | 20.979 | 21.211 | 21.486 | 21.841 | 22.071 | 22.317 | 22.625 | 23.019 | 23.372 | 23.719 | 24.03 | 24.377 | 24.779 | 25.187 | 25.55 | 25.892 | 26.18 | 26.567 | 27.074 | 27.678 | 28.337
Counterfactual | Dem_BB008b | GWh | SPEN | Dalmarnock |  | 59.762 | 64.575 | 69.018 | 73.836 | 78.648 | 83.237 | 84.163 | 85.14 | 86.039 | 87.088 | 88.385 | 89.242 | 90.114 | 91.287 | 92.781 | 94.158 | 95.54 | 96.824 | 98.28 | 99.914 | 101.58 | 103.081 | 104.515 | 105.762 | 107.402 | 109.539 | 112.068 | 114.853
Counterfactual | Dem_BB008b | GWh | SPEN | Devol Moor |  | 69.563 | 70.695 | 71.565 | 72.809 | 74.1 | 75.247 | 75.98 | 76.774 | 77.546 | 78.45 | 79.542 | 80.26 | 80.972 | 81.967 | 83.241 | 84.459 | 85.689 | 86.862 | 88.184 | 89.669 | 91.173 | 92.547 | 93.859 | 95.03 | 96.555 | 98.521 | 100.85 | 103.417
Counterfactual | Dem_BB008b | GWh | SPEN | Devonside |  | 109.263 | 111.119 | 112.509 | 114.745 | 117.054 | 119.098 | 120.504 | 121.979 | 123.292 | 124.83 | 126.75 | 128.022 | 129.327 | 131.048 | 133.244 | 135.241 | 137.233 | 139.063 | 141.123 | 143.461 | 145.843 | 147.979 | 150.01 | 151.742 | 154.061 | 157.08 | 160.671 | 164.598
Counterfactual | Dem_BB008b | GWh | SPEN | Dewar Place |  | 191.329 | 186.174 | 180.58 | 176.071 | 171.82 | 167.38 | 168.947 | 170.657 | 172.351 | 174.336 | 176.724 | 178.287 | 179.827 | 181.998 | 184.803 | 187.485 | 190.216 | 192.823 | 195.783 | 199.078 | 202.424 | 205.484 | 208.413 | 211.048 | 214.463 | 218.858 | 224.059 | 229.805
Counterfactual | Dem_BB008b | GWh | SPEN | Drumchapel |  | 93.131 | 93.364 | 93.153 | 94.11 | 95.122 | 95.86 | 97.396 | 98.921 | 100.124 | 101.53 | 103.387 | 104.628 | 105.967 | 107.592 | 109.632 | 111.362 | 113.022 | 114.464 | 116.061 | 117.942 | 119.862 | 121.519 | 123.085 | 124.301 | 126.007 | 128.295 | 131.033 | 133.974
Counterfactual | Dem_BB008b | GWh | SPEN | Drumcross |  | 33.123 | 35.796 | 38.262 | 40.947 | 43.632 | 46.192 | 46.721 | 47.273 | 47.777 | 48.369 | 49.097 | 49.58 | 50.075 | 50.733 | 51.569 | 52.338 | 53.109 | 53.821 | 54.621 | 55.531 | 56.455 | 57.286 | 58.076 | 58.765 | 59.667 | 60.845 | 62.247 | 63.781
Counterfactual | Dem_BB008b | GWh | SPEN | Dumfries 11 |  | 0 | 0 | 0 | 0 | 0 | 0 | 0 | 0 | 0 | 0 | 0 | 0 | 0 | 0 | 0 | 0 | 0 | 0 | 0 | 0 | 0 | 0 | 0 | 0 | 0 | 0 | 0 | 0
Counterfactual | Dem_BB008b | GWh | SPEN | Dumfries 33 |  | 121.903 | 112.988 | 103.91 | 95.878 | 88.044 | 80.148 | 81.109 | 82.104 | 82.99 | 84.029 | 85.327 | 86.19 | 87.076 | 88.242 | 89.724 | 91.072 | 92.412 | 93.643 | 95.031 | 96.603 | 98.21 | 99.646 | 101.011 | 102.183 | 103.738 | 105.775 | 108.186 | 110.825
Counterfactual | Dem_BB008b | GWh | SPEN | Dumfries ICI |  | 4.966 | 16.538 | 27.717 | 38.844 | 49.864 | 60.633 | 61.371 | 62.132 | 62.808 | 63.605 | 64.597 | 65.255 | 65.934 | 66.843 | 67.971 | 68.992 | 70.007 | 70.937 | 72.001 | 73.192 | 74.406 | 75.495 | 76.528 | 77.437 | 78.62 | 80.154 | 81.985 | 83.984
Counterfactual | Dem_BB008b | GWh | SPEN | Dunbar A |  | 35.817 | 36.127 | 36.306 | 36.715 | 37.157 | 37.529 | 37.931 | 38.36 | 38.758 | 39.226 | 39.8 | 40.176 | 40.559 | 41.077 | 41.74 | 42.354 | 42.976 | 43.557 | 44.212 | 44.95 | 45.703 | 46.381 | 47.029 | 47.593 | 48.34 | 49.306 | 50.453 | 51.712
Counterfactual | Dem_BB008b | GWh | SPEN | Dunbar B |  | 26.636 | 24.239 | 21.828 | 19.624 | 17.474 | 15.329 | 15.493 | 15.668 | 15.831 | 16.022 | 16.257 | 16.41 | 16.566 | 16.778 | 17.049 | 17.3 | 17.554 | 17.791 | 18.058 | 18.36 | 18.667 | 18.944 | 19.209 | 19.439 | 19.745 | 20.139 | 20.607 | 21.122
Counterfactual | Dem_BB008b | GWh | SPEN | Dunfermline |  | 50.046 | 53.134 | 55.922 | 59.159 | 62.414 | 65.494 | 66.355 | 67.239 | 67.989 | 68.873 | 69.996 | 70.745 | 71.525 | 72.518 | 73.784 | 74.913 | 76.019 | 77.017 | 78.138 | 79.421 | 80.737 | 81.896 | 82.998 | 83.916 | 85.155 | 86.784 | 88.725 | 90.836
Counterfactual | Dem_BB008b | GWh | SPEN | Earlstoun |  | 0 | 0 | 0 | 0 | 0 | 0 | 0 | 0 | 0 | 0 | 0 | 0 | 0 | 0 | 0 | 0 | 0 | 0 | 0 | 0 | 0 | 0 | 0 | 0 | 0 | 0 | 0 | 0
Counterfactual | Dem_BB008b | GWh | SPEN | East Kilbride |  | 80.303 | 84.895 | 89.039 | 93.788 | 98.559 | 103.064 | 104.296 | 105.584 | 106.724 | 108.058 | 109.738 | 110.845 | 111.985 | 113.485 | 115.397 | 117.13 | 118.854 | 120.44 | 122.22 | 124.243 | 126.307 | 128.15 | 129.909 | 131.41 | 133.409 | 136.022 | 139.121 | 142.515
Counterfactual | Dem_BB008b | GWh | SPEN | East Kilbride South |  | 33.296 | 37.528 | 41.489 | 45.743 | 49.995 | 54.087 | 54.807 | 55.544 | 56.169 | 56.899 | 57.832 | 58.454 | 59.104 | 59.922 | 60.975 | 61.907 | 62.824 | 63.646 | 64.565 | 65.625 | 66.706 | 67.665 | 68.569 | 69.309 | 70.329 | 71.668 | 73.267 | 75.003
Counterfactual | Dem_BB008b | GWh | SPEN | Easterhouse |  | 164.77 | 164.833 | 164.291 | 165.016 | 165.885 | 166.422 | 168.37 | 170.398 | 172.227 | 174.362 | 177.029 | 178.796 | 180.606 | 182.998 | 186.048 | 188.835 | 191.612 | 194.17 | 197.056 | 200.324 | 203.654 | 206.639 | 209.484 | 211.926 | 215.173 | 219.402 | 224.431 | 229.932
Counterfactual | Dem_BB008b | GWh | SPEN | Eccles |  | 46.503 | 47.828 | 48.945 | 50.381 | 51.846 | 53.196 | 53.797 | 54.425 | 54.999 | 55.673 | 56.506 | 57.06 | 57.619 | 58.366 | 59.327 | 60.209 | 61.097 | 61.918 | 62.839 | 63.882 | 64.95 | 65.908 | 66.819 | 67.606 | 68.65 | 70.01 | 71.627 | 73.397
Counterfactual | Dem_BB008b | GWh | SPEN | Elderslie |  | 41.504 | 44.596 | 47.415 | 50.637 | 53.868 | 56.939 | 57.72 | 58.512 | 59.183 | 59.962 | 60.962 | 61.624 | 62.325 | 63.209 | 64.334 | 65.318 | 66.285 | 67.154 | 68.119 | 69.234 | 70.376 | 71.381 | 72.329 | 73.103 | 74.172 | 75.573 | 77.249 | 79.067
Counterfactual | Dem_BB008b | GWh | SPEN | Erskine |  | 30.602 | 32.817 | 34.841 | 37.106 | 39.372 | 41.523 | 42.032 | 42.557 | 43.022 | 43.564 | 44.246 | 44.701 | 45.166 | 45.773 | 46.548 | 47.251 | 47.949 | 48.584 | 49.301 | 50.115 | 50.946 | 51.684 | 52.394 | 52.986 | 53.787 | 54.835 | 56.076 | 57.435
Counterfactual | Dem_BB008b | GWh | SPEN | Finnieston |  | 53.943 | 58.158 | 62.064 | 66.191 | 70.304 | 74.228 | 74.928 | 75.694 | 76.449 | 77.333 | 78.396 | 79.093 | 79.781 | 80.743 | 81.996 | 83.184 | 84.402 | 85.553 | 86.868 | 88.323 | 89.81 | 91.167 | 92.465 | 93.629 | 95.14 | 97.083 | 99.394 | 101.935
Counterfactual | Dem_BB008b | GWh | SPEN | Galashiels |  | 77.242 | 79.504 | 81.436 | 83.81 | 86.228 | 88.459 | 89.368 | 90.342 | 91.264 | 92.35 | 93.671 | 94.537 | 95.408 | 96.602 | 98.137 | 99.581 | 101.039 | 102.409 | 103.96 | 105.702 | 107.47 | 109.077 | 110.612 | 111.964 | 113.741 | 116.033 | 118.752 | 121.743
Counterfactual | Dem_BB008b | GWh | SPEN | Giffnock |  | 94.109 | 95.308 | 96.063 | 97.838 | 99.681 | 101.265 | 102.743 | 104.234 | 105.452 | 106.879 | 108.729 | 109.965 | 111.277 | 112.913 | 114.969 | 116.755 | 118.484 | 120.023 | 121.731 | 123.719 | 125.748 | 127.52 | 129.198 | 130.555 | 132.411 | 134.88 | 137.827 | 141.018
Counterfactual | Dem_BB008b | GWh | SPEN | Glenlee |  | 0 | 0 | 0 | 0 | 0 | 0 | 0 | 0 | 0 | 0 | 0 | 0 | 0 | 0 | 0 | 0 | 0 | 0 | 0 | 0 | 0 | 0 | 0 | 0 | 0 | 0 | 0 | 0
Counterfactual | Dem_BB008b | GWh | SPEN | Glenluce |  | 40.575 | 43.178 | 45.561 | 48.157 | 50.756 | 53.224 | 53.771 | 54.354 | 54.909 | 55.563 | 56.359 | 56.879 | 57.399 | 58.121 | 59.047 | 59.911 | 60.786 | 61.612 | 62.548 | 63.592 | 64.657 | 65.625 | 66.549 | 67.366 | 68.438 | 69.816 | 71.455 | 73.258
Counterfactual | Dem_BB008b | GWh | SPEN | Glenniston |  | 45.421 | 44.383 | 43.202 | 42.421 | 41.685 | 40.869 | 41.382 | 41.913 | 42.371 | 42.907 | 43.59 | 44.042 | 44.511 | 45.112 | 45.886 | 46.58 | 47.265 | 47.893 | 48.596 | 49.401 | 50.214 | 50.946 | 51.637 | 52.219 | 53.003 | 54.026 | 55.248 | 56.583
Counterfactual | Dem_BB008b | GWh | SPEN | Glenrothes |  | 46.628 | 49.81 | 52.712 | 55.975 | 59.248 | 62.355 | 63.119 | 63.908 | 64.605 | 65.419 | 66.446 | 67.121 | 67.821 | 68.736 | 69.898 | 70.958 | 71.999 | 72.956 | 74.027 | 75.256 | 76.502 | 77.611 | 78.673 | 79.568 | 80.77 | 82.341 | 84.213 | 86.25
Counterfactual | Dem_BB008b | GWh | SPEN | Gorgie |  | 47.744 | 49.756 | 51.525 | 53.653 | 55.8 | 57.806 | 58.49 | 59.204 | 59.839 | 60.586 | 61.523 | 62.138 | 62.77 | 63.607 | 64.674 | 65.643 | 66.608 | 67.498 | 68.495 | 69.628 | 70.787 | 71.824 | 72.809 | 73.645 | 74.77 | 76.237 | 77.978 | 79.879
Counterfactual | Dem_BB008b | GWh | SPEN | Govan |  | 76.709 | 78.552 | 80.073 | 82.066 | 84.103 | 85.959 | 86.861 | 87.826 | 88.729 | 89.789 | 91.089 | 91.946 | 92.808 | 93.982 | 95.488 | 96.897 | 98.317 | 99.646 | 101.149 | 102.839 | 104.56 | 106.115 | 107.601 | 108.909 | 110.626 | 112.846 | 115.481 | 118.376
Counterfactual | Dem_BB008b | GWh | SPEN | Grangemouth A |  | 55.954 | 62.417 | 68.458 | 74.928 | 81.382 | 87.581 | 88.662 | 89.778 | 90.762 | 91.911 | 93.36 | 94.321 | 95.315 | 96.63 | 98.269 | 99.754 | 101.22 | 102.566 | 104.085 | 105.809 | 107.563 | 109.134 | 110.62 | 111.908 | 113.601 | 115.813 | 118.443 | 121.323
Counterfactual | Dem_BB008b | GWh | SPEN | Grangemouth C |  | 37.495 | 42.527 | 47.255 | 52.262 | 57.253 | 62.061 | 62.824 | 63.618 | 64.313 | 65.126 | 66.153 | 66.833 | 67.536 | 68.468 | 69.631 | 70.681 | 71.716 | 72.675 | 73.752 | 74.972 | 76.217 | 77.322 | 78.383 | 79.292 | 80.492 | 82.059 | 83.926 | 85.964
Counterfactual | Dem_BB008b | GWh | SPEN | Haggs Road |  | 56.912 | 59.545 | 61.873 | 64.674 | 67.499 | 70.146 | 71.022 | 71.928 | 72.721 | 73.649 | 74.82 | 75.591 | 76.397 | 77.442 | 78.768 | 79.96 | 81.141 | 82.212 | 83.42 | 84.798 | 86.202 | 87.45 | 88.639 | 89.638 | 90.985 | 92.745 | 94.841 | 97.131
Counterfactual | Dem_BB008b | GWh | SPEN | Hawick |  | 38.488 | 41.396 | 44.073 | 46.999 | 49.928 | 52.721 | 53.319 | 53.945 | 54.516 | 55.183 | 56.018 | 56.566 | 57.123 | 57.872 | 58.825 | 59.7 | 60.575 | 61.389 | 62.303 | 63.343 | 64.399 | 65.346 | 66.254 | 67.032 | 68.068 | 69.416 | 71.013 | 72.77
Counterfactual | Dem_BB008b | GWh | SPEN | Helensburgh |  | 23.843 | 27.006 | 29.971 | 33.142 | 36.308 | 39.356 | 39.874 | 40.401 | 40.854 | 41.385 | 42.061 | 42.511 | 42.976 | 43.577 | 44.335 | 45.015 | 45.68 | 46.282 | 46.954 | 47.724 | 48.512 | 49.209 | 49.876 | 50.426 | 51.171 | 52.148 | 53.314 | 54.586
Counterfactual | Dem_BB008b | GWh | SPEN | Hunterston Farm |  | 6.234 | 6.63 | 6.99 | 7.402 | 7.816 | 8.208 | 8.311 | 8.421 | 8.513 | 8.623 | 8.759 | 8.853 | 8.946 | 9.071 | 9.227 | 9.364 | 9.504 | 9.629 | 9.773 | 9.933 | 10.094 | 10.243 | 10.38 | 10.499 | 10.655 | 10.862 | 11.103 | 11.369
Counterfactual | Dem_BB008b | GWh | SPEN | Inverkeithing |  | 67.378 | 67.318 | 66.982 | 67.306 | 67.68 | 67.891 | 68.815 | 69.751 | 70.542 | 71.465 | 72.65 | 73.434 | 74.266 | 75.306 | 76.636 | 77.811 | 78.962 | 79.999 | 81.147 | 82.479 | 83.835 | 85.034 | 86.169 | 87.091 | 88.361 | 90.036 | 92.034 | 94.203
Counterfactual | Dem_BB008b | GWh | SPEN | Johnstone |  | 68.799 | 72.794 | 76.407 | 80.494 | 84.585 | 88.442 | 89.446 | 90.499 | 91.459 | 92.58 | 93.977 | 94.895 | 95.835 | 97.08 | 98.68 | 100.154 | 101.626 | 102.985 | 104.517 | 106.254 | 108.023 | 109.612 | 111.13 | 112.431 | 114.161 | 116.421 | 119.098 | 122.034
Counterfactual | Dem_BB008b | GWh | SPEN | Kaimes |  | 102.462 | 121.097 | 138.745 | 157.099 | 175.381 | 193.071 | 195.452 | 197.912 | 200.077 | 202.61 | 205.801 | 207.908 | 210.097 | 212.953 | 216.573 | 219.843 | 223.079 | 226.042 | 229.365 | 233.162 | 237.026 | 240.469 | 243.748 | 246.531 | 250.245 | 255.113 | 260.896 | 267.214
Counterfactual | Dem_BB008b | GWh | SPEN | Kendoon |  | 0 | 0 | 0 | 0 | 0 | 0 | 0 | 0 | 0 | 0 | 0 | 0 | 0 | 0 | 0 | 0 | 0 | 0 | 0 | 0 | 0 | 0 | 0 | 0 | 0 | 0 | 0 | 0
Counterfactual | Dem_BB008b | GWh | SPEN | Kilbowie 11 |  | 11.307 | 11.127 | 10.905 | 10.795 | 10.694 | 10.569 | 10.714 | 10.865 | 10.987 | 11.128 | 11.318 | 11.44 | 11.572 | 11.731 | 11.94 | 12.122 | 12.306 | 12.466 | 12.642 | 12.848 | 13.062 | 13.247 | 13.425 | 13.563 | 13.757 | 14.019 | 14.331 | 14.661
Counterfactual | Dem_BB008b | GWh | SPEN | Kilbowie 33 |  | 28.471 | 30.646 | 32.63 | 34.897 | 37.169 | 39.328 | 39.876 | 40.431 | 40.894 | 41.434 | 42.134 | 42.599 | 43.089 | 43.705 | 44.487 | 45.173 | 45.841 | 46.44 | 47.106 | 47.877 | 48.67 | 49.359 | 50.014 | 50.554 | 51.289 | 52.255 | 53.41 | 54.663
Counterfactual | Dem_BB008b | GWh | SPEN | Killermont |  | 135.781 | 127.473 | 118.85 | 111.683 | 104.655 | 97.43 | 98.828 | 100.238 | 101.398 | 102.755 | 104.516 | 105.682 | 106.926 | 108.471 | 110.432 | 112.139 | 113.805 | 115.285 | 116.928 | 118.84 | 120.789 | 122.499 | 124.117 | 125.422 | 127.222 | 129.605 | 132.445 | 135.532
Counterfactual | Dem_BB008b | GWh | SPEN | Kilwinning |  | 53.065 | 58.029 | 62.631 | 67.631 | 72.63 | 77.415 | 78.364 | 79.344 | 80.209 | 81.22 | 82.489 | 83.331 | 84.201 | 85.326 | 86.775 | 88.086 | 89.382 | 90.569 | 91.89 | 93.412 | 94.961 | 96.341 | 97.649 | 98.747 | 100.233 | 102.18 | 104.494 | 107.025
Counterfactual | Dem_BB008b | GWh | SPEN | Lesmahagow |  | 0 | 3.718 | 7.091 | 10.432 | 13.74 | 16.977 | 17.176 | 17.383 | 17.57 | 17.788 | 18.06 | 18.24 | 18.425 | 18.669 | 18.98 | 19.264 | 19.548 | 19.808 | 20.103 | 20.436 | 20.776 | 21.081 | 21.371 | 21.621 | 21.951 | 22.383 | 22.896 | 23.457
Counterfactual | Dem_BB008b | GWh | SPEN | Leven |  | 75.738 | 76.013 | 75.994 | 76.595 | 77.257 | 77.754 | 78.697 | 79.682 | 80.543 | 81.557 | 82.833 | 83.676 | 84.547 | 85.683 | 87.134 | 88.446 | 89.75 | 90.941 | 92.284 | 93.811 | 95.369 | 96.755 | 98.078 | 99.198 | 100.699 | 102.663 | 105 | 107.547
Counterfactual | Dem_BB008b | GWh | SPEN | Livingston East |  | 149.642 | 142.501 | 135.1 | 128.692 | 122.535 | 116.295 | 117.478 | 118.752 | 119.966 | 121.385 | 123.113 | 124.253 | 125.392 | 126.945 | 128.962 | 130.856 | 132.769 | 134.572 | 136.606 | 138.894 | 141.218 | 143.329 | 145.347 | 147.121 | 149.454 | 152.467 | 156.044 | 159.98
Counterfactual | Dem_BB008b | GWh | SPEN | Maybole |  | 44.532 | 47.577 | 50.385 | 53.376 | 56.372 | 59.23 | 59.789 | 60.405 | 61.005 | 61.714 | 62.566 | 63.12 | 63.672 | 64.443 | 65.444 | 66.392 | 67.363 | 68.285 | 69.329 | 70.496 | 71.684 | 72.767 | 73.8 | 74.728 | 75.931 | 77.483 | 79.321 | 81.349
Counterfactual | Dem_BB008b | GWh | SPEN | Moffat |  | 38.887 | 41.192 | 43.293 | 45.599 | 47.91 | 50.099 | 50.61 | 51.158 | 51.681 | 52.292 | 53.038 | 53.53 | 54.02 | 54.695 | 55.563 | 56.378 | 57.202 | 57.98 | 58.857 | 59.844 | 60.844 | 61.756 | 62.623 | 63.392 | 64.398 | 65.697 | 67.239 | 68.935
Counterfactual | Dem_BB008b | GWh | SPEN | Newarthill |  | 162.217 | 162.188 | 161.534 | 162.294 | 163.197 | 163.75 | 165.828 | 167.967 | 169.824 | 171.993 | 174.741 | 176.563 | 178.455 | 180.91 | 184.018 | 186.807 | 189.567 | 192.073 | 194.887 | 198.102 | 201.381 | 204.296 | 207.068 | 209.405 | 212.536 | 216.641 | 221.524 | 226.858
Counterfactual | Dem_BB008b | GWh | SPEN | Newton Stewart |  | 26.468 | 28.872 | 31.116 | 33.46 | 35.795 | 38.032 | 38.393 | 38.786 | 39.172 | 39.626 | 40.168 | 40.53 | 40.877 | 41.379 | 42.016 | 42.625 | 43.248 | 43.837 | 44.512 | 45.261 | 46.024 | 46.717 | 47.38 | 47.98 | 48.754 | 49.752 | 50.935 | 52.235
Counterfactual | Dem_BB008b | GWh | SPEN | Paisley |  | 67.152 | 69.366 | 71.285 | 73.577 | 75.898 | 78.046 | 78.833 | 79.679 | 80.487 | 81.438 | 82.594 | 83.352 | 84.113 | 85.158 | 86.503 | 87.775 | 89.054 | 90.267 | 91.635 | 93.17 | 94.732 | 96.153 | 97.511 | 98.718 | 100.286 | 102.317 | 104.719 | 107.37
Counterfactual | Dem_BB008b | GWh | SPEN | Partick |  | 32.555 | 44.967 | 56.861 | 68.864 | 80.756 | 92.315 | 93.362 | 94.461 | 95.462 | 96.635 | 98.091 | 99.049 | 100.031 | 101.336 | 103.005 | 104.539 | 106.073 | 107.497 | 109.101 | 110.913 | 112.763 | 114.422 | 116.007 | 117.368 | 119.182 | 121.54 | 124.339 | 127.403
Counterfactual | Dem_BB008b | GWh | SPEN | Port Dundas |  | 65.764 | 69.76 | 73.397 | 77.438 | 81.488 | 85.325 | 86.253 | 87.24 | 88.148 | 89.215 | 90.531 | 91.396 | 92.272 | 93.457 | 94.978 | 96.383 | 97.799 | 99.116 | 100.605 | 102.28 | 103.986 | 105.527 | 107.002 | 108.28 | 109.975 | 112.169 | 114.771 | 117.626
Counterfactual | Dem_BB008b | GWh | SPEN | Portobello |  | 196.129 | 198.862 | 200.803 | 204.145 | 207.628 | 210.666 | 213.046 | 215.549 | 217.83 | 220.504 | 223.815 | 226.002 | 228.233 | 231.213 | 235.022 | 238.522 | 242.024 | 245.269 | 248.933 | 253.077 | 257.29 | 261.08 | 264.697 | 267.83 | 271.969 | 277.351 | 283.75 | 290.759
Counterfactual | Dem_BB008b | GWh | SPEN | Ravenscraig |  | 3.799 | 6.273 | 8.655 | 11.03 | 13.383 | 15.675 | 15.843 | 16.025 | 16.191 | 16.386 | 16.628 | 16.79 | 16.949 | 17.167 | 17.447 | 17.706 | 17.967 | 18.21 | 18.48 | 18.791 | 19.104 | 19.384 | 19.66 | 19.894 | 20.203 | 20.607 | 21.085 | 21.611
Counterfactual | Dem_BB008b | GWh | SPEN | Redhouse |  | 57.883 | 65.97 | 73.584 | 81.55 | 89.475 | 97.107 | 98.216 | 99.382 | 100.439 | 101.677 | 103.215 | 104.231 | 105.272 | 106.654 | 108.416 | 110.034 | 111.653 | 113.146 | 114.835 | 116.746 | 118.688 | 120.437 | 122.1 | 123.546 | 125.449 | 127.931 | 130.876 | 134.102
Counterfactual | Dem_BB008b | GWh | SPEN | Saltcoats A |  | 48.515 | 52.12 | 55.406 | 59.17 | 62.94 | 66.518 | 67.428 | 68.358 | 69.131 | 70.05 | 71.218 | 71.994 | 72.817 | 73.881 | 75.185 | 76.335 | 77.462 | 78.477 | 79.629 | 80.937 | 82.273 | 83.448 | 84.565 | 85.519 | 86.777 | 88.426 | 90.397 | 92.536
Counterfactual | Dem_BB008b | GWh | SPEN | Saltcoats B |  | 40.854 | 45.614 | 50.051 | 54.88 | 59.703 | 64.332 | 65.21 | 66.104 | 66.852 | 67.735 | 68.859 | 69.61 | 70.4 | 71.414 | 72.679 | 73.791 | 74.883 | 75.866 | 76.971 | 78.235 | 79.524 | 80.659 | 81.739 | 82.651 | 83.864 | 85.459 | 87.357 | 89.43
Counterfactual | Dem_BB008b | GWh | SPEN | Shrubhill |  | 159.335 | 154.885 | 150.041 | 146.253 | 142.665 | 138.893 | 140.323 | 141.855 | 143.31 | 145.011 | 147.09 | 148.457 | 149.828 | 151.705 | 154.121 | 156.388 | 158.677 | 160.828 | 163.259 | 165.994 | 168.772 | 171.29 | 173.695 | 175.816 | 178.597 | 182.194 | 186.458 | 191.153
Counterfactual | Dem_BB008b | GWh | SPEN | Sighthill |  | 219.803 | 220.647 | 220.702 | 222.225 | 223.936 | 225.218 | 227.646 | 230.222 | 232.619 | 235.423 | 238.879 | 241.154 | 243.457 | 246.564 | 250.557 | 254.262 | 257.989 | 261.471 | 265.399 | 269.829 | 274.334 | 278.404 | 282.287 | 285.68 | 290.15 | 295.95 | 302.826 | 310.385
Counterfactual | Dem_BB008b | GWh | SPEN | Spango Valley |  | 62.836 | 66.934 | 70.689 | 74.773 | 78.86 | 82.741 | 83.587 | 84.497 | 85.357 | 86.369 | 87.605 | 88.415 | 89.229 | 90.345 | 91.778 | 93.124 | 94.489 | 95.774 | 97.223 | 98.851 | 100.504 | 102.011 | 103.445 | 104.714 | 106.373 | 108.521 | 111.065 | 113.866
Counterfactual | Dem_BB008b | GWh | SPEN | St Andrews Cross |  | 78.529 | 77.961 | 77.135 | 76.857 | 76.655 | 76.314 | 77.144 | 78.026 | 78.841 | 79.793 | 80.976 | 81.751 | 82.538 | 83.597 | 84.956 | 86.216 | 87.478 | 88.661 | 89.99 | 91.488 | 93.012 | 94.397 | 95.709 | 96.853 | 98.363 | 100.326 | 102.648 | 105.202
Counterfactual | Dem_BB008b | GWh | SPEN | Stirling |  | 122.333 | 128.385 | 133.831 | 139.945 | 146.085 | 151.865 | 153.414 | 155.077 | 156.657 | 158.512 | 160.777 | 162.263 | 163.749 | 165.797 | 168.425 | 170.898 | 173.4 | 175.752 | 178.421 | 181.407 | 184.446 | 187.207 | 189.84 | 192.173 | 195.224 | 199.166 | 203.84 | 208.984
Counterfactual | Dem_BB008b | GWh | SPEN | Strathaven |  | 119.795 | 118.425 | 116.652 | 115.842 | 115.141 | 114.218 | 115.567 | 116.979 | 118.236 | 119.717 | 121.558 | 122.776 | 124.033 | 125.689 | 127.796 | 129.71 | 131.619 | 133.376 | 135.358 | 137.599 | 139.888 | 141.934 | 143.884 | 145.562 | 147.786 | 150.683 | 154.127 | 157.898
Counterfactual | Dem_BB008b | GWh | SPEN | Strathleven |  | 91.772 | 92.733 | 93.348 | 94.552 | 95.827 | 96.911 | 97.942 | 99.038 | 100.061 | 101.258 | 102.73 | 103.706 | 104.681 | 106.011 | 107.715 | 109.304 | 110.905 | 112.405 | 114.097 | 116.004 | 117.94 | 119.696 | 121.372 | 122.837 | 124.767 | 127.269 | 130.231 | 133.493
Counterfactual | Dem_BB008b | GWh | SPEN | Telford Road |  | 30.57 | 32.526 | 34.288 | 36.378 | 38.483 | 40.475 | 41.068 | 41.666 | 42.15 | 42.722 | 43.456 | 43.949 | 44.473 | 45.124 | 45.947 | 46.658 | 47.349 | 47.964 | 48.642 | 49.436 | 50.248 | 50.958 | 51.628 | 52.165 | 52.91 | 53.893 | 55.072 | 56.344
Counterfactual | Dem_BB008b | GWh | SPEN | Tongland |  | 15.35 | 28.894 | 41.95 | 54.908 | 67.698 | 80.151 | 80.965 | 81.842 | 82.678 | 83.655 | 84.847 | 85.632 | 86.414 | 87.499 | 88.883 | 90.188 | 91.509 | 92.751 | 94.161 | 95.736 | 97.34 | 98.797 | 100.193 | 101.43 | 103.04 | 105.127 | 107.594 | 110.315
Counterfactual | Dem_BB008b | GWh | SPEN | West George Street |  | 202.501 | 192.666 | 182.547 | 173.491 | 164.796 | 156.047 | 157.379 | 158.864 | 160.393 | 162.187 | 164.313 | 165.701 | 167.046 | 168.99 | 171.513 | 173.975 | 176.502 | 178.941 | 181.72 | 184.791 | 187.915 | 190.787 | 193.54 | 196.049 | 199.285 | 203.431 | 208.323 | 213.749
Counterfactual | Dem_BB008b | GWh | SPEN | Westfield |  | 34.31 | 37.668 | 40.78 | 44.2 | 47.625 | 50.906 | 51.586 | 52.279 | 52.868 | 53.556 | 54.438 | 55.019 | 55.635 | 56.41 | 57.402 | 58.278 | 59.14 | 59.915 | 60.78 | 61.781 | 62.803 | 63.699 | 64.555 | 65.254 | 66.216 | 67.478 | 68.982 | 70.616
Counterfactual | Dem_BB008b | GWh | SPEN | Whitehouse |  | 125.364 | 118.62 | 111.624 | 105.69 | 99.926 | 94.04 | 95.167 | 96.33 | 97.368 | 98.584 | 100.11 | 101.119 | 102.158 | 103.507 | 105.253 | 106.832 | 108.405 | 109.85 | 111.466 | 113.313 | 115.194 | 116.876 | 118.476 | 119.825 | 121.641 | 124.023 | 126.849 | 129.937
Counterfactual | Dem_BB008b | GWh | SPEN | Wishaw |  | 123.258 | 126.451 | 129.069 | 132.704 | 136.409 | 139.78 | 141.505 | 143.29 | 144.858 | 146.694 | 149.001 | 150.535 | 152.118 | 154.186 | 156.81 | 159.175 | 161.521 | 163.667 | 166.075 | 168.82 | 171.621 | 174.113 | 176.488 | 178.496 | 181.19 | 184.711 | 188.9 | 193.47
Counterfactual | Dem_BB008b | GWh | SPEN Manweb | Birkenhead |  | 419.549 | 425.582 | 429.409 | 437.332 | 445.62 | 452.815 | 458.895 | 465.129 | 470.396 | 476.571 | 484.459 | 489.7 | 495.205 | 502.528 | 511.352 | 519.181 | 526.854 | 533.805 | 541.705 | 550.636 | 559.742 | 567.805 | 575.454 | 582.11 | 590.727 | 602.065 | 615.549 | 630.229
Counterfactual | Dem_BB008b | GWh | SPEN Manweb | Capenhurst |  | 716.308 | 725.635 | 731.471 | 743.108 | 755.401 | 766.036 | 775.229 | 784.838 | 793.352 | 803.336 | 815.848 | 824.125 | 832.665 | 844.206 | 858.401 | 871.31 | 884.134 | 895.964 | 909.442 | 924.56 | 939.954 | 953.746 | 966.866 | 978.491 | 993.47 | 1013.024 | 1036.226 | 1061.621
Counterfactual | Dem_BB008b | GWh | SPEN Manweb | Carrington |  | 728.567 | 712.306 | 693.11 | 681.004 | 669.744 | 657.141 | 665.856 | 674.803 | 682.433 | 691.328 | 702.695 | 710.224 | 718.141 | 728.826 | 741.577 | 752.918 | 764.04 | 774.13 | 785.583 | 798.544 | 811.761 | 823.462 | 834.575 | 844.268 | 856.794 | 873.274 | 892.87 | 914.206
Counterfactual | Dem_BB008b | GWh | SPEN Manweb | Connah's Quay |  | 487.832 | 492.498 | 494.735 | 501.438 | 508.588 | 514.562 | 521.2 | 528.044 | 533.944 | 540.848 | 549.608 | 555.418 | 561.486 | 569.576 | 579.415 | 588.228 | 596.911 | 604.823 | 613.841 | 623.998 | 634.351 | 643.548 | 652.283 | 659.94 | 669.831 | 682.811 | 698.238 | 715.07
Counterfactual | Dem_BB008b | GWh | SPEN Manweb | Fiddlers Ferry |  | 790.629 | 803.248 | 811.981 | 826.843 | 842.394 | 856.094 | 866.116 | 876.64 | 886.07 | 897.109 | 910.895 | 920.004 | 929.368 | 942.165 | 957.869 | 972.231 | 986.524 | 999.76 | 1014.824 | 1031.715 | 1048.92 | 1064.355 | 1079.056 | 1092.1 | 1108.912 | 1130.836 | 1156.832 | 1185.32
Counterfactual | Dem_BB008b | GWh | SPEN Manweb | Frodsham |  | 699.61 | 657.977 | 614.488 | 577.49 | 541.6 | 505.069 | 511.44 | 518.035 | 523.759 | 530.441 | 538.92 | 544.523 | 550.371 | 558.333 | 567.93 | 576.549 | 585.053 | 592.826 | 601.648 | 611.605 | 621.757 | 630.788 | 639.373 | 646.892 | 656.618 | 669.375 | 684.526 | 701.066
Counterfactual | Dem_BB008b | GWh | SPEN Manweb | Kirkby (_D) |  | 444.086 | 451.899 | 457.413 | 466.816 | 476.591 | 485.24 | 491.345 | 497.669 | 503.174 | 509.612 | 517.751 | 523.147 | 528.756 | 536.317 | 545.502 | 553.765 | 561.931 | 569.408 | 577.901 | 587.476 | 597.233 | 605.925 | 614.192 | 621.449 | 630.829 | 643.116 | 657.706 | 673.645
Counterfactual | Dem_BB008b | GWh | SPEN Manweb | Legacy |  | 666.266 | 678.944 | 688.239 | 702.931 | 718.19 | 731.816 | 740.616 | 749.812 | 757.901 | 767.435 | 779.403 | 787.312 | 795.479 | 806.464 | 820.051 | 832.396 | 844.644 | 855.943 | 868.806 | 883.244 | 897.95 | 911.109 | 923.63 | 934.746 | 949.024 | 967.684 | 989.818 | 1014.046
Counterfactual | Dem_BB008b | GWh | SPEN Manweb | Lister Drive |  | 663.306 | 668.399 | 670.241 | 678.079 | 686.529 | 693.412 | 702.268 | 711.424 | 719.343 | 728.601 | 740.339 | 748.12 | 756.235 | 767.132 | 780.343 | 792.197 | 803.888 | 814.557 | 826.689 | 840.37 | 854.313 | 866.715 | 878.5 | 888.838 | 902.191 | 919.703 | 940.511 | 963.217
Counterfactual | Dem_BB008b | GWh | SPEN Manweb | Pentir |  | 238.334 | 247.571 | 255.429 | 265.26 | 275.246 | 284.538 | 288.034 | 291.676 | 294.873 | 298.616 | 303.33 | 306.445 | 309.682 | 314.042 | 319.366 | 324.19 | 328.968 | 333.354 | 338.356 | 343.972 | 349.695 | 354.803 | 359.66 | 363.943 | 369.474 | 376.71 | 385.296 | 394.687
Counterfactual | Dem_BB008b | GWh | SPEN Manweb | Rainhill |  | 706.316 | 723.042 | 735.889 | 755.29 | 775.241 | 793.255 | 803.611 | 814.284 | 823.419 | 834.118 | 847.726 | 856.755 | 866.204 | 878.782 | 894.038 | 907.662 | 921.06 | 933.257 | 947.129 | 962.782 | 978.737 | 992.898 | 1006.357 | 1018.128 | 1033.325 | 1053.302 | 1077.039 | 1102.924
Counterfactual | Dem_BB008b | GWh | SPEN Manweb | St. Asaph |  | 49.329 | 58.885 | 67.908 | 77.279 | 86.606 | 95.626 | 96.793 | 98.012 | 99.08 | 100.336 | 101.912 | 102.957 | 104.04 | 105.5 | 107.283 | 108.902 | 110.504 | 111.979 | 113.664 | 115.549 | 117.471 | 119.192 | 120.823 | 122.266 | 124.128 | 126.563 | 129.45 | 132.612
Counterfactual | Dem_BB008b | GWh | SPEN Manweb | Trawsfynydd |  | 203.118 | 215.989 | 227.535 | 240.678 | 253.902 | 266.436 | 269.659 | 273.022 | 276.003 | 279.484 | 283.858 | 286.745 | 289.736 | 293.792 | 298.748 | 303.247 | 307.709 | 311.824 | 316.511 | 321.77 | 327.127 | 331.915 | 336.477 | 340.497 | 345.693 | 352.482 | 360.541 | 369.359
Counterfactual | Dem_BB008b | GWh | SPEN Manweb | Wylfa |  | 114.226 | 115.944 | 117.112 | 119.156 | 121.307 | 123.199 | 124.627 | 126.129 | 127.49 | 129.069 | 131.044 | 132.346 | 133.682 | 135.528 | 137.787 | 139.848 | 141.906 | 143.808 | 145.985 | 148.418 | 150.893 | 153.113 | 155.229 | 157.107 | 159.531 | 162.687 | 166.433 | 170.535
Counterfactual | Dem_BB008b | GWh | SPTL | Direct(SPTL) |  | 410.955 | 423.697 | 434.595 | 448.199 | 462.056 | 474.88 | 480.142 | 485.696 | 490.789 | 496.766 | 504.151 | 509.025 | 513.976 | 520.615 | 529.115 | 536.973 | 544.856 | 552.181 | 560.448 | 569.784 | 579.279 | 587.854 | 596.015 | 603.111 | 612.476 | 624.652 | 639.104 | 654.964
Counterfactual | Dem_BB008b | GWh | SSEN (SHEPD) | Abernethy |  | 68.895 | 72.172 | 75.066 | 78.61 | 82.186 | 85.538 | 86.683 | 87.848 | 88.841 | 90.004 | 91.483 | 92.467 | 93.499 | 94.836 | 96.494 | 97.968 | 99.417 | 100.722 | 102.193 | 103.876 | 105.587 | 107.104 | 108.542 | 109.754 | 111.373 | 113.498 | 116.034 | 118.79
Counterfactual | Dem_BB008b | GWh | SSEN (SHEPD) | Alness |  | 61.899 | 64.407 | 66.617 | 69.246 | 71.909 | 74.406 | 75.245 | 76.131 | 76.933 | 77.879 | 79.051 | 79.826 | 80.613 | 81.661 | 83.01 | 84.246 | 85.483 | 86.632 | 87.924 | 89.387 | 90.874 | 92.21 | 93.488 | 94.589 | 96.049 | 97.948 | 100.206 | 102.674
Counterfactual | Dem_BB008b | GWh | SSEN (SHEPD) | Arbroath |  | 108.778 | 102.846 | 96.719 | 91.424 | 86.294 | 81.083 | 81.983 | 82.933 | 83.804 | 84.822 | 86.085 | 86.921 | 87.766 | 88.892 | 90.344 | 91.689 | 93.036 | 94.285 | 95.691 | 97.283 | 98.91 | 100.369 | 101.762 | 102.96 | 104.559 | 106.635 | 109.098 | 111.802
Counterfactual | Dem_BB008b | GWh | SSEN (SHEPD) | Ardkinglas |  | 0 | 0 | 0 | 0 | 0 | 0 | 0 | 0 | 0 | 0 | 0 | 0 | 0 | 0 | 0 | 0 | 0 | 0 | 0 | 0 | 0 | 0 | 0 | 0 | 0 | 0 | 0 | 0
Counterfactual | Dem_BB008b | GWh | SSEN (SHEPD) | Ardmore |  | 68.122 | 67.704 | 67.035 | 66.971 | 66.972 | 66.836 | 67.69 | 68.574 | 69.335 | 70.229 | 71.357 | 72.107 | 72.886 | 73.912 | 75.187 | 76.326 | 77.451 | 78.475 | 79.63 | 80.944 | 82.284 | 83.47 | 84.603 | 85.564 | 86.84 | 88.515 | 90.507 | 92.682
Counterfactual | Dem_BB008b | GWh | SSEN (SHEPD) | Beauly |  | 45.471 | 50.408 | 55.025 | 59.92 | 64.806 | 69.501 | 70.294 | 71.122 | 71.881 | 72.762 | 73.863 | 74.588 | 75.328 | 76.324 | 77.582 | 78.74 | 79.895 | 80.964 | 82.181 | 83.548 | 84.941 | 86.19 | 87.38 | 88.425 | 89.79 | 91.568 | 93.678 | 95.99
Counterfactual | Dem_BB008b | GWh | SSEN (SHEPD) | Berryburn |  | 0 | 0 | 0 | 0 | 0 | 0 | 0 | 0 | 0 | 0 | 0 | 0 | 0 | 0 | 0 | 0 | 0 | 0 | 0 | 0 | 0 | 0 | 0 | 0 | 0 | 0 | 0 | 0
Counterfactual | Dem_BB008b | GWh | SSEN (SHEPD) | Boat of Garten |  | 65.058 | 64.346 | 63.44 | 62.945 | 62.526 | 62.011 | 62.656 | 63.343 | 63.988 | 64.754 | 65.68 | 66.296 | 66.909 | 67.759 | 68.835 | 69.85 | 70.874 | 71.832 | 72.925 | 74.145 | 75.385 | 76.511 | 77.589 | 78.544 | 79.786 | 81.396 | 83.306 | 85.403
Counterfactual | Dem_BB008b | GWh | SSEN (SHEPD) | Braco West |  | 100.046 | 93.013 | 85.862 | 79.467 | 73.25 | 67.006 | 67.727 | 68.488 | 69.197 | 70.03 | 71.051 | 71.726 | 72.409 | 73.315 | 74.502 | 75.605 | 76.712 | 77.747 | 78.91 | 80.227 | 81.563 | 82.774 | 83.929 | 84.916 | 86.246 | 87.968 | 90.011 | 92.254
Counterfactual | Dem_BB008b | GWh | SSEN (SHEPD) | Bridge of Dun |  | 59.21 | 60.895 | 62.317 | 64.131 | 65.985 | 67.695 | 68.45 | 69.243 | 69.975 | 70.83 | 71.886 | 72.583 | 73.295 | 74.231 | 75.452 | 76.574 | 77.697 | 78.741 | 79.909 | 81.239 | 82.597 | 83.812 | 84.976 | 85.973 | 87.301 | 89.034 | 91.086 | 93.339
Counterfactual | Dem_BB008b | GWh | SSEN (SHEPD) | Broadford-Skye |  | 28.915 | 31.099 | 33.112 | 35.292 | 37.474 | 39.554 | 39.984 | 40.434 | 40.857 | 41.35 | 41.959 | 42.358 | 42.763 | 43.32 | 44.016 | 44.669 | 45.321 | 45.933 | 46.629 | 47.408 | 48.2 | 48.917 | 49.597 | 50.203 | 50.99 | 52.013 | 53.224 | 54.55
Counterfactual | Dem_BB008b | GWh | SSEN (SHEPD) | Brora |  | 19.17 | 19.286 | 19.335 | 19.504 | 19.691 | 19.843 | 20.05 | 20.275 | 20.482 | 20.727 | 21.027 | 21.224 | 21.423 | 21.694 | 22.044 | 22.366 | 22.694 | 23.002 | 23.35 | 23.742 | 24.139 | 24.496 | 24.839 | 25.143 | 25.537 | 26.046 | 26.653 | 27.324
Counterfactual | Dem_BB008b | GWh | SSEN (SHEPD) | Burghmuir |  | 102.413 | 102.943 | 103.104 | 103.927 | 104.843 | 105.565 | 106.696 | 107.897 | 109.014 | 110.328 | 111.941 | 113.003 | 114.076 | 115.521 | 117.391 | 119.124 | 120.872 | 122.501 | 124.343 | 126.414 | 128.529 | 130.439 | 132.259 | 133.844 | 135.939 | 138.659 | 141.882 | 145.429
Counterfactual | Dem_BB008b | GWh | SSEN (SHEPD) | Carradale |  | 33.682 | 36.88 | 39.863 | 43.014 | 46.167 | 49.198 | 49.722 | 50.28 | 50.799 | 51.411 | 52.158 | 52.651 | 53.152 | 53.83 | 54.701 | 55.503 | 56.319 | 57.078 | 57.94 | 58.912 | 59.897 | 60.786 | 61.637 | 62.383 | 63.363 | 64.632 | 66.141 | 67.79
Counterfactual | Dem_BB008b | GWh | SSEN (SHEPD) | Cassley |  | 4.216 | 4.219 | 4.21 | 4.22 | 4.235 | 4.246 | 4.282 | 4.324 | 4.367 | 4.416 | 4.478 | 4.517 | 4.553 | 4.607 | 4.678 | 4.748 | 4.813 | 4.882 | 4.956 | 5.039 | 5.124 | 5.201 | 5.278 | 5.344 | 5.435 | 5.545 | 5.675 | 5.822
Counterfactual | Dem_BB008b | GWh | SSEN (SHEPD) | Ceannacroc |  | 7.482 | 6.608 | 5.737 | 4.928 | 4.136 | 3.349 | 3.386 | 3.426 | 3.458 | 3.504 | 3.556 | 3.588 | 3.624 | 3.673 | 3.732 | 3.788 | 3.845 | 3.898 | 3.953 | 4.021 | 4.083 | 4.149 | 4.206 | 4.257 | 4.321 | 4.409 | 4.509 | 4.624
Counterfactual | Dem_BB008b | GWh | SSEN (SHEPD) | Charleston |  | 42.991 | 41.759 | 40.384 | 39.472 | 38.598 | 37.637 | 38.176 | 38.722 | 39.169 | 39.694 | 40.371 | 40.826 | 41.304 | 41.902 | 42.662 | 43.318 | 43.964 | 44.533 | 45.166 | 45.904 | 46.656 | 47.313 | 47.939 | 48.436 | 49.133 | 50.049 | 51.145 | 52.332
Counterfactual | Dem_BB008b | GWh | SSEN (SHEPD) | Clachan |  | 8.556 | 8.648 | 8.709 | 8.826 | 8.952 | 9.062 | 9.159 | 9.268 | 9.366 | 9.479 | 9.622 | 9.717 | 9.812 | 9.942 | 10.103 | 10.253 | 10.404 | 10.541 | 10.7 | 10.876 | 11.06 | 11.223 | 11.376 | 11.515 | 11.697 | 11.925 | 12.202 | 12.504
Counterfactual | Dem_BB008b | GWh | SSEN (SHEPD) | Clayhills |  | 85.706 | 86.794 | 87.595 | 88.788 | 90.04 | 91.128 | 91.63 | 92.145 | 93.127 | 93.661 | 94.371 | 94.667 | 94.899 | 96.194 | 97.489 | 98.826 | 100.381 | 102.455 | 103.853 | 105.421 | 106.718 | 107.831 | 109.411 | 110.612 | 112.504 | 115.161 | 118.6 | 122.719
Counterfactual | Dem_BB008b | GWh | SSEN (SHEPD) | Coupar Angus |  | 66.156 | 63.434 | 60.578 | 58.19 | 55.91 | 53.579 | 54.155 | 54.768 | 55.335 | 56.001 | 56.82 | 57.359 | 57.907 | 58.627 | 59.579 | 60.46 | 61.347 | 62.175 | 63.097 | 64.151 | 65.221 | 66.188 | 67.109 | 67.893 | 68.951 | 70.326 | 71.96 | 73.751
Counterfactual | Dem_BB008b | GWh | SSEN (SHEPD) | Craigiebuckler |  | 38.986 | 39.651 | 40.148 | 40.985 | 41.834 | 42.57 | 42.991 | 43.394 | 43.978 | 44.353 | 44.849 | 45.113 | 45.358 | 46.066 | 46.757 | 47.422 | 48.168 | 49.147 | 49.794 | 50.514 | 51.105 | 51.577 | 52.266 | 52.751 | 53.565 | 54.744 | 56.287 | 58.132
Counterfactual | Dem_BB008b | GWh | SSEN (SHEPD) | Dallas |  | 0 | 0 | 0 | 0 | 0 | 0 | 0 | 0 | 0 | 0 | 0 | 0 | 0 | 0 | 0 | 0 | 0 | 0 | 0 | 0 | 0 | 0 | 0 | 0 | 0 | 0 | 0 | 0
Counterfactual | Dem_BB008b | GWh | SSEN (SHEPD) | Dounreay |  | 18.246 | 20.485 | 22.586 | 24.804 | 27.014 | 29.141 | 29.479 | 29.834 | 30.154 | 30.524 | 30.989 | 31.295 | 31.611 | 32.034 | 32.565 | 33.052 | 33.538 | 33.987 | 34.496 | 35.068 | 35.65 | 36.176 | 36.674 | 37.11 | 37.68 | 38.423 | 39.307 | 40.275
Counterfactual | Dem_BB008b | GWh | SSEN (SHEPD) | Dudhope |  | 114.617 | 114.83 | 114.67 | 115.122 | 115.686 | 116.063 | 117.183 | 118.392 | 119.582 | 120.969 | 122.641 | 123.745 | 124.832 | 126.338 | 128.306 | 130.173 | 132.075 | 133.878 | 135.914 | 138.195 | 140.516 | 142.635 | 144.658 | 146.445 | 148.795 | 151.828 | 155.416 | 159.376
Counterfactual | Dem_BB008b | GWh | SSEN (SHEPD) | Dunbeath |  | 0 | 0.03 | 0.058 | 0.087 | 0.115 | 0.143 | 0.14 | 0.144 | 0.144 | 0.148 | 0.149 | 0.149 | 0.149 | 0.15 | 0.155 | 0.161 | 0.162 | 0.163 | 0.167 | 0.168 | 0.169 | 0.173 | 0.174 | 0.178 | 0.183 | 0.184 | 0.19 | 0.192
Counterfactual | Dem_BB008b | GWh | SSEN (SHEPD) | Dunoon |  | 51.101 | 46.252 | 41.387 | 36.912 | 32.545 | 28.196 | 28.494 | 28.803 | 29.103 | 29.449 | 29.874 | 30.153 | 30.434 | 30.82 | 31.308 | 31.772 | 32.238 | 32.671 | 33.168 | 33.722 | 34.285 | 34.796 | 35.284 | 35.713 | 36.273 | 37.008 | 37.871 | 38.82
Counterfactual | Dem_BB008b | GWh | SSEN (SHEPD) | Dunvegan |  | 15.353 | 14.747 | 14.105 | 13.585 | 13.085 | 12.57 | 12.715 | 12.868 | 13.004 | 13.164 | 13.367 | 13.5 | 13.637 | 13.817 | 14.042 | 14.258 | 14.464 | 14.658 | 14.875 | 15.126 | 15.376 | 15.599 | 15.82 | 16.005 | 16.252 | 16.571 | 16.951 | 17.369
Counterfactual | Dem_BB008b | GWh | SSEN (SHEPD) | Dyce |  | 81.222 | 82.393 | 83.261 | 84.633 | 86.048 | 87.276 | 87.912 | 88.534 | 89.576 | 90.187 | 90.999 | 91.389 | 91.723 | 93.047 | 94.363 | 95.675 | 97.19 | 99.183 | 100.522 | 102.014 | 103.247 | 104.273 | 105.753 | 106.845 | 108.601 | 111.098 | 114.343 | 118.227
Counterfactual | Dem_BB008b | GWh | SSEN (SHEPD) | Elgin |  | 106.568 | 107.503 | 108.03 | 109.31 | 110.681 | 111.83 | 113.089 | 114.413 | 115.623 | 117.04 | 118.794 | 119.952 | 121.133 | 122.726 | 124.742 | 126.596 | 128.456 | 130.182 | 132.135 | 134.335 | 136.577 | 138.586 | 140.511 | 142.197 | 144.397 | 147.264 | 150.664 | 154.394
Counterfactual | Dem_BB008b | GWh | SSEN (SHEPD) | Fasnakyle |  | 3.535 | 3.631 | 3.712 | 3.818 | 3.926 | 4.025 | 4.069 | 4.118 | 4.163 | 4.215 | 4.278 | 4.321 | 4.367 | 4.426 | 4.496 | 4.562 | 4.629 | 4.691 | 4.761 | 4.84 | 4.922 | 4.994 | 5.062 | 5.123 | 5.202 | 5.304 | 5.429 | 5.561
Counterfactual | Dem_BB008b | GWh | SSEN (SHEPD) | Fetteresso |  | 0 | 0 | 0 | 0 | 0 | 0 | 0 | 0 | 0 | 0 | 0 | 0 | 0 | 0 | 0 | 0 | 0 | 0 | 0 | 0 | 0 | 0 | 0 | 0 | 0 | 0 | 0 | 0
Counterfactual | Dem_BB008b | GWh | SSEN (SHEPD) | Fiddes |  | 47.057 | 47.69 | 48.157 | 48.874 | 49.621 | 50.269 | 50.588 | 50.907 | 51.478 | 51.797 | 52.226 | 52.421 | 52.578 | 53.311 | 54.036 | 54.779 | 55.645 | 56.784 | 57.555 | 58.413 | 59.12 | 59.722 | 60.579 | 61.224 | 62.25 | 63.698 | 65.58 | 67.832
Counterfactual | Dem_BB008b | GWh | SSEN (SHEPD) | Finstown |  | 0 | 0 | 0 | 0 | 0 | 0 | 0 | 0 | 0 | 0 | 0 | 0 | 0 | 0 | 0 | 0 | 0 | 0 | 0 | 0 | 0 | 0 | 0 | 0 | 0 | 0 | 0 | 0
Counterfactual | Dem_BB008b | GWh | SSEN (SHEPD) | Fort Augustus |  | 12.069 | 12.847 | 13.561 | 14.335 | 15.112 | 15.851 | 16.016 | 16.188 | 16.354 | 16.548 | 16.784 | 16.937 | 17.095 | 17.309 | 17.585 | 17.844 | 18.102 | 18.349 | 18.629 | 18.94 | 19.261 | 19.546 | 19.819 | 20.068 | 20.389 | 20.799 | 21.287 | 21.822
Counterfactual | Dem_BB008b | GWh | SSEN (SHEPD) | Fort William |  | 80.28 | 80.321 | 80.094 | 80.357 | 80.7 | 80.904 | 81.736 | 82.628 | 83.475 | 84.462 | 85.673 | 86.473 | 87.269 | 88.374 | 89.778 | 91.096 | 92.432 | 93.681 | 95.109 | 96.699 | 98.321 | 99.79 | 101.194 | 102.446 | 104.067 | 106.169 | 108.653 | 111.397
Counterfactual | Dem_BB008b | GWh | SSEN (SHEPD) | Fraserburgh |  | 43.771 | 44.405 | 44.875 | 45.62 | 46.389 | 47.056 | 47.404 | 47.747 | 48.312 | 48.641 | 49.088 | 49.298 | 49.478 | 50.202 | 50.91 | 51.621 | 52.434 | 53.51 | 54.232 | 55.035 | 55.7 | 56.248 | 57.046 | 57.633 | 58.576 | 59.922 | 61.669 | 63.761
Counterfactual | Dem_BB008b | GWh | SSEN (SHEPD) | Glenfarclas |  | 0 | 0 | 0 | 0 | 0 | 0 | 0 | 0 | 0 | 0 | 0 | 0 | 0 | 0 | 0 | 0 | 0 | 0 | 0 | 0 | 0 | 0 | 0 | 0 | 0 | 0 | 0 | 0
Counterfactual | Dem_BB008b | GWh | SSEN (SHEPD) | Grudie Bridge |  | 49.154 | 50.228 | 51.103 | 52.27 | 53.468 | 54.557 | 55.118 | 55.725 | 56.291 | 56.966 | 57.78 | 58.32 | 58.861 | 59.612 | 60.561 | 61.449 | 62.348 | 63.194 | 64.159 | 65.232 | 66.325 | 67.318 | 68.262 | 69.117 | 70.213 | 71.631 | 73.315 | 75.163
Counterfactual | Dem_BB008b | GWh | SSEN (SHEPD) | Inverness |  | 118.69 | 119.129 | 119.077 | 120.157 | 121.34 | 122.247 | 123.901 | 125.584 | 127.001 | 128.669 | 130.799 | 132.211 | 133.703 | 135.623 | 138.01 | 140.123 | 142.195 | 144.061 | 146.157 | 148.563 | 151.013 | 153.176 | 155.225 | 156.955 | 159.26 | 162.292 | 165.91 | 169.846
Counterfactual | Dem_BB008b | GWh | SSEN (SHEPD) | Keith |  | 90.883 | 95.852 | 100.359 | 105.361 | 110.389 | 115.149 | 116.341 | 117.616 | 118.824 | 120.238 | 121.965 | 123.103 | 124.245 | 125.816 | 127.823 | 129.702 | 131.601 | 133.383 | 135.412 | 137.672 | 139.978 | 142.071 | 144.064 | 145.842 | 148.148 | 151.135 | 154.672 | 158.566
Counterfactual | Dem_BB008b | GWh | SSEN (SHEPD) | Killin |  | 12.618 | 12.426 | 12.213 | 12.044 | 11.864 | 11.419 | 11.504 | 11.606 | 11.713 | 11.84 | 11.984 | 12.076 | 12.165 | 12.277 | 12.457 | 12.634 | 12.816 | 12.999 | 13.183 | 13.407 | 13.634 | 13.836 | 14.036 | 14.192 | 14.425 | 14.721 | 15.074 | 15.463
Counterfactual | Dem_BB008b | GWh | SSEN (SHEPD) | Kinlochleven |  | 7.308 | 9.598 | 11.79 | 13.989 | 16.163 | 18.27 | 18.452 | 18.645 | 18.833 | 19.052 | 19.318 | 19.493 | 19.668 | 19.914 | 20.224 | 20.521 | 20.82 | 21.105 | 21.424 | 21.783 | 22.151 | 22.485 | 22.802 | 23.091 | 23.462 | 23.94 | 24.505 | 25.128
Counterfactual | Dem_BB008b | GWh | SSEN (SHEPD) | Kintore |  | 134.999 | 136.966 | 138.424 | 140.741 | 143.128 | 145.199 | 146.279 | 147.338 | 149.089 | 150.121 | 151.498 | 152.157 | 152.729 | 154.948 | 157.136 | 159.328 | 161.844 | 165.161 | 167.38 | 169.862 | 171.906 | 173.6 | 176.054 | 177.861 | 180.767 | 184.908 | 190.293 | 196.742
Counterfactual | Dem_BB008b | GWh | SSEN (SHEPD) | Lairg |  | 4.387 | 5.754 | 7.064 | 8.377 | 9.676 | 10.937 | 11.041 | 11.157 | 11.274 | 11.403 | 11.563 | 11.667 | 11.772 | 11.919 | 12.104 | 12.285 | 12.46 | 12.632 | 12.825 | 13.039 | 13.257 | 13.461 | 13.649 | 13.822 | 14.042 | 14.331 | 14.669 | 15.039
Counterfactual | Dem_BB008b | GWh | SSEN (SHEPD) | Lunanhead |  | 92.795 | 90.134 | 87.241 | 84.996 | 82.873 | 80.643 | 81.508 | 82.43 | 83.282 | 84.285 | 85.518 | 86.329 | 87.153 | 88.254 | 89.682 | 91.009 | 92.339 | 93.589 | 94.99 | 96.576 | 98.191 | 99.647 | 101.037 | 102.241 | 103.844 | 105.917 | 108.381 | 111.085
Counterfactual | Dem_BB008b | GWh | SSEN (SHEPD) | Lyndhurst |  | 48.079 | 48.529 | 48.771 | 49.441 | 50.143 | 50.726 | 51.377 | 52.046 | 52.624 | 53.301 | 54.157 | 54.726 | 55.32 | 56.077 | 57.046 | 57.912 | 58.768 | 59.546 | 60.405 | 61.401 | 62.416 | 63.315 | 64.171 | 64.876 | 65.838 | 67.099 | 68.611 | 70.249
Counterfactual | Dem_BB008b | GWh | SSEN (SHEPD) | Macduff |  | 50.794 | 55.757 | 60.389 | 65.279 | 70.153 | 74.824 | 75.611 | 76.451 | 77.235 | 78.162 | 79.292 | 80.039 | 80.787 | 81.818 | 83.126 | 84.349 | 85.585 | 86.744 | 88.059 | 89.533 | 91.03 | 92.387 | 93.686 | 94.841 | 96.336 | 98.275 | 100.574 | 103.102
Counterfactual | Dem_BB008b | GWh | SSEN (SHEPD) | Milton of Craigie |  | 100.524 | 102.769 | 104.566 | 107.153 | 109.802 | 112.194 | 113.544 | 114.943 | 116.182 | 117.64 | 119.461 | 120.672 | 121.915 | 123.553 | 125.634 | 127.52 | 129.396 | 131.121 | 133.064 | 135.27 | 137.513 | 139.521 | 141.436 | 143.078 | 145.255 | 148.098 | 151.476 | 155.173
Counterfactual | Dem_BB008b | GWh | SSEN (SHEPD) | Mybster |  | 19.132 | 21.213 | 23.164 | 25.211 | 27.255 | 29.222 | 29.533 | 29.867 | 30.173 | 30.539 | 30.986 | 31.278 | 31.579 | 31.977 | 32.496 | 32.975 | 33.457 | 33.912 | 34.423 | 34.998 | 35.581 | 36.109 | 36.612 | 37.055 | 37.636 | 38.389 | 39.282 | 40.262
Counterfactual | Dem_BB008b | GWh | SSEN (SHEPD) | Nairn |  | 80.264 | 80.27 | 80.002 | 80.257 | 80.59 | 80.781 | 81.64 | 82.555 | 83.412 | 84.414 | 85.645 | 86.454 | 87.271 | 88.394 | 89.813 | 91.139 | 92.475 | 93.724 | 95.146 | 96.735 | 98.346 | 99.812 | 101.208 | 102.446 | 104.055 | 106.143 | 108.615 | 111.335
Counterfactual | Dem_BB008b | GWh | SSEN (SHEPD) | Orrin |  | 0 | 0 | 0 | 0 | 0 | 0 | 0 | 0 | 0 | 0 | 0 | 0 | 0 | 0 | 0 | 0 | 0 | 0 | 0 | 0 | 0 | 0 | 0 | 0 | 0 | 0 | 0 | 0
Counterfactual | Dem_BB008b | GWh | SSEN (SHEPD) | Persley |  | 91.011 | 92.355 | 93.353 | 94.947 | 96.588 | 98.011 | 98.761 | 99.494 | 100.689 | 101.398 | 102.348 | 102.809 | 103.212 | 104.716 | 106.201 | 107.681 | 109.384 | 111.621 | 113.116 | 114.787 | 116.162 | 117.303 | 118.952 | 120.162 | 122.114 | 124.898 | 128.527 | 132.868
Counterfactual | Dem_BB008b | GWh | SSEN (SHEPD) | Peterhead Grange |  | 68.577 | 69.536 | 70.246 | 71.347 | 72.488 | 73.479 | 73.971 | 74.459 | 75.313 | 75.802 | 76.448 | 76.749 | 76.996 | 78.115 | 79.218 | 80.338 | 81.621 | 83.315 | 84.456 | 85.731 | 86.781 | 87.67 | 88.941 | 89.89 | 91.395 | 93.527 | 96.285 | 99.588
Counterfactual | Dem_BB008b | GWh | SSEN (SHEPD) | Peterhead Shell |  | 15.287 | 15.524 | 15.7 | 15.988 | 16.282 | 16.537 | 16.675 | 16.806 | 17.016 | 17.146 | 17.314 | 17.401 | 17.477 | 17.741 | 17.997 | 18.25 | 18.54 | 18.917 | 19.169 | 19.452 | 19.686 | 19.878 | 20.15 | 20.35 | 20.678 | 21.147 | 21.757 | 22.483
Counterfactual | Dem_BB008b | GWh | SSEN (SHEPD) | Port Ann |  | 50.781 | 54.044 | 57.031 | 60.297 | 63.575 | 66.694 | 67.398 | 68.149 | 68.853 | 69.679 | 70.69 | 71.356 | 72.026 | 72.949 | 74.123 | 75.216 | 76.318 | 77.35 | 78.523 | 79.835 | 81.17 | 82.38 | 83.533 | 84.562 | 85.892 | 87.617 | 89.664 | 91.908
Counterfactual | Dem_BB008b | GWh | SSEN (SHEPD) | Quoich |  | 0.897 | 0.846 | 0.794 | 0.748 | 0.704 | 0.66 | 0.669 | 0.677 | 0.682 | 0.695 | 0.705 | 0.708 | 0.717 | 0.729 | 0.736 | 0.75 | 0.76 | 0.768 | 0.784 | 0.795 | 0.807 | 0.822 | 0.829 | 0.843 | 0.854 | 0.873 | 0.891 | 0.915
Counterfactual | Dem_BB008b | GWh | SSEN (SHEPD) | Rannoch |  | 9.327 | 8.904 | 8.477 | 8.09 | 7.709 | 7.14 | 7.199 | 7.26 | 7.327 | 7.41 | 7.503 | 7.561 | 7.62 | 7.706 | 7.82 | 7.931 | 8.041 | 8.159 | 8.285 | 8.423 | 8.566 | 8.696 | 8.824 | 8.932 | 9.085 | 9.273 | 9.495 | 9.742
Counterfactual | Dem_BB008b | GWh | SSEN (SHEPD) | Redmoss |  | 105.101 | 106.578 | 107.671 | 109.382 | 111.153 | 112.69 | 113.469 | 114.241 | 115.559 | 116.322 | 117.344 | 117.819 | 118.217 | 119.904 | 121.579 | 123.263 | 125.21 | 127.781 | 129.505 | 131.431 | 133.021 | 134.355 | 136.269 | 137.692 | 139.97 | 143.205 | 147.403 | 152.431
Counterfactual | Dem_BB008b | GWh | SSEN (SHEPD) | Rothienorman |  | 55.63 | 56.415 | 56.996 | 57.908 | 58.851 | 59.67 | 60.087 | 60.499 | 61.201 | 61.607 | 62.15 | 62.404 | 62.62 | 63.524 | 64.417 | 65.316 | 66.351 | 67.718 | 68.637 | 69.661 | 70.509 | 71.218 | 72.237 | 72.995 | 74.205 | 75.921 | 78.148 | 80.815
Counterfactual | Dem_BB008b | GWh | SSEN (SHEPD) | Shin |  | 4.619 | 4.718 | 4.799 | 4.903 | 5.011 | 5.111 | 5.16 | 5.215 | 5.268 | 5.331 | 5.399 | 5.45 | 5.499 | 5.564 | 5.652 | 5.735 | 5.82 | 5.898 | 5.988 | 6.091 | 6.188 | 6.285 | 6.377 | 6.452 | 6.554 | 6.689 | 6.846 | 7.023
Counterfactual | Dem_BB008b | GWh | SSEN (SHEPD) | Sloy |  | 6.09 | 5.782 | 5.464 | 5.185 | 4.916 | 4.644 | 4.69 | 4.743 | 4.787 | 4.846 | 4.914 | 4.958 | 5.004 | 5.062 | 5.147 | 5.218 | 5.294 | 5.368 | 5.452 | 5.54 | 5.634 | 5.715 | 5.796 | 5.869 | 5.963 | 6.083 | 6.225 | 6.386
Counterfactual | Dem_BB008b | GWh | SSEN (SHEPD) | St Fergus Gas Terminal |  | 17.985 | 18.223 | 18.4 | 18.667 | 18.947 | 19.189 | 19.303 | 19.419 | 19.634 | 19.752 | 19.913 | 19.98 | 20.035 | 20.318 | 20.593 | 20.876 | 21.206 | 21.643 | 21.933 | 22.264 | 22.537 | 22.765 | 23.096 | 23.346 | 23.736 | 24.296 | 25.015 | 25.878
Counterfactual | Dem_BB008b | GWh | SSEN (SHEPD) | Strichen |  | 36.056 | 36.573 | 36.956 | 37.56 | 38.184 | 38.725 | 39.006 | 39.282 | 39.741 | 40.01 | 40.37 | 40.538 | 40.685 | 41.269 | 41.85 | 42.429 | 43.094 | 43.98 | 44.57 | 45.228 | 45.776 | 46.225 | 46.885 | 47.368 | 48.142 | 49.249 | 50.686 | 52.411
Counterfactual | Dem_BB008b | GWh | SSEN (SHEPD) | Tarland |  | 41.311 | 41.879 | 42.299 | 42.952 | 43.629 | 44.216 | 44.511 | 44.801 | 45.316 | 45.602 | 45.995 | 46.176 | 46.327 | 46.971 | 47.617 | 48.274 | 49.027 | 50.033 | 50.706 | 51.459 | 52.08 | 52.601 | 53.354 | 53.91 | 54.803 | 56.073 | 57.716 | 59.693
Counterfactual | Dem_BB008b | GWh | SSEN (SHEPD) | Taynuilt |  | 81.406 | 82.342 | 82.974 | 84.113 | 85.327 | 86.381 | 87.297 | 88.273 | 89.191 | 90.259 | 91.573 | 92.441 | 93.314 | 94.51 | 96.03 | 97.448 | 98.877 | 100.214 | 101.728 | 103.43 | 105.155 | 106.722 | 108.215 | 109.533 | 111.257 | 113.489 | 116.135 | 119.041
Counterfactual | Dem_BB008b | GWh | SSEN (SHEPD) | Thurso |  | 73.004 | 73.689 | 74.101 | 75.017 | 76.005 | 76.85 | 77.708 | 78.62 | 79.446 | 80.414 | 81.618 | 82.411 | 83.22 | 84.291 | 85.682 | 86.952 | 88.235 | 89.415 | 90.748 | 92.253 | 93.794 | 95.178 | 96.493 | 97.623 | 99.128 | 101.094 | 103.42 | 105.973
Counterfactual | Dem_BB008b | GWh | SSEN (SHEPD) | Tummel Bridge |  | 32.641 | 32.48 | 32.224 | 32.148 | 32.119 | 32.051 | 32.368 | 32.711 | 33.037 | 33.422 | 33.895 | 34.2 | 34.509 | 34.906 | 35.462 | 35.984 | 36.506 | 37.003 | 37.552 | 38.178 | 38.816 | 39.399 | 39.954 | 40.414 | 41.059 | 41.886 | 42.863 | 43.944
Counterfactual | Dem_BB008b | GWh | SSEN (SHEPD) | Willowdale |  | 76.088 | 77.105 | 77.857 | 79.008 | 80.208 | 81.249 | 81.762 | 82.273 | 83.187 | 83.702 | 84.39 | 84.695 | 84.948 | 86.13 | 87.302 | 88.5 | 89.889 | 91.735 | 92.976 | 94.361 | 95.508 | 96.478 | 97.87 | 98.908 | 100.568 | 102.91 | 105.949 | 109.591
Counterfactual | Dem_BB008b | GWh | SSEN (SHEPD) | Woodhill |  | 69.405 | 70.505 | 71.324 | 72.668 | 74.039 | 75.229 | 75.882 | 76.516 | 77.486 | 78.084 | 78.88 | 79.288 | 79.651 | 80.86 | 82.04 | 83.198 | 84.516 | 86.242 | 87.397 | 88.675 | 89.729 | 90.592 | 91.836 | 92.74 | 94.212 | 96.332 | 99.093 | 102.397
Counterfactual | Dem_BB008b | GWh | SSEN South | Acton Lane 66kV |  | 55.615 | 57.672 | 59.424 | 61.561 | 63.721 | 65.719 | 66.13 | 67.043 | 67.455 | 67.914 | 68.501 | 68.685 | 68.839 | 69.488 | 70.013 | 70.443 | 70.927 | 71.709 | 72.915 | 73.659 | 74.263 | 74.659 | 75.402 | 77.016 | 78.198 | 79.962 | 82.209 | 84.903
Counterfactual | Dem_BB008b | GWh | SSEN South | Axminster_H |  | 171.5 | 174.269 | 176.149 | 179.518 | 182.977 | 185.965 | 188.731 | 191.664 | 193.433 | 195.389 | 197.863 | 199.325 | 200.713 | 203.509 | 207.242 | 210.66 | 214.207 | 218.555 | 222.937 | 226.835 | 230.201 | 233.099 | 236.924 | 241.348 | 245.68 | 251.355 | 258.572 | 267.113
Counterfactual | Dem_BB008b | GWh | SSEN South | Botley Wood |  | 263.628 | 274.036 | 282.873 | 294.296 | 305.926 | 316.756 | 320.984 | 325.317 | 328.91 | 333.163 | 338.651 | 342.266 | 346.098 | 351.225 | 357.446 | 362.939 | 368.313 | 373.154 | 378.699 | 384.929 | 391.288 | 396.892 | 402.209 | 406.881 | 412.853 | 420.732 | 430.104 | 440.291
Counterfactual | Dem_BB008b | GWh | SSEN South | Bramley |  | 1182.226 | 1211.466 | 1234.416 | 1267.323 | 1301.172 | 1331.922 | 1348.295 | 1365.332 | 1380.163 | 1397.619 | 1419.658 | 1434.216 | 1449.336 | 1469.751 | 1494.77 | 1517.371 | 1539.734 | 1560.249 | 1583.674 | 1609.937 | 1636.695 | 1660.572 | 1683.278 | 1703.426 | 1729.247 | 1763.04 | 1803.157 | 1847.002
Counterfactual | Dem_BB008b | GWh | SSEN South | Chickerell |  | 194.309 | 197.086 | 198.939 | 202.212 | 205.62 | 208.559 | 211.375 | 214.406 | 216.178 | 218.19 | 220.734 | 222.214 | 223.593 | 226.41 | 230.331 | 233.978 | 237.809 | 242.576 | 247.413 | 251.712 | 255.433 | 258.664 | 262.936 | 267.917 | 272.809 | 279.196 | 287.323 | 296.944
Counterfactual | Dem_BB008b | GWh | SSEN South | Cowley |  | 1188.483 | 1184.897 | 1176.104 | 1177.407 | 1180.005 | 1180.22 | 1194.59 | 1209.571 | 1222.616 | 1238.009 | 1257.422 | 1270.242 | 1283.542 | 1301.501 | 1323.612 | 1343.603 | 1363.398 | 1381.579 | 1402.315 | 1425.575 | 1449.278 | 1470.435 | 1490.567 | 1508.415 | 1531.31 | 1561.272 | 1596.83 | 1635.7
Counterfactual | Dem_BB008b | GWh | SSEN South | Ealing |  | 446.028 | 462.704 | 476.887 | 494.304 | 511.891 | 528.152 | 531.595 | 539.077 | 542.531 | 546.298 | 551.191 | 552.754 | 554.127 | 559.424 | 563.738 | 567.265 | 571.138 | 577.446 | 587.154 | 593.124 | 597.959 | 601.158 | 607.048 | 620.019 | 629.504 | 643.585 | 661.618 | 683.253
Counterfactual | Dem_BB008b | GWh | SSEN South | Fawley |  | 441.873 | 438.058 | 432.374 | 430.599 | 429.333 | 427.213 | 432.494 | 437.979 | 442.669 | 448.228 | 455.303 | 459.956 | 464.822 | 471.432 | 479.545 | 486.831 | 494.014 | 500.578 | 508.084 | 516.496 | 525.058 | 532.676 | 539.92 | 546.346 | 554.552 | 565.315 | 578.096 | 592.045
Counterfactual | Dem_BB008b | GWh | SSEN South | Fleet |  | 1413.53 | 1422.116 | 1423.763 | 1438.733 | 1455.033 | 1467.966 | 1487.157 | 1506.914 | 1523.677 | 1543.421 | 1568.591 | 1585.266 | 1602.754 | 1625.98 | 1654.307 | 1679.561 | 1704.368 | 1726.907 | 1752.524 | 1781.465 | 1810.966 | 1837.117 | 1861.958 | 1883.633 | 1911.67 | 1948.522 | 1992.33 | 2040.065
Counterfactual | Dem_BB008b | GWh | SSEN South | Iver 132kV |  | 701.969 | 695.611 | 686.294 | 683.095 | 680.695 | 676.952 | 685.273 | 693.928 | 701.393 | 710.21 | 721.393 | 728.763 | 736.439 | 746.854 | 759.634 | 771.143 | 782.518 | 792.93 | 804.846 | 818.18 | 831.764 | 843.869 | 855.376 | 865.606 | 878.67 | 895.782 | 916.106 | 938.301
Counterfactual | Dem_BB008b | GWh | SSEN South | Iver 66kV |  | 274.588 | 272.421 | 268.948 | 268.595 | 268.522 | 267.793 | 271.688 | 275.63 | 278.747 | 282.459 | 287.332 | 290.556 | 294.02 | 298.624 | 304.13 | 308.888 | 313.482 | 317.548 | 322.211 | 327.474 | 332.841 | 337.52 | 341.95 | 345.809 | 350.712 | 357.234 | 365.013 | 373.419
Counterfactual | Dem_BB008b | GWh | SSEN South | Laleham |  | 505.914 | 506.746 | 505.181 | 508.443 | 512.213 | 514.828 | 521.554 | 528.48 | 534.294 | 541.167 | 549.982 | 555.798 | 561.925 | 570.143 | 580.135 | 589.014 | 597.72 | 605.608 | 614.635 | 624.773 | 635.11 | 644.251 | 652.933 | 660.591 | 670.378 | 683.252 | 698.562 | 715.232
Counterfactual | Dem_BB008b | GWh | SSEN South | Lovedean |  | 1053.4 | 1074.628 | 1090.337 | 1115.287 | 1141.112 | 1164.22 | 1178.83 | 1193.981 | 1207.026 | 1222.398 | 1241.884 | 1254.767 | 1268.194 | 1286.24 | 1308.33 | 1328.187 | 1347.777 | 1365.685 | 1386.132 | 1409.083 | 1432.469 | 1453.281 | 1473.069 | 1490.549 | 1512.982 | 1542.394 | 1577.329 | 1615.464
Counterfactual | Dem_BB008b | GWh | SSEN South | Mannington |  | 1381.042 | 1402.146 | 1416.361 | 1441.504 | 1467.485 | 1489.92 | 1510.855 | 1533.224 | 1546.571 | 1561.465 | 1580.223 | 1591.16 | 1601.392 | 1623.072 | 1652.326 | 1679.346 | 1707.545 | 1742.271 | 1777.316 | 1808.482 | 1835.462 | 1858.828 | 1889.672 | 1925.427 | 1960.486 | 2006.209 | 2064.349 | 2133.18
Counterfactual | Dem_BB008b | GWh | SSEN South | Melksham |  | 1332.682 | 1267.339 | 1197.994 | 1140.738 | 1085.428 | 1028.609 | 1041.479 | 1054.836 | 1066.431 | 1080.07 | 1097.279 | 1108.681 | 1120.531 | 1136.348 | 1155.752 | 1173.247 | 1190.54 | 1206.389 | 1224.457 | 1244.75 | 1265.432 | 1283.869 | 1301.405 | 1316.877 | 1336.789 | 1362.876 | 1393.845 | 1427.685
Counterfactual | Dem_BB008b | GWh | SSEN South | Minety |  | 733.897 | 743.362 | 749.096 | 761.696 | 774.966 | 786.407 | 796.612 | 807.13 | 815.957 | 826.449 | 839.855 | 848.721 | 858.028 | 870.372 | 885.564 | 899.088 | 912.374 | 924.433 | 938.169 | 953.654 | 969.442 | 983.429 | 996.706 | 1008.428 | 1023.417 | 1043.121 | 1066.546 | 1092.066
Counterfactual | Dem_BB008b | GWh | SSEN South | North Hyde |  | 335.011 | 337.085 | 337.627 | 340.813 | 344.33 | 347.132 | 351.163 | 355.401 | 359.129 | 363.541 | 369.095 | 372.744 | 376.51 | 381.697 | 388.11 | 393.947 | 399.745 | 405.098 | 411.231 | 418.061 | 425.024 | 431.254 | 437.187 | 442.506 | 449.275 | 458.119 | 468.606 | 480.083
Counterfactual | Dem_BB008b | GWh | SSEN South | Nursling |  | 773.386 | 760.851 | 745.362 | 736.03 | 727.667 | 718.053 | 726.34 | 735.054 | 742.767 | 751.883 | 763.327 | 770.852 | 778.604 | 789.261 | 802.463 | 814.509 | 826.494 | 837.571 | 850.249 | 864.388 | 878.791 | 891.701 | 903.99 | 914.982 | 929.028 | 947.357 | 969.088 | 992.885
Counterfactual | Dem_BB008b | GWh | UKPN Eastern | Amersham Main |  | 207.57 | 192.978 | 177.912 | 164.962 | 152.377 | 139.636 | 141.468 | 143.354 | 144.836 | 146.631 | 149.01 | 150.547 | 152.207 | 154.516 | 157.319 | 159.759 | 162.132 | 164.25 | 166.705 | 169.434 | 172.216 | 174.657 | 176.961 | 179.038 | 181.617 | 185.024 | 189.088 | 193.487
Counterfactual | Dem_BB008b | GWh | UKPN Eastern | Braintree |  | 394.758 | 409.513 | 422.006 | 437.982 | 454.255 | 469.382 | 475.272 | 481.38 | 486.571 | 492.717 | 500.558 | 505.72 | 511.129 | 518.493 | 527.465 | 535.495 | 543.398 | 550.608 | 558.832 | 568.072 | 577.484 | 585.848 | 593.79 | 600.845 | 609.835 | 621.64 | 635.654 | 650.943
Counterfactual | Dem_BB008b | GWh | UKPN Eastern | Bramford |  | 1470.397 | 1505.826 | 1533.28 | 1573.939 | 1615.759 | 1653.613 | 1674.734 | 1696.561 | 1715.287 | 1737.321 | 1765.295 | 1783.818 | 1803.159 | 1828.997 | 1860.558 | 1888.85 | 1916.719 | 1942.149 | 1971.138 | 2003.745 | 2036.98 | 2066.525 | 2094.6 | 2119.291 | 2151.073 | 2192.784 | 2242.335 | 2296.398
Counterfactual | Dem_BB008b | GWh | UKPN Eastern | Brimsdown |  | 589.552 | 601.561 | 610.336 | 625.078 | 640.316 | 653.925 | 662.844 | 671.962 | 679.505 | 688.414 | 699.903 | 707.504 | 715.556 | 726.25 | 739.169 | 750.548 | 761.661 | 771.663 | 783.097 | 795.978 | 809.113 | 820.689 | 831.666 | 841.298 | 853.615 | 869.864 | 889.209 | 910.226
Counterfactual | Dem_BB008b | GWh | UKPN Eastern | Burwell Main |  | 659.947 | 666.11 | 669.173 | 677.491 | 686.44 | 693.927 | 702.073 | 710.621 | 718.145 | 727.028 | 738.2 | 745.551 | 753.148 | 763.569 | 776.407 | 788.089 | 799.69 | 810.386 | 822.601 | 836.271 | 850.194 | 862.658 | 874.522 | 885.111 | 898.643 | 916.323 | 937.291 | 960.241
Counterfactual | Dem_BB008b | GWh | UKPN Eastern | Clacton |  | 125.027 | 130.663 | 135.551 | 141.458 | 147.436 | 153.034 | 154.901 | 156.848 | 158.556 | 160.56 | 163.088 | 164.758 | 166.488 | 168.811 | 171.669 | 174.26 | 176.829 | 179.189 | 181.877 | 184.898 | 187.975 | 190.721 | 193.335 | 195.649 | 198.627 | 202.519 | 207.141 | 212.192
Counterfactual | Dem_BB008b | GWh | UKPN Eastern | Eaton Socon |  | 398.499 | 408.187 | 415.749 | 426.782 | 438.13 | 448.417 | 453.972 | 459.744 | 464.656 | 470.486 | 477.917 | 482.806 | 487.918 | 494.878 | 503.417 | 511.067 | 518.608 | 525.491 | 533.348 | 542.171 | 551.163 | 559.152 | 566.742 | 573.479 | 582.08 | 593.361 | 606.76 | 621.385
Counterfactual | Dem_BB008b | GWh | UKPN Eastern | Elstree |  | 804.182 | 841.538 | 873.797 | 913.992 | 954.677 | 992.72 | 1006.155 | 1019.902 | 1031.381 | 1044.903 | 1062.265 | 1073.775 | 1085.927 | 1102.017 | 1121.5 | 1138.729 | 1155.574 | 1170.78 | 1188.141 | 1207.704 | 1227.662 | 1245.276 | 1261.985 | 1276.61 | 1295.388 | 1320.146 | 1349.6 | 1381.635
Counterfactual | Dem_BB008b | GWh | UKPN Eastern | Loudwater |  | 83.737 | 85.336 | 86.484 | 88.645 | 90.908 | 92.944 | 94.311 | 95.693 | 96.741 | 98.001 | 99.696 | 100.804 | 102.016 | 103.663 | 105.627 | 107.302 | 108.901 | 110.302 | 111.919 | 113.739 | 115.593 | 117.192 | 118.709 | 120.042 | 121.698 | 123.917 | 126.571 | 129.423
Counterfactual | Dem_BB008b | GWh | UKPN Eastern | Mill Hill |  | 340.625 | 336.426 | 330.81 | 328.327 | 326.24 | 323.5 | 327.561 | 331.771 | 335.302 | 339.505 | 344.905 | 348.445 | 352.175 | 357.276 | 363.503 | 369.059 | 374.51 | 379.465 | 385.156 | 391.514 | 397.996 | 403.73 | 409.184 | 414.047 | 420.2 | 428.29 | 437.902 | 448.376
Counterfactual | Dem_BB008b | GWh | UKPN Eastern | Norwich Main |  | 816.588 | 831.241 | 841.735 | 859.108 | 877.179 | 893.223 | 904.149 | 915.532 | 925.425 | 937.086 | 951.817 | 961.542 | 971.639 | 985.291 | 1002.067 | 1017.215 | 1032.209 | 1045.965 | 1061.637 | 1079.24 | 1097.177 | 1113.179 | 1128.399 | 1141.852 | 1159.157 | 1181.796 | 1208.68 | 1238.058
Counterfactual | Dem_BB008b | GWh | UKPN Eastern | Pelham |  | 600.541 | 595.691 | 588.238 | 586.358 | 585.16 | 582.759 | 590.22 | 597.925 | 604.462 | 612.178 | 622.038 | 628.544 | 635.364 | 644.578 | 655.775 | 665.779 | 675.611 | 684.552 | 694.768 | 706.245 | 717.945 | 728.323 | 738.178 | 746.9 | 758.038 | 772.674 | 790.065 | 809.023
Counterfactual | Dem_BB008b | GWh | UKPN Eastern | Rayleigh |  | 1153.656 | 1128.823 | 1099.477 | 1080.676 | 1063.273 | 1043.872 | 1057.095 | 1070.782 | 1082.506 | 1096.33 | 1113.896 | 1125.508 | 1137.636 | 1153.898 | 1173.796 | 1191.639 | 1209.225 | 1225.272 | 1243.569 | 1264.143 | 1285.108 | 1303.752 | 1321.466 | 1337.076 | 1357.137 | 1383.457 | 1414.723 | 1448.837
Counterfactual | Dem_BB008b | GWh | UKPN Eastern | Rye House |  | 787.112 | 790.019 | 789.161 | 795.657 | 802.93 | 808.392 | 818.859 | 829.648 | 838.8 | 849.587 | 863.355 | 872.461 | 882.013 | 894.829 | 910.404 | 924.295 | 937.948 | 950.358 | 964.519 | 980.448 | 996.688 | 1011.082 | 1024.755 | 1036.821 | 1052.265 | 1072.567 | 1096.69 | 1122.977
Counterfactual | Dem_BB008b | GWh | UKPN Eastern | Sheringham Shoal |  | 409.885 | 407.981 | 404.292 | 404.085 | 404.321 | 403.743 | 408.675 | 413.814 | 418.311 | 423.602 | 430.258 | 434.665 | 439.227 | 445.372 | 452.916 | 459.753 | 466.526 | 472.752 | 479.849 | 487.814 | 495.924 | 503.169 | 510.07 | 516.167 | 524.016 | 534.281 | 546.465 | 559.788
Counterfactual | Dem_BB008b | GWh | UKPN Eastern | Sundon |  | 1183.395 | 1198.618 | 1207.668 | 1227.648 | 1248.223 | 1265.488 | 1276.93 | 1298.835 | 1320.104 | 1340.677 | 1364.95 | 1382.521 | 1399.697 | 1427.34 | 1457.062 | 1483.863 | 1510.34 | 1539.334 | 1573.34 | 1600.169 | 1624.399 | 1645.609 | 1670.44 | 1700.835 | 1727.739 | 1762.039 | 1805.421 | 1856.004
Counterfactual | Dem_BB008b | GWh | UKPN Eastern | Tilbury |  | 377.409 | 383.106 | 386.621 | 394.775 | 403.232 | 410.55 | 416.904 | 423.273 | 428.304 | 434.227 | 442.018 | 447.205 | 452.806 | 460.071 | 468.681 | 476.05 | 483.136 | 489.367 | 496.488 | 504.574 | 512.838 | 520.005 | 526.776 | 532.573 | 540.043 | 550.003 | 561.898 | 574.727
Counterfactual | Dem_BB008b | GWh | UKPN Eastern | Tottenham |  | 654.964 | 662.271 | 666.279 | 676.339 | 686.981 | 696.001 | 704.951 | 714.195 | 722.007 | 731.247 | 743.05 | 750.849 | 759.027 | 769.914 | 783.317 | 795.27 | 807.014 | 817.691 | 829.972 | 843.676 | 857.652 | 870.039 | 881.806 | 892.192 | 905.486 | 922.952 | 943.707 | 966.336
Counterfactual | Dem_BB008b | GWh | UKPN Eastern | Walpole (_A) |  | 1000.559 | 1003.833 | 1002.292 | 1010.278 | 1019.248 | 1025.894 | 1039.358 | 1053.21 | 1064.928 | 1078.721 | 1096.346 | 1108.013 | 1120.271 | 1136.64 | 1156.5 | 1174.177 | 1191.522 | 1207.263 | 1225.227 | 1245.447 | 1266.067 | 1284.325 | 1301.667 | 1316.919 | 1336.48 | 1362.208 | 1392.792 | 1426.11
Counterfactual | Dem_BB008b | GWh | UKPN Eastern | Warley |  | 525.027 | 524.973 | 522.465 | 524.995 | 528.07 | 529.967 | 536.91 | 544.053 | 550.03 | 557.108 | 566.19 | 572.183 | 578.502 | 586.974 | 597.279 | 606.428 | 615.395 | 623.513 | 632.778 | 643.215 | 653.85 | 663.259 | 672.184 | 680.044 | 690.102 | 703.342 | 719.081 | 736.223
Counterfactual | Dem_BB008b | GWh | UKPN Eastern | Watford South |  | 442.59 | 448.825 | 452.65 | 461.294 | 470.311 | 478.098 | 484.902 | 491.81 | 497.396 | 504.003 | 512.611 | 518.308 | 524.394 | 532.437 | 542.104 | 550.52 | 558.69 | 565.976 | 574.309 | 583.723 | 593.324 | 601.733 | 609.694 | 616.636 | 625.506 | 637.263 | 651.275 | 666.455
Counterfactual | Dem_BB008b | GWh | UKPN Eastern | West Thurrock |  | 129.383 | 124.559 | 119.304 | 115.21 | 111.295 | 107.206 | 108.532 | 109.906 | 111.078 | 112.476 | 114.246 | 115.418 | 116.634 | 118.273 | 120.305 | 122.132 | 123.934 | 125.579 | 127.479 | 129.59 | 131.741 | 133.653 | 135.469 | 137.086 | 139.149 | 141.855 | 145.063 | 148.573
Counterfactual | Dem_BB008b | GWh | UKPN Eastern | Wymondley |  | 462.441 | 477.673 | 490.271 | 507.167 | 524.425 | 540.351 | 547.35 | 554.567 | 560.645 | 567.826 | 577.027 | 583.098 | 589.484 | 598.092 | 608.545 | 617.845 | 626.974 | 635.256 | 644.722 | 655.363 | 666.209 | 675.815 | 684.934 | 693.002 | 703.291 | 716.822 | 732.912 | 750.436
Counterfactual | Dem_BB008b | GWh | UKPN London | Acton Lane 22kV |  | 79.469 | 82.498 | 85.071 | 88.268 | 91.491 | 94.469 | 95.14 | 96.527 | 97.191 | 97.899 | 98.82 | 99.136 | 99.42 | 100.401 | 101.204 | 101.848 | 102.549 | 103.686 | 105.425 | 106.492 | 107.355 | 107.92 | 108.964 | 111.277 | 112.956 | 115.464 | 118.677 | 122.532
Counterfactual | Dem_BB008b | GWh | UKPN London | Barking |  | 208.236 | 215.224 | 221.051 | 228.587 | 236.265 | 243.357 | 246.295 | 249.36 | 252.009 | 255.15 | 259.129 | 261.745 | 264.469 | 268.138 | 272.705 | 276.831 | 280.908 | 284.651 | 288.964 | 293.755 | 298.64 | 302.991 | 307.134 | 310.826 | 315.532 | 321.698 | 329.012 | 337.005
Counterfactual | Dem_BB008b | GWh | UKPN London | Barking West |  | 477.979 | 482.426 | 484.57 | 490.773 | 497.421 | 502.967 | 509.117 | 515.526 | 521.075 | 527.627 | 535.918 | 541.386 | 547.071 | 554.707 | 564.164 | 572.7 | 581.139 | 588.883 | 597.769 | 607.682 | 617.782 | 626.787 | 635.349 | 642.957 | 652.688 | 665.434 | 680.562 | 697.092
Counterfactual | Dem_BB008b | GWh | UKPN London | Beddington (_C) |  | 224.277 | 226.441 | 227.467 | 230.637 | 233.995 | 236.781 | 239.863 | 243.037 | 245.669 | 248.796 | 252.83 | 255.483 | 258.291 | 262.065 | 266.686 | 270.782 | 274.784 | 278.407 | 282.56 | 287.213 | 291.959 | 296.149 | 300.126 | 303.628 | 308.099 | 313.992 | 320.999 | 328.623
Counterfactual | Dem_BB008b | GWh | UKPN London | Canal Bank |  | 71.869 | 74.606 | 76.931 | 79.817 | 82.728 | 85.417 | 86.014 | 87.27 | 87.862 | 88.497 | 89.332 | 89.613 | 89.867 | 90.757 | 91.479 | 92.067 | 92.703 | 93.732 | 95.309 | 96.274 | 97.053 | 97.57 | 98.511 | 100.604 | 102.127 | 104.399 | 107.304 | 110.794
Counterfactual | Dem_BB008b | GWh | UKPN London | City Road |  | 1890.909 | 1955.39 | 2010.634 | 2074.365 | 2139.177 | 2199.472 | 2207.543 | 2232.975 | 2243.042 | 2254.779 | 2270.04 | 2272.741 | 2274.186 | 2292.365 | 2307.251 | 2320.335 | 2335.492 | 2361.394 | 2401.364 | 2426.183 | 2446.439 | 2460.748 | 2486.286 | 2541.459 | 2582.556 | 2642.482 | 2718.836 | 2810.652
Counterfactual | Dem_BB008b | GWh | UKPN London | Greenford |  | 68.768 | 71.39 | 73.615 | 76.382 | 79.172 | 81.749 | 82.336 | 83.54 | 84.108 | 84.723 | 85.522 | 85.794 | 86.039 | 86.891 | 87.582 | 88.142 | 88.749 | 89.726 | 91.232 | 92.158 | 92.909 | 93.393 | 94.299 | 96.294 | 97.745 | 99.921 | 102.703 | 106.032
Counterfactual | Dem_BB008b | GWh | UKPN London | Hackney 132kV |  | 327.801 | 332.02 | 334.701 | 339.78 | 345.163 | 349.826 | 353.755 | 357.911 | 361.648 | 366.055 | 371.551 | 375.168 | 378.868 | 383.936 | 390.277 | 396.111 | 401.928 | 407.338 | 413.551 | 420.444 | 427.466 | 433.772 | 439.793 | 445.187 | 452.086 | 461.066 | 471.71 | 483.382
Counterfactual | Dem_BB008b | GWh | UKPN London | Hackney 66kV |  | 342.989 | 347.106 | 349.541 | 354.886 | 360.542 | 365.385 | 369.852 | 374.507 | 378.531 | 383.293 | 389.313 | 393.282 | 397.41 | 402.96 | 409.837 | 416.038 | 422.172 | 427.794 | 434.255 | 441.454 | 448.786 | 455.324 | 461.548 | 467.07 | 474.14 | 483.393 | 494.378 | 506.38
Counterfactual | Dem_BB008b | GWh | UKPN London | Hurst |  | 495.825 | 505.825 | 513.112 | 525.334 | 537.96 | 549.219 | 556.641 | 564.235 | 570.555 | 578.01 | 587.601 | 593.954 | 600.663 | 609.552 | 620.352 | 629.883 | 639.208 | 647.61 | 657.219 | 668.037 | 679.07 | 688.801 | 698.038 | 706.106 | 716.473 | 730.149 | 746.423 | 764.112
Counterfactual | Dem_BB008b | GWh | UKPN London | Islington |  | 281.43 | 291.892 | 300.797 | 311.734 | 322.783 | 333 | 335.183 | 339.908 | 342.081 | 344.458 | 347.567 | 348.579 | 349.478 | 352.7 | 355.337 | 357.489 | 359.865 | 363.79 | 369.868 | 373.594 | 376.614 | 378.594 | 382.269 | 390.413 | 396.357 | 405.22 | 416.574 | 430.185
Counterfactual | Dem_BB008b | GWh | UKPN London | Littlebrook (_C) |  | 376.236 | 379.286 | 380.65 | 384.721 | 389.171 | 392.85 | 397.198 | 401.802 | 405.961 | 410.878 | 416.996 | 421.014 | 425.119 | 430.796 | 437.884 | 444.418 | 450.945 | 457.018 | 463.973 | 471.713 | 479.593 | 486.686 | 493.446 | 499.51 | 507.269 | 517.366 | 529.324 | 542.455
Counterfactual | Dem_BB008b | GWh | UKPN London | Lodge Road |  | 735.038 | 761.684 | 784.398 | 811.738 | 839.405 | 865.037 | 869.825 | 881.286 | 886.365 | 891.996 | 899.315 | 901.356 | 903.018 | 911.188 | 917.853 | 923.42 | 929.64 | 939.94 | 955.78 | 965.562 | 973.504 | 978.887 | 988.678 | 1010.083 | 1025.84 | 1049.087 | 1078.794 | 1114.469
Counterfactual | Dem_BB008b | GWh | UKPN London | New Cross |  | 958.786 | 955.518 | 948.388 | 947.807 | 948.339 | 947.229 | 957.345 | 968.161 | 978.141 | 989.9 | 1004.397 | 1013.93 | 1023.584 | 1036.887 | 1053.671 | 1069.285 | 1084.962 | 1099.655 | 1116.471 | 1135.153 | 1154.162 | 1171.344 | 1187.743 | 1202.457 | 1221.358 | 1245.891 | 1274.929 | 1306.856
Counterfactual | Dem_BB008b | GWh | UKPN London | Perivale |  | 49.923 | 51.829 | 53.448 | 55.462 | 57.492 | 59.368 | 59.794 | 60.674 | 61.087 | 61.539 | 62.122 | 62.324 | 62.505 | 63.122 | 63.622 | 64.027 | 64.465 | 65.173 | 66.268 | 66.937 | 67.476 | 67.83 | 68.485 | 69.935 | 70.988 | 72.564 | 74.58 | 76.996
Counterfactual | Dem_BB008b | GWh | UKPN London | Redbridge |  | 245.533 | 247.986 | 249.22 | 252.685 | 256.373 | 259.465 | 262.765 | 266.18 | 269.079 | 272.511 | 276.886 | 279.774 | 282.8 | 286.83 | 291.802 | 296.249 | 300.623 | 304.607 | 309.185 | 314.294 | 319.503 | 324.128 | 328.519 | 332.401 | 337.373 | 343.897 | 351.647 | 360.096
Counterfactual | Dem_BB008b | GWh | UKPN London | St John's Wood |  | 1758.337 | 1818.276 | 1869.63 | 1928.861 | 1989.096 | 2045.136 | 2052.624 | 2076.252 | 2085.604 | 2096.501 | 2110.683 | 2113.183 | 2114.512 | 2131.397 | 2145.223 | 2157.372 | 2171.46 | 2195.537 | 2232.697 | 2255.775 | 2274.606 | 2287.908 | 2311.657 | 2362.958 | 2401.174 | 2456.894 | 2527.889 | 2613.271
Counterfactual | Dem_BB008b | GWh | UKPN London | Wesley Avenue (Willesden) |  | 15.335 | 15.923 | 16.425 | 17.059 | 17.698 | 18.286 | 18.44 | 18.736 | 18.871 | 19.028 | 19.228 | 19.309 | 19.392 | 19.542 | 19.672 | 19.776 | 19.887 | 20.088 | 20.404 | 20.594 | 20.746 | 20.836 | 21.016 | 21.445 | 21.752 | 22.224 | 22.836 | 23.559
Counterfactual | Dem_BB008b | GWh | UKPN London | West Ham |  | 899.676 | 836.841 | 772.01 | 715.24 | 660.043 | 604.314 | 611.66 | 619.317 | 625.951 | 633.799 | 643.723 | 650.262 | 657.06 | 666.208 | 677.555 | 687.801 | 697.937 | 707.239 | 717.931 | 729.835 | 741.964 | 752.781 | 763.073 | 772.221 | 783.921 | 799.234 | 817.41 | 837.272
Counterfactual | Dem_BB008b | GWh | UKPN London | Willesden 132kV |  | 532.167 | 551.775 | 568.47 | 588.782 | 609.313 | 628.314 | 632.116 | 640.748 | 644.656 | 648.955 | 654.543 | 656.225 | 657.662 | 663.779 | 668.768 | 672.887 | 677.444 | 684.936 | 696.462 | 703.561 | 709.314 | 713.169 | 720.221 | 735.7 | 747.056 | 763.877 | 785.382 | 811.201
Counterfactual | Dem_BB008b | GWh | UKPN London | Willesden 66kV |  | 139.595 | 144.758 | 149.153 | 154.514 | 159.932 | 164.944 | 165.965 | 168.249 | 169.29 | 170.43 | 171.921 | 172.373 | 172.764 | 174.382 | 175.696 | 176.78 | 177.979 | 179.944 | 182.967 | 184.834 | 186.342 | 187.352 | 189.193 | 193.253 | 196.231 | 200.638 | 206.28 | 213.054
Counterfactual | Dem_BB008b | GWh | UKPN London | Wimbledon North |  | 268.582 | 268.164 | 266.548 | 267.22 | 268.172 | 268.569 | 271.847 | 275.266 | 278.245 | 281.755 | 286.183 | 289.109 | 292.141 | 296.205 | 301.244 | 305.799 | 310.303 | 314.439 | 319.173 | 324.467 | 329.861 | 334.676 | 339.25 | 343.296 | 348.504 | 355.317 | 363.408 | 372.248
Counterfactual | Dem_BB008b | GWh | UKPN London | Wimbledon South |  | 1071.332 | 1083.609 | 1090.684 | 1106.632 | 1123.561 | 1138.005 | 1151.761 | 1166.121 | 1178.675 | 1193.476 | 1212.122 | 1224.433 | 1237.182 | 1254.292 | 1275.536 | 1294.782 | 1313.852 | 1331.391 | 1351.464 | 1373.898 | 1396.75 | 1417.165 | 1436.595 | 1453.768 | 1475.886 | 1504.809 | 1539.127 | 1576.659
Counterfactual | Dem_BB008b | GWh | UKPN South East | Beddington (_J) |  | 827.239 | 832.815 | 834.156 | 844.096 | 854.785 | 863.36 | 875.34 | 887.549 | 897.606 | 909.467 | 924.792 | 934.948 | 945.726 | 959.915 | 977.092 | 992.172 | 1006.869 | 1020.062 | 1035.138 | 1052.143 | 1069.499 | 1084.756 | 1099.228 | 1111.813 | 1128.011 | 1149.413 | 1174.886 | 1202.556
Counterfactual | Dem_BB008b | GWh | UKPN South East | Bolney |  | 1719.919 | 1743.38 | 1758.168 | 1788.162 | 1819.683 | 1846.991 | 1870.266 | 1894.384 | 1915.167 | 1939.636 | 1970.641 | 1991.159 | 2012.537 | 2041.149 | 2076.202 | 2107.709 | 2138.794 | 2167.217 | 2199.606 | 2236.027 | 2273.141 | 2306.176 | 2337.578 | 2365.236 | 2400.838 | 2447.519 | 2502.958 | 2563.485
Counterfactual | Dem_BB008b | GWh | UKPN South East | Canterbury |  | 486.741 | 481.333 | 473.911 | 470.808 | 468.283 | 464.852 | 470.607 | 476.585 | 481.697 | 487.753 | 495.456 | 500.524 | 505.827 | 513.054 | 521.88 | 529.809 | 537.623 | 544.765 | 552.936 | 562.085 | 571.405 | 579.701 | 587.584 | 594.608 | 603.545 | 615.262 | 629.174 | 644.365
Counterfactual | Dem_BB008b | GWh | UKPN South East | Chessington |  | 423.849 | 424.973 | 424.017 | 427.384 | 431.159 | 433.905 | 439.807 | 445.841 | 450.791 | 456.657 | 464.256 | 469.27 | 474.596 | 481.678 | 490.283 | 497.849 | 505.22 | 511.848 | 519.436 | 527.968 | 536.675 | 544.337 | 551.597 | 557.948 | 566.08 | 576.818 | 589.608 | 603.497
Counterfactual | Dem_BB008b | GWh | UKPN South East | Kemsley |  | 220.858 | 231.145 | 240.048 | 251.18 | 262.462 | 273.021 | 276.698 | 280.464 | 283.534 | 287.185 | 291.93 | 295.05 | 298.378 | 302.891 | 308.316 | 313.074 | 317.712 | 321.878 | 326.651 | 332.014 | 337.485 | 342.296 | 346.858 | 350.898 | 356.003 | 362.753 | 370.782 | 379.498
Counterfactual | Dem_BB008b | GWh | UKPN South East | Kingsnorth |  | 379.698 | 380.843 | 380.115 | 383.292 | 386.831 | 389.439 | 394.755 | 400.186 | 404.623 | 409.886 | 416.718 | 421.227 | 426.015 | 432.432 | 440.184 | 446.98 | 453.605 | 459.546 | 466.341 | 473.997 | 481.811 | 488.674 | 495.182 | 500.902 | 508.186 | 517.812 | 529.273 | 541.713
Counterfactual | Dem_BB008b | GWh | UKPN South East | Littlebrook (_J) |  | 28.832 | 27.289 | 25.68 | 24.463 | 23.315 | 22.137 | 22.444 | 22.751 | 22.892 | 23.111 | 23.477 | 23.69 | 23.957 | 24.383 | 24.928 | 25.357 | 25.743 | 26.055 | 26.445 | 26.857 | 27.281 | 27.616 | 27.93 | 28.22 | 28.54 | 28.987 | 29.522 | 30.083
Counterfactual | Dem_BB008b | GWh | UKPN South East | Ninfield |  | 862.067 | 868.742 | 871.157 | 881.642 | 892.927 | 902.139 | 913.853 | 925.928 | 936.148 | 948.212 | 963.609 | 973.795 | 984.481 | 998.74 | 1016.135 | 1031.647 | 1046.886 | 1060.73 | 1076.503 | 1094.282 | 1112.403 | 1128.463 | 1143.72 | 1157.099 | 1174.318 | 1196.955 | 1223.862 | 1253.179
Counterfactual | Dem_BB008b | GWh | UKPN South East | Northfleet East |  | 949.126 | 945.952 | 938.532 | 939.606 | 941.684 | 941.78 | 953.625 | 965.899 | 976.436 | 988.865 | 1004.643 | 1015.066 | 1025.944 | 1040.581 | 1058.486 | 1074.559 | 1090.415 | 1104.894 | 1121.422 | 1139.984 | 1158.894 | 1175.723 | 1191.715 | 1205.859 | 1223.988 | 1247.758 | 1275.991 | 1306.805
Counterfactual | Dem_BB008b | GWh | UKPN South East | Richborough |  | -1.995 | -2.114 | -2.214 | -2.221 | -2.219 | -2.219 | -2.231 | -2.25 | -2.385 | -2.496 | -2.546 | -2.613 | -2.638 | -2.535 | -2.46 | -2.451 | -2.475 | -2.537 | -2.581 | -2.649 | -2.717 | -2.812 | -2.909 | -2.936 | -3.078 | -3.24 | -3.424 | -3.652
Counterfactual | Dem_BB008b | GWh | UKPN South East | Sellindge |  | 240.628 | 241.386 | 241.034 | 242.835 | 244.883 | 246.398 | 249.441 | 252.601 | 255.249 | 258.411 | 262.476 | 265.133 | 267.932 | 271.834 | 276.562 | 280.782 | 284.929 | 288.7 | 293.021 | 297.86 | 302.787 | 307.161 | 311.311 | 315.045 | 319.739 | 325.9 | 333.222 | 341.202
Counterfactual | Dem_BB008b | GWh | UKPN South East | West Weybridge |  | 717.16 | 737.207 | 753.223 | 775.993 | 799.308 | 820.587 | 831.334 | 842.387 | 851.713 | 862.712 | 876.786 | 886.097 | 895.879 | 908.91 | 924.805 | 938.945 | 952.822 | 965.402 | 979.786 | 995.953 | 1012.436 | 1027.033 | 1040.891 | 1053.052 | 1068.677 | 1089.233 | 1113.669 | 1140.286
Counterfactual | Dem_BB009 | MW | Electricity North West | Bredbury |  | 0 | 0 | 0 | 0 | 0 | 0.34 | 0.341 | 0.431 | 0.431 | 0.432 | 1.116 | 1.116 | 1.116 | 1.294 | 1.657 | 1.806 | 1.86 | 2.162 | 2.463 | 2.576 | 2.692 | 3.145 | 3.483 | 3.54 | 3.599 | 3.873 | 4.539 | 4.678
Counterfactual | Dem_BB009 | MW | Electricity North West | Harker |  | 0 | 0 | 0 | 0 | 0 | 0 | 0 | 0 | 0 | 0 | 0 | 0 | 0 | 0 | 0 | 0 | 0 | 0 | 0 | 0 | 0 | 0 | 0 | 0 | 0 | 0 | 0 | 0
Counterfactual | Dem_BB009 | MW | Electricity North West | Heysham (NGET) |  | 0 | 0 | 0 | 0 | 0 | 0 | 0 | 0 | 0 | 0 | 0 | 0 | 0 | 0 | 0 | 0 | 0 | 0 | 0 | 0 | 0 | 0 | 0 | 0 | 0 | 0 | 0 | 0
Counterfactual | Dem_BB009 | MW | Electricity North West | Hutton |  | 0 | 0 | 0 | 0 | 0 | 0 | 0 | 0 | 0 | 0 | 0 | 0 | 0 | 0 | 0 | 0 | 0 | 0 | 0 | 0 | 0 | 0 | 0 | 0 | 0 | 0 | 0 | 0
Counterfactual | Dem_BB009 | MW | Electricity North West | Kearsley 132kV |  | 0 | 0 | 0 | 0 | 0 | 0 | 0 | 0 | 0 | 0 | 0 | 0 | 0 | 0 | 0 | 0 | 0 | 0 | 0 | 0 | 0 | 0 | 0 | 0 | 0 | 0 | 0 | 0
Counterfactual | Dem_BB009 | MW | Electricity North West | Kearsley 33kV |  | 0 | 0 | 0 | 0 | 0 | 0 | 0 | 0 | 0 | 0 | 0 | 0 | 0 | 0 | 0 | 0 | 0 | 0 | 0 | 0 | 0 | 0 | 0 | 0 | 0 | 0 | 0 | 0
Counterfactual | Dem_BB009 | MW | Electricity North West | Kirkby (_G) |  | 0 | 0 | 0 | 0 | 0 | 0.34 | 0.341 | 0.431 | 0.431 | 0.432 | 1.116 | 1.116 | 1.116 | 1.294 | 1.657 | 1.806 | 1.86 | 2.162 | 2.463 | 2.576 | 2.692 | 3.145 | 3.483 | 3.54 | 3.599 | 3.873 | 4.539 | 4.678
Counterfactual | Dem_BB009 | MW | Electricity North West | Macclesfield |  | 0 | 0 | 0 | 0 | 0 | 0 | 0 | 0 | 0 | 0 | 0 | 0 | 0 | 0 | 0 | 0 | 0 | 0 | 0 | 0 | 0 | 0 | 0 | 0 | 0 | 0 | 0 | 0
Counterfactual | Dem_BB009 | MW | Electricity North West | Ormonde |  | 0 | 0 | 0 | 0 | 0 | 0 | 0 | 0 | 0 | 0 | 0 | 0 | 0 | 0 | 0 | 0 | 0 | 0 | 0 | 0 | 0 | 0 | 0 | 0 | 0 | 0 | 0 | 0
Counterfactual | Dem_BB009 | MW | Electricity North West | Padiham |  | 0 | 0 | 0 | 0 | 0 | 0 | 0 | 0 | 0 | 0 | 0 | 0 | 0 | 0 | 0 | 0 | 0 | 0 | 0 | 0 | 0 | 0 | 0 | 0 | 0 | 0 | 0 | 0
Counterfactual | Dem_BB009 | MW | Electricity North West | Penwortham East |  | 0 | 0 | 0 | 0 | 0 | 0 | 0 | 0 | 0 | 0 | 0 | 0 | 0 | 0 | 0 | 0 | 0 | 0 | 0 | 0 | 0 | 0 | 0 | 0 | 0 | 0 | 0 | 0
Counterfactual | Dem_BB009 | MW | Electricity North West | Penwortham West |  | 0 | 0 | 0 | 0 | 0 | 0 | 0 | 0 | 0 | 0 | 0 | 0 | 0 | 0 | 0 | 0 | 0 | 0 | 0 | 0 | 0 | 0 | 0 | 0 | 0 | 0 | 0 | 0
Counterfactual | Dem_BB009 | MW | Electricity North West | Robin Rigg |  | 0 | 0 | 0 | 0 | 0 | 0 | 0 | 0 | 0 | 0 | 0 | 0 | 0 | 0 | 0 | 0 | 0 | 0 | 0 | 0 | 0 | 0 | 0 | 0 | 0 | 0 | 0 | 0
Counterfactual | Dem_BB009 | MW | Electricity North West | Rochdale |  | 0 | 0 | 0 | 0 | 0 | 0 | 0 | 0 | 0 | 0 | 0 | 0 | 0 | 0 | 0 | 0 | 0 | 0 | 0 | 0 | 0 | 0 | 0 | 0 | 0 | 0 | 0 | 0
Counterfactual | Dem_BB009 | MW | Electricity North West | South Manchester |  | 0 | 0 | 0 | 0 | 0 | 0 | 0 | 0 | 0 | 0 | 0 | 0 | 0 | 0 | 0 | 0 | 0 | 0 | 0 | 0 | 0 | 0 | 0 | 0 | 0 | 0 | 0 | 0
Counterfactual | Dem_BB009 | MW | Electricity North West | Stalybridge |  | 0 | 0 | 0 | 0 | 0 | 0 | 0 | 0 | 0 | 0 | 0 | 0 | 0 | 0 | 0 | 0 | 0 | 0 | 0 | 0 | 0 | 0 | 0 | 0 | 0 | 0 | 0 | 0
Counterfactual | Dem_BB009 | MW | Electricity North West | Stanah |  | 0 | 0 | 0 | 0 | 0 | 0 | 0 | 0 | 0 | 0 | 0 | 0 | 0 | 0 | 0 | 0 | 0 | 0 | 0 | 0 | 0 | 0 | 0 | 0 | 0 | 0 | 0 | 0
Counterfactual | Dem_BB009 | MW | Electricity North West | Walney 2 |  | 0 | 0 | 0 | 0 | 0 | 0 | 0 | 0 | 0 | 0 | 0 | 0 | 0 | 0 | 0 | 0 | 0 | 0 | 0 | 0 | 0 | 0 | 0 | 0 | 0 | 0 | 0 | 0
Counterfactual | Dem_BB009 | MW | Electricity North West | Washway Farm |  | 0 | 0 | 0 | 0 | 0 | 0 | 0 | 0 | 0 | 0 | 0 | 0 | 0 | 0 | 0 | 0 | 0 | 0 | 0 | 0 | 0 | 0 | 0 | 0 | 0 | 0 | 0 | 0
Counterfactual | Dem_BB009 | MW | Electricity North West | Whitegate |  | 0 | 0 | 0 | 0 | 0 | 0 | 0 | 0 | 0 | 0 | 0 | 0 | 0 | 0 | 0 | 0 | 0 | 0 | 0 | 0 | 0 | 0 | 0 | 0 | 0 | 0 | 0 | 0
Counterfactual | Dem_BB009 | MW | IDNO - Refer to Comment Field | Tynemouth 2 |  | 0 | 0 | 0 | 0 | 0 | 0 | 0 | 0 | 0 | 0 | 0 | 0 | 0 | 0 | 0 | 0 | 0 | 0 | 0 | 0 | 0 | 0 | 0 | 0 | 0 | 0 | 0 | 0 | Note: TYNE2 is operated by an IDNO allocated to GSP Group/licence area F
Counterfactual | Dem_BB009 | MW | NGED East Midlands | Berkswell |  | 0 | 0 | 0 | 0 | 0 | 0 | 0 | 0 | 0 | 0 | 0 | 0 | 0 | 0 | 0 | 0 | 0 | 0 | 0 | 0 | 0 | 0 | 0 | 0 | 0 | 0 | 0 | 0
Counterfactual | Dem_BB009 | MW | NGED East Midlands | Bicker Fen |  | 0 | 0 | 0 | 0 | 0 | 0 | 0 | 0 | 0 | 0 | 0 | 0 | 0 | 0 | 0 | 0 | 0 | 0 | 0 | 0 | 0 | 0 | 0 | 0 | 0 | 0 | 0 | 0
Counterfactual | Dem_BB009 | MW | NGED East Midlands | Chesterfield |  | 0 | 0 | 0 | 0 | 0 | 0 | 0 | 0 | 0 | 0 | 0 | 0 | 0 | 0 | 0 | 0 | 0 | 0 | 0 | 0 | 0 | 0 | 0 | 0 | 0 | 0 | 0 | 0
Counterfactual | Dem_BB009 | MW | NGED East Midlands | Coventry |  | 0 | 0 | 0 | 0 | 0 | 0 | 0 | 0 | 0 | 0 | 0 | 0 | 0 | 0 | 0 | 0 | 0 | 0 | 0 | 0 | 0 | 0 | 0 | 0 | 0 | 0 | 0 | 0
Counterfactual | Dem_BB009 | MW | NGED East Midlands | Drakelow |  | 0 | 0 | 0 | 0 | 0 | 0 | 0 | 0 | 0 | 0 | 0 | 0 | 0 | 0 | 0 | 0 | 0 | 0 | 0 | 0 | 0 | 0 | 0 | 0 | 0 | 0 | 0 | 0
Counterfactual | Dem_BB009 | MW | NGED East Midlands | East Claydon (_B) |  | 0 | 0 | 0 | 0 | 0 | 0 | 0 | 0 | 0 | 0 | 0 | 0 | 0 | 0 | 0 | 0 | 0 | 0 | 0 | 0 | 0 | 0 | 0 | 0 | 0 | 0 | 0 | 0
Counterfactual | Dem_BB009 | MW | NGED East Midlands | Enderby |  | 0 | 0 | 0 | 0 | 0 | 0 | 0 | 0 | 0 | 0 | 0 | 0 | 0 | 0 | 0 | 0 | 0 | 0 | 0 | 0 | 0 | 0 | 0 | 0 | 0 | 0 | 0 | 0
Counterfactual | Dem_BB009 | MW | NGED East Midlands | Grendon |  | 0 | 0 | 0 | 0 | 0 | 0 | 0 | 0 | 0 | 0 | 0 | 0 | 0 | 0 | 0 | 0 | 0 | 0 | 0 | 0 | 0 | 0 | 0 | 0 | 0 | 0 | 0 | 0
Counterfactual | Dem_BB009 | MW | NGED East Midlands | Ratcliffe |  | 0 | 0 | 0 | 0 | 0 | 0 | 0 | 0 | 0 | 0 | 0 | 0 | 0 | 0 | 0 | 0 | 0 | 0 | 0 | 0 | 0 | 0 | 0 | 0 | 0 | 0 | 0 | 0
Counterfactual | Dem_BB009 | MW | NGED East Midlands | Staythorpe |  | 0 | 0 | 0 | 0 | 0 | 0 | 0 | 0 | 0 | 0 | 0 | 0 | 0 | 0 | 0 | 0 | 0 | 0 | 0 | 0 | 0 | 0 | 0 | 0 | 0 | 0 | 0 | 0
Counterfactual | Dem_BB009 | MW | NGED East Midlands | Stoke Bardolph |  | 0 | 0 | 0 | 0 | 0 | 0 | 0 | 0 | 0 | 0 | 0 | 0 | 0 | 0 | 0 | 0 | 0 | 0 | 0 | 0 | 0 | 0 | 0 | 0 | 0 | 0 | 0 | 0
Counterfactual | Dem_BB009 | MW | NGED East Midlands | Walpole (_B) |  | 0 | 0 | 0 | 0 | 0 | 0 | 0 | 0 | 0 | 0 | 0 | 0 | 0 | 0 | 0 | 0 | 0 | 0 | 0 | 0 | 0 | 0 | 0 | 0 | 0 | 0 | 0 | 0
Counterfactual | Dem_BB009 | MW | NGED East Midlands | West Burton |  | 0 | 0 | 0 | 0 | 0 | 0 | 0 | 0 | 0 | 0 | 0 | 0 | 0 | 0 | 0 | 0 | 0 | 0 | 0 | 0 | 0 | 0 | 0 | 0 | 0 | 0 | 0 | 0
Counterfactual | Dem_BB009 | MW | NGED East Midlands | Willington |  | 0 | 0 | 0 | 0 | 0 | 0 | 0 | 0 | 0 | 0 | 0 | 0 | 0 | 0 | 0 | 0 | 0 | 0 | 0 | 0 | 0 | 0 | 0 | 0 | 0 | 0 | 0 | 0
Counterfactual | Dem_BB009 | MW | NGED South Wales | Aberthaw |  | 0 | 0 | 0 | 0 | 0 | 0 | 0 | 0 | 0 | 0 | 0 | 0 | 0 | 0 | 0 | 0 | 0 | 0 | 0 | 0 | 0 | 0 | 0 | 0 | 0 | 0 | 0 | 0
Counterfactual | Dem_BB009 | MW | NGED South Wales | Alpha Steel (Uskmouth) |  | 0 | 0 | 0 | 0 | 0 | 0 | 0 | 0 | 0 | 0 | 0 | 0 | 0 | 0 | 0 | 0 | 0 | 0 | 0 | 0 | 0 | 0 | 0 | 0 | 0 | 0 | 0 | 0
Counterfactual | Dem_BB009 | MW | NGED South Wales | Cardiff East |  | 0 | 0 | 0 | 0 | 0 | 0 | 0 | 0 | 0 | 0 | 0 | 0 | 0 | 0 | 0 | 0 | 0 | 0 | 0 | 0 | 0 | 0 | 0 | 0 | 0 | 0 | 0 | 0
Counterfactual | Dem_BB009 | MW | NGED South Wales | Grange |  | 0 | 0 | 0 | 0 | 0 | 0 | 0 | 0 | 0 | 0 | 0 | 0 | 0 | 0 | 0 | 0 | 0 | 0 | 0 | 0 | 0 | 0 | 0 | 0 | 0 | 0 | 0 | 0
Counterfactual | Dem_BB009 | MW | NGED South Wales | Imperial Park |  | 0 | 0 | 0 | 0 | 0 | 0 | 0 | 0 | 0 | 0 | 0 | 0 | 0 | 0 | 0 | 0 | 0 | 0 | 0 | 0 | 0 | 0 | 0 | 0 | 0 | 0 | 0 | 0
Counterfactual | Dem_BB009 | MW | NGED South Wales | Pembroke |  | 0 | 0 | 0 | 0 | 0 | 0 | 0 | 0 | 0 | 0 | 0 | 0 | 0 | 0 | 0 | 0 | 0 | 0 | 0 | 0 | 0 | 0 | 0 | 0 | 0 | 0 | 0 | 0
Counterfactual | Dem_BB009 | MW | NGED South Wales | Pyle |  | 0 | 0 | 0 | 0 | 0 | 0 | 0 | 0 | 0 | 0 | 0 | 0 | 0 | 0 | 0 | 0 | 0 | 0 | 0 | 0 | 0 | 0 | 0 | 0 | 0 | 0 | 0 | 0
Counterfactual | Dem_BB009 | MW | NGED South Wales | Rassau |  | 0 | 0 | 0 | 0 | 0 | 0 | 0 | 0 | 0 | 0 | 0 | 0 | 0 | 0 | 0 | 0 | 0 | 0 | 0 | 0 | 0 | 0 | 0 | 0 | 0 | 0 | 0 | 0
Counterfactual | Dem_BB009 | MW | NGED South Wales | Swansea North |  | 0.044 | 0.044 | 0.044 | 0.045 | 0.045 | 19.893 | 19.93 | 19.962 | 19.982 | 19.995 | 20.004 | 20.004 | 25.193 | 29.218 | 37.407 | 40.769 | 42 | 48.818 | 55.611 | 58.168 | 60.773 | 70.999 | 78.632 | 79.925 | 81.257 | 87.454 | 102.495 | 105.632
Counterfactual | Dem_BB009 | MW | NGED South Wales | Upper Boat 132kV |  | 0 | 0 | 0 | 0 | 0 | 0 | 0 | 0 | 0 | 0 | 0 | 0 | 0 | 0 | 0 | 0 | 0 | 0 | 0 | 0 | 0 | 0 | 0 | 0 | 0 | 0 | 0 | 0
Counterfactual | Dem_BB009 | MW | NGED South Wales | Upper Boat 33kV |  | 0 | 0 | 0 | 0 | 0 | 0 | 0 | 0 | 0 | 0 | 0 | 0 | 0 | 0 | 0 | 0 | 0 | 0 | 0 | 0 | 0 | 0 | 0 | 0 | 0 | 0 | 0 | 0
Counterfactual | Dem_BB009 | MW | NGED South Wales | Uskmouth |  | 0 | 0 | 0 | 0 | 0 | 0 | 0 | 0 | 0 | 0 | 0 | 0 | 0 | 0 | 0 | 0 | 0 | 0 | 0 | 0 | 0 | 0 | 0 | 0 | 0 | 0 | 0 | 0
Counterfactual | Dem_BB009 | MW | NGED South West | Abham |  | 0 | 0 | 0 | 0 | 0 | 0 | 0 | 0 | 0 | 0 | 0 | 0 | 0 | 0 | 0 | 0 | 0 | 0 | 0 | 0 | 0 | 0 | 0 | 0 | 0 | 0 | 0 | 0
Counterfactual | Dem_BB009 | MW | NGED South West | Alverdiscott |  | 0 | 0 | 0 | 0 | 0 | 0 | 0 | 0 | 0 | 0 | 0 | 0 | 0 | 0 | 0 | 0 | 0 | 0 | 0 | 0 | 0 | 0 | 0 | 0 | 0 | 0 | 0 | 0
Counterfactual | Dem_BB009 | MW | NGED South West | Axminster |  | 0 | 0 | 0 | 0 | 0 | 0 | 0 | 0 | 0 | 0 | 0 | 0 | 0 | 0 | 0 | 0 | 0 | 0 | 0 | 0 | 0 | 0 | 0 | 0 | 0 | 0 | 0 | 0
Counterfactual | Dem_BB009 | MW | NGED South West | Bridgewater |  | 0 | 0 | 0 | 0 | 0 | 0 | 0 | 0 | 0 | 0 | 0 | 0 | 0 | 0 | 0 | 0 | 0 | 0 | 0 | 0 | 0 | 0 | 0 | 0 | 0 | 0 | 0 | 0
Counterfactual | Dem_BB009 | MW | NGED South West | Exeter |  | 0 | 0 | 0 | 0 | 0 | 0 | 0 | 0 | 0 | 0 | 0 | 0 | 0 | 0 | 0 | 0 | 0 | 0 | 0 | 0 | 0 | 0 | 0 | 0 | 0 | 0 | 0 | 0
Counterfactual | Dem_BB009 | MW | NGED South West | Indian Queens |  | 0 | 0 | 0 | 0 | 0 | 0 | 0 | 0 | 0 | 0 | 0 | 0 | 0 | 0 | 0 | 0 | 0 | 0 | 0 | 0 | 0 | 0 | 0 | 0 | 0 | 0 | 0 | 0
Counterfactual | Dem_BB009 | MW | NGED South West | Landulph |  | 0 | 0 | 0 | 0 | 0 | 0 | 0 | 0 | 0 | 0 | 0 | 0 | 0 | 0 | 0 | 0 | 0 | 0 | 0 | 0 | 0 | 0 | 0 | 0 | 0 | 0 | 0 | 0
Counterfactual | Dem_BB009 | MW | NGED South West | Sandford |  | 0 | 0 | 0 | 0 | 0 | 0 | 0 | 0 | 0 | 0 | 0 | 0 | 0 | 0 | 0 | 0 | 0 | 0 | 0 | 0 | 0 | 0 | 0 | 0 | 0 | 0 | 0 | 0
Counterfactual | Dem_BB009 | MW | NGED South West | Seabank |  | 0 | 0 | 0 | 0 | 0 | 0 | 0 | 0 | 0 | 0 | 0 | 0 | 0 | 0 | 0 | 0 | 0 | 0 | 0 | 0 | 0 | 0 | 0 | 0 | 0 | 0 | 0 | 0
Counterfactual | Dem_BB009 | MW | NGED South West | Taunton |  | 0 | 0 | 0 | 0 | 0 | 0 | 0 | 0 | 0 | 0 | 0 | 0 | 0 | 0 | 0 | 0 | 0 | 0 | 0 | 0 | 0 | 0 | 0 | 0 | 0 | 0 | 0 | 0
Counterfactual | Dem_BB009 | MW | NGED West Midlands | Bishops Wood |  | 0 | 0 | 0 | 0 | 0 | 0 | 0 | 0 | 0 | 0 | 0 | 0 | 0 | 0 | 0 | 0 | 0 | 0 | 0 | 0 | 0 | 0 | 0 | 0 | 0 | 0 | 0 | 0
Counterfactual | Dem_BB009 | MW | NGED West Midlands | Bushbury |  | 0 | 0 | 0 | 0 | 0 | 0 | 0 | 0 | 0 | 0 | 0 | 0 | 0 | 0 | 0 | 0 | 0 | 0 | 0 | 0 | 0 | 0 | 0 | 0 | 0 | 0 | 0 | 0
Counterfactual | Dem_BB009 | MW | NGED West Midlands | Bustleholme |  | 3.8 | 3.8 | 3.811 | 3.928 | 3.955 | 6.053 | 6.065 | 6.075 | 6.08 | 6.085 | 6.087 | 6.087 | 6.087 | 7.06 | 9.038 | 9.851 | 10.148 | 11.795 | 13.437 | 14.055 | 14.684 | 17.155 | 18.999 | 19.312 | 19.634 | 21.131 | 24.765 | 25.523
Counterfactual | Dem_BB009 | MW | NGED West Midlands | Cellarhead |  | 0 | 0 | 0 | 0 | 0 | 0 | 0 | 0 | 0 | 0 | 0 | 0 | 0 | 0 | 0 | 0 | 0 | 0 | 0 | 0 | 0 | 0 | 0 | 0 | 0 | 0 | 0 | 0
Counterfactual | Dem_BB009 | MW | NGED West Midlands | Feckenham |  | 0 | 0 | 0 | 0 | 0 | 0 | 0 | 0 | 0 | 0 | 0 | 0 | 0 | 0 | 0 | 0 | 0 | 0 | 0 | 0 | 0 | 0 | 0 | 0 | 0 | 0 | 0 | 0
Counterfactual | Dem_BB009 | MW | NGED West Midlands | Hams Hall |  | 0 | 0 | 0 | 0 | 0 | 0 | 0 | 0 | 0 | 0 | 0 | 0 | 0 | 0 | 0 | 0 | 0 | 0 | 0 | 0 | 0 | 0 | 0 | 0 | 0 | 0 | 0 | 0
Counterfactual | Dem_BB009 | MW | NGED West Midlands | Iron Acton |  | 1.188 | 1.188 | 1.191 | 1.227 | 1.236 | 1.24 | 1.243 | 1.245 | 1.246 | 1.247 | 1.247 | 1.247 | 1.247 | 1.447 | 1.852 | 2.019 | 2.08 | 2.417 | 2.753 | 2.88 | 3.009 | 3.515 | 3.893 | 3.957 | 4.023 | 4.33 | 5.075 | 5.23
Counterfactual | Dem_BB009 | MW | NGED West Midlands | Ironbridge |  | 0 | 0 | 0 | 0 | 0 | 0 | 0 | 0 | 0 | 0 | 0 | 0 | 0 | 0 | 0 | 0 | 0 | 0 | 0 | 0 | 0 | 0 | 0 | 0 | 0 | 0 | 0 | 0
Counterfactual | Dem_BB009 | MW | NGED West Midlands | Kitwell |  | 0 | 0 | 0 | 0 | 0 | 0 | 0 | 0 | 0 | 0 | 0 | 0 | 0 | 0 | 0 | 0 | 0 | 0 | 0 | 0 | 0 | 0 | 0 | 0 | 0 | 0 | 0 | 0
Counterfactual | Dem_BB009 | MW | NGED West Midlands | Nechells |  | 0 | 0 | 0 | 0 | 0 | 0 | 0 | 0 | 0 | 0 | 0 | 0 | 0 | 0 | 0 | 0 | 0 | 0 | 0 | 0 | 0 | 0 | 0 | 0 | 0 | 0 | 0 | 0
Counterfactual | Dem_BB009 | MW | NGED West Midlands | Ocker Hill |  | 0 | 0 | 0 | 0 | 0 | 0 | 0 | 0 | 0 | 0 | 0 | 0 | 0 | 0 | 0 | 0 | 0 | 0 | 0 | 0 | 0 | 0 | 0 | 0 | 0 | 0 | 0 | 0
Counterfactual | Dem_BB009 | MW | NGED West Midlands | Oldbury |  | 0 | 0 | 0 | 0 | 0 | 0 | 0 | 0 | 0 | 0 | 0 | 0 | 0 | 0 | 0 | 0 | 0 | 0 | 0 | 0 | 0 | 0 | 0 | 0 | 0 | 0 | 0 | 0
Counterfactual | Dem_BB009 | MW | NGED West Midlands | Penn |  | 0 | 0 | 0 | 0 | 0 | 0 | 0 | 0 | 0 | 0 | 0 | 0 | 0 | 0 | 0 | 0 | 0 | 0 | 0 | 0 | 0 | 0 | 0 | 0 | 0 | 0 | 0 | 0
Counterfactual | Dem_BB009 | MW | NGED West Midlands | Rugeley |  | 0 | 0 | 0 | 0 | 0 | 0 | 0 | 0 | 0 | 0 | 0 | 0 | 0 | 0 | 0 | 0 | 0 | 0 | 0 | 0 | 0 | 0 | 0 | 0 | 0 | 0 | 0 | 0
Counterfactual | Dem_BB009 | MW | NGED West Midlands | Shrewsbury |  | 0 | 0 | 0 | 0 | 0 | 0 | 0 | 0 | 0 | 0 | 0 | 0 | 0 | 0 | 0 | 0 | 0 | 0 | 0 | 0 | 0 | 0 | 0 | 0 | 0 | 0 | 0 | 0
Counterfactual | Dem_BB009 | MW | NGED West Midlands | Walham |  | 0 | 0 | 0 | 0 | 0 | 0 | 0 | 0 | 0 | 0 | 0 | 0 | 0 | 0 | 0 | 0 | 0 | 0 | 0 | 0 | 0 | 0 | 0 | 0 | 0 | 0 | 0 | 0
Counterfactual | Dem_BB009 | MW | NGED West Midlands | Willenhall |  | 0 | 0 | 0 | 0 | 0 | 0 | 0 | 0 | 0 | 0 | 0 | 0 | 0 | 0 | 0 | 0 | 0 | 0 | 0 | 0 | 0 | 0 | 0 | 0 | 0 | 0 | 0 | 0
Counterfactual | Dem_BB009 | MW | NGET | Direct(NGET) |  | 2.046 | 2.26 | 2.267 | 3.27 | 3.292 | 3.304 | 102.732 | 130.504 | 130.631 | 144.549 | 147.605 | 147.607 | 204.255 | 236.88 | 303.279 | 330.532 | 340.514 | 395.786 | 450.867 | 471.597 | 492.712 | 575.623 | 637.506 | 647.986 | 658.788 | 709.028 | 830.974 | 856.403
Counterfactual | Dem_BB009 | MW | NPg Northeast | Blyth 132kV |  | 0 | 0 | 0 | 0 | 0 | 0 | 0 | 0 | 0 | 0 | 0 | 0 | 0 | 0 | 0 | 0 | 0 | 0 | 0 | 0 | 0 | 0 | 0 | 0 | 0 | 0 | 0 | 0
Counterfactual | Dem_BB009 | MW | NPg Northeast | Blyth 66kV |  | 0 | 0 | 0 | 0 | 0 | 0 | 0 | 100.579 | 100.677 | 100.744 | 100.788 | 154.676 | 154.678 | 179.383 | 229.666 | 250.304 | 257.863 | 299.72 | 341.431 | 357.13 | 373.119 | 435.906 | 482.768 | 490.705 | 498.885 | 536.931 | 629.277 | 648.534
Counterfactual | Dem_BB009 | MW | NPg Northeast | Fourstones |  | 0 | 0 | 0 | 0 | 0 | 0 | 0 | 0 | 0 | 0 | 0 | 0 | 0 | 0 | 0 | 0 | 0 | 0 | 0 | 0 | 0 | 0 | 0 | 0 | 0 | 0 | 0 | 0
Counterfactual | Dem_BB009 | MW | NPg Northeast | Hart Moor |  | 0 | 0 | 0 | 0 | 0 | 0 | 0 | 0 | 0 | 0 | 0 | 0 | 0 | 0 | 0 | 0 | 0 | 0 | 0 | 0 | 0 | 0 | 0 | 0 | 0 | 0 | 0 | 0
Counterfactual | Dem_BB009 | MW | NPg Northeast | Hawthorn Pit |  | 0 | 0 | 0 | 0 | 0 | 0 | 0 | 0 | 0 | 0 | 0 | 0 | 0 | 0 | 0 | 0 | 0 | 0 | 0 | 0 | 0 | 0 | 0 | 0 | 0 | 0 | 0 | 0
Counterfactual | Dem_BB009 | MW | NPg Northeast | Knaresborough |  | 0 | 0 | 0 | 0 | 0 | 0 | 0 | 0 | 0 | 0 | 0 | 0 | 0 | 0 | 0 | 0 | 0 | 0 | 0 | 0 | 0 | 0 | 0 | 0 | 0 | 0 | 0 | 0
Counterfactual | Dem_BB009 | MW | NPg Northeast | Lackenby |  | 0 | 0 | 0 | 0 | 0 | 0 | 0 | 0 | 0 | 0 | 0 | 0 | 0 | 0 | 0 | 0 | 0 | 0 | 0 | 0 | 0 | 0 | 0 | 0 | 0 | 0 | 0 | 0
Counterfactual | Dem_BB009 | MW | NPg Northeast | Norton |  | 0 | 0 | 0 | 0 | 0 | 0 | 0 | 0 | 0 | 0 | 0 | 0 | 0 | 0 | 0 | 0 | 0 | 0 | 0 | 0 | 0 | 0 | 0 | 0 | 0 | 0 | 0 | 0
Counterfactual | Dem_BB009 | MW | NPg Northeast | Offerton |  | 0 | 0 | 0 | 0 | 0 | 0 | 0 | 0 | 0 | 0 | 0 | 0 | 0 | 0 | 0 | 0 | 0 | 0 | 0 | 0 | 0 | 0 | 0 | 0 | 0 | 0 | 0 | 0
Counterfactual | Dem_BB009 | MW | NPg Northeast | Osbaldwick |  | 0 | 0 | 0 | 0 | 0 | 0 | 0 | 0 | 0 | 0 | 0 | 0 | 0 | 0 | 0 | 0 | 0 | 0 | 0 | 0 | 0 | 0 | 0 | 0 | 0 | 0 | 0 | 0
Counterfactual | Dem_BB009 | MW | NPg Northeast | Poppleton |  | 0 | 0 | 0 | 0 | 0 | 0 | 0 | 0 | 0 | 0 | 0 | 0 | 0 | 0 | 0 | 0 | 0 | 0 | 0 | 0 | 0 | 0 | 0 | 0 | 0 | 0 | 0 | 0
Counterfactual | Dem_BB009 | MW | NPg Northeast | Saltholme |  | 0 | 0 | 0 | 0 | 0 | 0 | 0 | 0 | 0 | 0 | 0 | 0 | 0 | 0 | 0 | 0 | 0 | 0 | 0 | 0 | 0 | 0 | 0 | 0 | 0 | 0 | 0 | 0
Counterfactual | Dem_BB009 | MW | NPg Northeast | South Shields |  | 0 | 0 | 0 | 0 | 0 | 0 | 0 | 0 | 0 | 0 | 0 | 0 | 0 | 0 | 0 | 0 | 0 | 0 | 0 | 0 | 0 | 0 | 0 | 0 | 0 | 0 | 0 | 0
Counterfactual | Dem_BB009 | MW | NPg Northeast | Spennymoor |  | 0 | 0 | 0 | 0 | 0 | 0 | 0 | 0 | 0 | 0 | 0 | 0 | 0 | 0 | 0 | 0 | 0 | 0 | 0 | 0 | 0 | 0 | 0 | 0 | 0 | 0 | 0 | 0
Counterfactual | Dem_BB009 | MW | NPg Northeast | Stella North |  | 0 | 0 | 0 | 0 | 0 | 0 | 0 | 0 | 0 | 0 | 0 | 0 | 0 | 0 | 0 | 0 | 0 | 0 | 0 | 0 | 0 | 0 | 0 | 0 | 0 | 0 | 0 | 0
Counterfactual | Dem_BB009 | MW | NPg Northeast | Stella South |  | 0 | 0 | 0 | 0 | 0 | 0 | 0 | 0 | 0 | 0 | 0 | 0 | 0 | 0 | 0 | 0 | 0 | 0 | 0 | 0 | 0 | 0 | 0 | 0 | 0 | 0 | 0 | 0
Counterfactual | Dem_BB009 | MW | NPg Northeast | Tynemouth 1 |  | 0 | 0 | 0 | 0 | 0 | 0 | 0 | 0 | 0 | 0 | 0 | 0 | 0 | 0 | 0 | 0 | 0 | 0 | 0 | 0 | 0 | 0 | 0 | 0 | 0 | 0 | 0 | 0
Counterfactual | Dem_BB009 | MW | NPg Northeast | West Boldon |  | 0 | 0 | 0 | 0 | 0 | 0 | 0 | 0 | 0 | 0 | 0 | 0 | 0 | 0 | 0 | 0 | 0 | 0 | 0 | 0 | 0 | 0 | 0 | 0 | 0 | 0 | 0 | 0
Counterfactual | Dem_BB009 | MW | NPg Yorkshire | Bradford West |  | 0 | 0 | 0 | 0 | 0 | 0 | 0 | 0 | 0 | 0 | 0 | 0 | 0 | 0 | 0 | 0 | 0 | 0 | 0 | 0 | 0 | 0 | 0 | 0 | 0 | 0 | 0 | 0
Counterfactual | Dem_BB009 | MW | NPg Yorkshire | Camblesforth |  | 0 | 0 | 0 | 0.486 | 0.49 | 0.491 | 0.492 | 4.9 | 4.905 | 89.788 | 89.827 | 89.828 | 174.748 | 202.66 | 259.467 | 282.783 | 291.323 | 338.61 | 385.734 | 403.47 | 421.534 | 492.468 | 545.411 | 554.377 | 563.619 | 606.601 | 710.931 | 732.686
Counterfactual | Dem_BB009 | MW | NPg Yorkshire | Creyke Beck |  | 0 | 0 | 0 | 0 | 0 | 0 | 0 | 0 | 0 | 0 | 0 | 0 | 0 | 0 | 0 | 0 | 0 | 0 | 0 | 0 | 0 | 0 | 0 | 0 | 0 | 0 | 0 | 0
Counterfactual | Dem_BB009 | MW | NPg Yorkshire | Drax |  | 0 | 0 | 0 | 0 | 0 | 0 | 0 | 0 | 0 | 0 | 0 | 0 | 0 | 0 | 0 | 0 | 0 | 0 | 0 | 0 | 0 | 0 | 0 | 0 | 0 | 0 | 0 | 0
Counterfactual | Dem_BB009 | MW | NPg Yorkshire | Elland |  | 0 | 0 | 0 | 0.003 | 0.003 | 0.003 | 0.003 | 0.03 | 0.03 | 0.548 | 0.548 | 0.548 | 1.067 | 1.237 | 1.584 | 1.726 | 1.778 | 2.067 | 2.355 | 2.463 | 2.573 | 3.006 | 3.329 | 3.384 | 3.44 | 3.703 | 4.34 | 4.472
Counterfactual | Dem_BB009 | MW | NPg Yorkshire | Ferrybridge A |  | 0 | 0 | 0 | 0 | 0 | 0 | 0 | 0 | 0 | 0 | 0 | 0 | 0 | 0 | 0 | 0 | 0 | 0 | 0 | 0 | 0 | 0 | 0 | 0 | 0 | 0 | 0 | 0
Counterfactual | Dem_BB009 | MW | NPg Yorkshire | Ferrybridge B (_M) |  | 0 | 0 | 0 | 0 | 0 | 0 | 0 | 0 | 0 | 0 | 0 | 0 | 0 | 0 | 0 | 0 | 0 | 0 | 0 | 0 | 0 | 0 | 0 | 0 | 0 | 0 | 0 | 0
Counterfactual | Dem_BB009 | MW | NPg Yorkshire | Grimsby West |  | 0 | 0 | 0 | 0 | 0 | 0 | 0 | 0 | 0 | 0 | 0 | 0 | 0 | 0 | 0 | 0 | 0 | 0 | 0 | 0 | 0 | 0 | 0 | 0 | 0 | 0 | 0 | 0
Counterfactual | Dem_BB009 | MW | NPg Yorkshire | Jordanthorpe |  | 0 | 0 | 0 | 0 | 0 | 0 | 0 | 0 | 0 | 0 | 0 | 0 | 0 | 0 | 0 | 0 | 0 | 0 | 0 | 0 | 0 | 0 | 0 | 0 | 0 | 0 | 0 | 0
Counterfactual | Dem_BB009 | MW | NPg Yorkshire | Keadby |  | 0 | 0 | 0 | 0 | 0 | 0 | 0 | 0 | 0 | 0 | 0 | 0 | 0 | 0 | 0 | 0 | 0 | 0 | 0 | 0 | 0 | 0 | 0 | 0 | 0 | 0 | 0 | 0
Counterfactual | Dem_BB009 | MW | NPg Yorkshire | Kirkstall B |  | 0 | 0 | 0 | 0 | 0 | 0 | 0 | 0 | 0 | 0 | 0 | 0 | 0 | 0 | 0 | 0 | 0 | 0 | 0 | 0 | 0 | 0 | 0 | 0 | 0 | 0 | 0 | 0
Counterfactual | Dem_BB009 | MW | NPg Yorkshire | Neepsend |  | 0 | 0 | 0 | 0.003 | 0.003 | 0.003 | 0.003 | 0.03 | 0.03 | 0.548 | 0.548 | 0.548 | 1.067 | 1.237 | 1.584 | 1.726 | 1.778 | 2.067 | 2.355 | 2.463 | 2.573 | 3.006 | 3.329 | 3.384 | 3.44 | 3.703 | 4.34 | 4.472
Counterfactual | Dem_BB009 | MW | NPg Yorkshire | Norton Lees |  | 0 | 0 | 0 | 0 | 0 | 0 | 0 | 0 | 0 | 0 | 0 | 0 | 0 | 0 | 0 | 0 | 0 | 0 | 0 | 0 | 0 | 0 | 0 | 0 | 0 | 0 | 0 | 0
Counterfactual | Dem_BB009 | MW | NPg Yorkshire | Pitsmoor |  | 0 | 0 | 0 | 0 | 0 | 0 | 0 | 0 | 0 | 0 | 0 | 0 | 0 | 0 | 0 | 0 | 0 | 0 | 0 | 0 | 0 | 0 | 0 | 0 | 0 | 0 | 0 | 0
Counterfactual | Dem_BB009 | MW | NPg Yorkshire | Saltend North |  | 0 | 0 | 0 | 0 | 0 | 0 | 0 | 0 | 0 | 0 | 0 | 0 | 0 | 0 | 0 | 0 | 0 | 0 | 0 | 0 | 0 | 0 | 0 | 0 | 0 | 0 | 0 | 0
Counterfactual | Dem_BB009 | MW | NPg Yorkshire | Sheffield City |  | 0 | 0 | 0 | 0 | 0 | 0 | 0 | 0 | 0 | 0 | 0 | 0 | 0 | 0 | 0 | 0 | 0 | 0 | 0 | 0 | 0 | 0 | 0 | 0 | 0 | 0 | 0 | 0
Counterfactual | Dem_BB009 | MW | NPg Yorkshire | Skelton Grange |  | 0 | 0 | 0 | 0 | 0 | 0 | 0 | 0 | 0 | 0 | 0 | 0 | 0 | 0 | 0 | 0 | 0 | 0 | 0 | 0 | 0 | 0 | 0 | 0 | 0 | 0 | 0 | 0
Counterfactual | Dem_BB009 | MW | NPg Yorkshire | Templeborough |  | 0 | 0 | 0 | 0 | 0 | 0 | 0 | 0 | 0 | 0 | 0 | 0 | 0 | 0 | 0 | 0 | 0 | 0 | 0 | 0 | 0 | 0 | 0 | 0 | 0 | 0 | 0 | 0
Counterfactual | Dem_BB009 | MW | NPg Yorkshire | Thorpe Marsh |  | 0 | 0 | 0 | 0 | 0 | 0 | 0 | 0 | 0 | 0 | 0 | 0 | 0 | 0 | 0 | 0 | 0 | 0 | 0 | 0 | 0 | 0 | 0 | 0 | 0 | 0 | 0 | 0
Counterfactual | Dem_BB009 | MW | NPg Yorkshire | Thurcroft |  | 0 | 0 | 0 | 0 | 0 | 0 | 0 | 0 | 0 | 0 | 0 | 0 | 0 | 0 | 0 | 0 | 0 | 0 | 0 | 0 | 0 | 0 | 0 | 0 | 0 | 0 | 0 | 0
Counterfactual | Dem_BB009 | MW | NPg Yorkshire | West Melton |  | 0 | 0 | 0 | 0 | 0 | 0 | 0 | 0 | 0 | 0 | 0 | 0 | 0 | 0 | 0 | 0 | 0 | 0 | 0 | 0 | 0 | 0 | 0 | 0 | 0 | 0 | 0 | 0
Counterfactual | Dem_BB009 | MW | NPg Yorkshire | Wincobank |  | 0 | 0 | 0 | 0 | 0 | 0 | 0 | 0 | 0 | 0 | 0 | 0 | 0 | 0 | 0 | 0 | 0 | 0 | 0 | 0 | 0 | 0 | 0 | 0 | 0 | 0 | 0 | 0
Counterfactual | Dem_BB009 | MW | SHETL | Direct(SHETL) |  | 1.9 | 1.9 | 1.906 | 1.964 | 1.978 | 12.481 | 12.504 | 12.869 | 12.882 | 12.89 | 35.748 | 35.748 | 36.171 | 41.948 | 53.707 | 58.533 | 60.3 | 70.088 | 79.842 | 83.513 | 87.253 | 101.935 | 112.894 | 114.749 | 116.662 | 125.559 | 147.154 | 151.657
Counterfactual | Dem_BB009 | MW | SPEN | Ayr |  | 0 | 0 | 0 | 0 | 0 | 0 | 0 | 0 | 0 | 0 | 0 | 0 | 0 | 0 | 0 | 0 | 0 | 0 | 0 | 0 | 0 | 0 | 0 | 0 | 0 | 0 | 0 | 0
Counterfactual | Dem_BB009 | MW | SPEN | Bainsford |  | 0 | 0 | 0 | 0 | 0 | 0 | 0 | 0 | 0 | 0 | 0 | 0 | 0 | 0 | 0 | 0 | 0 | 0 | 0 | 0 | 0 | 0 | 0 | 0 | 0 | 0 | 0 | 0
Counterfactual | Dem_BB009 | MW | SPEN | Bathgate |  | 0 | 0 | 0 | 0 | 0 | 0 | 0 | 0 | 0 | 0 | 0 | 0 | 0 | 0 | 0 | 0 | 0 | 0 | 0 | 0 | 0 | 0 | 0 | 0 | 0 | 0 | 0 | 0
Counterfactual | Dem_BB009 | MW | SPEN | Berwick |  | 0 | 0 | 0 | 0 | 0 | 0 | 0 | 0 | 0 | 0 | 0 | 0 | 0 | 0 | 0 | 0 | 0 | 0 | 0 | 0 | 0 | 0 | 0 | 0 | 0 | 0 | 0 | 0
Counterfactual | Dem_BB009 | MW | SPEN | Bonnybridge |  | 0 | 0 | 0 | 0 | 0 | 0 | 0 | 0 | 0 | 0 | 0 | 0 | 0 | 0 | 0 | 0 | 0 | 0 | 0 | 0 | 0 | 0 | 0 | 0 | 0 | 0 | 0 | 0
Counterfactual | Dem_BB009 | MW | SPEN | Braehead Park |  | 0.176 | 1.601 | 1.605 | 1.655 | 1.666 | 1.672 | 11.617 | 11.636 | 84.912 | 84.969 | 85.006 | 86.254 | 91.245 | 105.819 | 135.481 | 147.655 | 152.114 | 176.806 | 201.411 | 210.672 | 220.104 | 257.142 | 284.787 | 289.468 | 294.294 | 316.737 | 371.213 | 382.572
Counterfactual | Dem_BB009 | MW | SPEN | Carntyne |  | 0 | 0 | 0 | 0 | 0 | 0 | 0 | 0 | 0 | 0 | 0 | 0 | 0 | 0 | 0 | 0 | 0 | 0 | 0 | 0 | 0 | 0 | 0 | 0 | 0 | 0 | 0 | 0
Counterfactual | Dem_BB009 | MW | SPEN | Carsfad |  | 0 | 0 | 0 | 0 | 0 | 0 | 0 | 0 | 0 | 0 | 0 | 0 | 0 | 0 | 0 | 0 | 0 | 0 | 0 | 0 | 0 | 0 | 0 | 0 | 0 | 0 | 0 | 0
Counterfactual | Dem_BB009 | MW | SPEN | Chapelcross |  | 0 | 0 | 0 | 0 | 0 | 0 | 0 | 0 | 0 | 0 | 0 | 0 | 0 | 0 | 0 | 0 | 0 | 0 | 0 | 0 | 0 | 0 | 0 | 0 | 0 | 0 | 0 | 0
Counterfactual | Dem_BB009 | MW | SPEN | Charlotte Street |  | 0 | 0 | 0 | 0 | 0 | 0 | 0 | 0 | 0 | 0 | 0 | 0 | 0 | 0 | 0 | 0 | 0 | 0 | 0 | 0 | 0 | 0 | 0 | 0 | 0 | 0 | 0 | 0
Counterfactual | Dem_BB009 | MW | SPEN | Clyde’s Mill |  | 0 | 0 | 0 | 0 | 0 | 0 | 0 | 0 | 0 | 0 | 0 | 0 | 0 | 0 | 0 | 0 | 0 | 0 | 0 | 0 | 0 | 0 | 0 | 0 | 0 | 0 | 0 | 0 | GSP also referred to as Westburn Road
Counterfactual | Dem_BB009 | MW | SPEN | Coatbridge |  | 0 | 0 | 0 | 0 | 0 | 0 | 0 | 0 | 0 | 0 | 0 | 0 | 0 | 0 | 0 | 0 | 0 | 0 | 0 | 0 | 0 | 0 | 0 | 0 | 0 | 0 | 0 | 0
Counterfactual | Dem_BB009 | MW | SPEN | Cockenzie |  | 0 | 0 | 0 | 0 | 0 | 0 | 0 | 0 | 0 | 0 | 0 | 0 | 0 | 0 | 0 | 0 | 0 | 0 | 0 | 0 | 0 | 0 | 0 | 0 | 0 | 0 | 0 | 0
Counterfactual | Dem_BB009 | MW | SPEN | Coylton |  | 0 | 0 | 0 | 0 | 0 | 0 | 0 | 0 | 0 | 0 | 0 | 0 | 0 | 0 | 0 | 0 | 0 | 0 | 0 | 0 | 0 | 0 | 0 | 0 | 0 | 0 | 0 | 0
Counterfactual | Dem_BB009 | MW | SPEN | Crookston A |  | 0 | 0 | 0 | 0 | 0 | 0 | 0 | 0 | 0 | 0 | 0 | 0 | 0 | 0 | 0 | 0 | 0 | 0 | 0 | 0 | 0 | 0 | 0 | 0 | 0 | 0 | 0 | 0
Counterfactual | Dem_BB009 | MW | SPEN | Crookston B |  | 0 | 0 | 0 | 0 | 0 | 0 | 0 | 0 | 0 | 0 | 0 | 0 | 0 | 0 | 0 | 0 | 0 | 0 | 0 | 0 | 0 | 0 | 0 | 0 | 0 | 0 | 0 | 0
Counterfactual | Dem_BB009 | MW | SPEN | Cumbernauld |  | 0 | 0 | 0 | 0 | 0 | 0 | 0 | 0 | 0 | 0 | 0 | 0 | 0 | 0 | 0 | 0 | 0 | 0 | 0 | 0 | 0 | 0 | 0 | 0 | 0 | 0 | 0 | 0
Counterfactual | Dem_BB009 | MW | SPEN | Cupar |  | 0 | 0 | 0 | 0 | 0 | 0 | 0 | 0 | 0 | 0 | 0 | 0 | 0 | 0 | 0 | 0 | 0 | 0 | 0 | 0 | 0 | 0 | 0 | 0 | 0 | 0 | 0 | 0
Counterfactual | Dem_BB009 | MW | SPEN | Currie |  | 0 | 0 | 0 | 0 | 0 | 0 | 0 | 0 | 0 | 0 | 0 | 0 | 0 | 0 | 0 | 0 | 0 | 0 | 0 | 0 | 0 | 0 | 0 | 0 | 0 | 0 | 0 | 0
Counterfactual | Dem_BB009 | MW | SPEN | Dalmarnock |  | 0 | 0 | 0 | 0 | 0 | 0 | 0 | 0 | 0 | 0 | 0 | 0 | 0 | 0 | 0 | 0 | 0 | 0 | 0 | 0 | 0 | 0 | 0 | 0 | 0 | 0 | 0 | 0
Counterfactual | Dem_BB009 | MW | SPEN | Devol Moor |  | 0 | 0 | 0 | 0 | 0 | 0 | 0 | 0 | 0 | 0 | 0 | 0 | 0 | 0 | 0 | 0 | 0 | 0 | 0 | 0 | 0 | 0 | 0 | 0 | 0 | 0 | 0 | 0
Counterfactual | Dem_BB009 | MW | SPEN | Devonside |  | 0 | 0 | 0 | 0 | 0 | 0 | 0 | 0 | 0 | 0 | 0 | 0 | 0 | 0 | 0 | 0 | 0 | 0 | 0 | 0 | 0 | 0 | 0 | 0 | 0 | 0 | 0 | 0
Counterfactual | Dem_BB009 | MW | SPEN | Dewar Place |  | 0 | 0 | 0 | 0 | 0 | 0 | 0 | 0 | 0 | 0 | 0 | 0 | 0 | 0 | 0 | 0 | 0 | 0 | 0 | 0 | 0 | 0 | 0 | 0 | 0 | 0 | 0 | 0
Counterfactual | Dem_BB009 | MW | SPEN | Drumchapel |  | 0 | 0 | 0 | 0 | 0 | 0 | 0 | 0 | 0 | 0 | 0 | 0 | 0 | 0 | 0 | 0 | 0 | 0 | 0 | 0 | 0 | 0 | 0 | 0 | 0 | 0 | 0 | 0
Counterfactual | Dem_BB009 | MW | SPEN | Drumcross |  | 0 | 0 | 0 | 0 | 0 | 0 | 0 | 0 | 0 | 0 | 0 | 0 | 0 | 0 | 0 | 0 | 0 | 0 | 0 | 0 | 0 | 0 | 0 | 0 | 0 | 0 | 0 | 0
Counterfactual | Dem_BB009 | MW | SPEN | Dumfries 11 |  | 0 | 0 | 0 | 0 | 0 | 0 | 0 | 0 | 0 | 0 | 0 | 0 | 0 | 0 | 0 | 0 | 0 | 0 | 0 | 0 | 0 | 0 | 0 | 0 | 0 | 0 | 0 | 0
Counterfactual | Dem_BB009 | MW | SPEN | Dumfries 33 |  | 0 | 0 | 0 | 0 | 0 | 0 | 0 | 0 | 0 | 0 | 0 | 0 | 0 | 0 | 0 | 0 | 0 | 0 | 0 | 0 | 0 | 0 | 0 | 0 | 0 | 0 | 0 | 0
Counterfactual | Dem_BB009 | MW | SPEN | Dumfries ICI |  | 0 | 0 | 0 | 0 | 0 | 0 | 0 | 0 | 0 | 0 | 0 | 0 | 0 | 0 | 0 | 0 | 0 | 0 | 0 | 0 | 0 | 0 | 0 | 0 | 0 | 0 | 0 | 0
Counterfactual | Dem_BB009 | MW | SPEN | Dunbar |  | 0 | 0 | 0 | 0 | 0 | 0 | 0 | 0 | 0 | 0 | 0 | 0 | 0 | 0 | 0 | 0 | 0 | 0 | 0 | 0 | 0 | 0 | 0 | 0 | 0 | 0 | 0 | 0
Counterfactual | Dem_BB009 | MW | SPEN | Dunbar A |  | 0 | 0 | 0 | 0 | 0 | 0 | 0 | 0 | 0 | 0 | 0 | 0 | 0 | 0 | 0 | 0 | 0 | 0 | 0 | 0 | 0 | 0 | 0 | 0 | 0 | 0 | 0 | 0
Counterfactual | Dem_BB009 | MW | SPEN | Dunbar B |  | 0 | 0 | 0 | 0 | 0 | 0 | 0 | 0 | 0 | 0 | 0 | 0 | 0 | 0 | 0 | 0 | 0 | 0 | 0 | 0 | 0 | 0 | 0 | 0 | 0 | 0 | 0 | 0
Counterfactual | Dem_BB009 | MW | SPEN | Dunfermline |  | 0 | 0 | 0 | 0 | 0 | 0 | 0 | 0 | 0 | 0 | 0 | 0 | 0 | 0 | 0 | 0 | 0 | 0 | 0 | 0 | 0 | 0 | 0 | 0 | 0 | 0 | 0 | 0
Counterfactual | Dem_BB009 | MW | SPEN | Earlstoun |  | 0 | 0 | 0 | 0 | 0 | 0 | 0 | 0 | 0 | 0 | 0 | 0 | 0 | 0 | 0 | 0 | 0 | 0 | 0 | 0 | 0 | 0 | 0 | 0 | 0 | 0 | 0 | 0
Counterfactual | Dem_BB009 | MW | SPEN | East Kilbride |  | 0 | 0 | 0 | 0 | 0 | 0 | 0 | 0 | 0 | 0 | 0 | 0 | 0 | 0 | 0 | 0 | 0 | 0 | 0 | 0 | 0 | 0 | 0 | 0 | 0 | 0 | 0 | 0
Counterfactual | Dem_BB009 | MW | SPEN | East Kilbride South |  | 0 | 0 | 0 | 0 | 0 | 0 | 0 | 0 | 0 | 0 | 0 | 0 | 0 | 0 | 0 | 0 | 0 | 0 | 0 | 0 | 0 | 0 | 0 | 0 | 0 | 0 | 0 | 0
Counterfactual | Dem_BB009 | MW | SPEN | Easterhouse |  | 0 | 0 | 0 | 0 | 0 | 0 | 0 | 0 | 0 | 0 | 0 | 0 | 0 | 0 | 0 | 0 | 0 | 0 | 0 | 0 | 0 | 0 | 0 | 0 | 0 | 0 | 0 | 0
Counterfactual | Dem_BB009 | MW | SPEN | Eccles |  | 0.176 | 1.601 | 1.605 | 1.655 | 1.666 | 1.672 | 11.617 | 11.636 | 84.912 | 84.969 | 85.006 | 86.254 | 91.245 | 105.819 | 135.481 | 147.655 | 152.114 | 176.806 | 201.411 | 210.672 | 220.104 | 257.142 | 284.787 | 289.468 | 294.294 | 316.737 | 371.213 | 382.572
Counterfactual | Dem_BB009 | MW | SPEN | Elderslie |  | 0 | 0 | 0 | 0 | 0 | 0 | 0 | 0 | 0 | 0 | 0 | 0 | 0 | 0 | 0 | 0 | 0 | 0 | 0 | 0 | 0 | 0 | 0 | 0 | 0 | 0 | 0 | 0
Counterfactual | Dem_BB009 | MW | SPEN | Erskine |  | 0 | 0 | 0 | 0 | 0 | 0 | 0 | 0 | 0 | 0 | 0 | 0 | 0 | 0 | 0 | 0 | 0 | 0 | 0 | 0 | 0 | 0 | 0 | 0 | 0 | 0 | 0 | 0
Counterfactual | Dem_BB009 | MW | SPEN | Finnieston |  | 0 | 0 | 0 | 0 | 0 | 0 | 0 | 0 | 0 | 0 | 0 | 0 | 0 | 0 | 0 | 0 | 0 | 0 | 0 | 0 | 0 | 0 | 0 | 0 | 0 | 0 | 0 | 0
Counterfactual | Dem_BB009 | MW | SPEN | Galashiels |  | 0 | 0 | 0 | 0 | 0 | 0 | 0 | 0 | 0 | 0 | 0 | 0 | 0 | 0 | 0 | 0 | 0 | 0 | 0 | 0 | 0 | 0 | 0 | 0 | 0 | 0 | 0 | 0
Counterfactual | Dem_BB009 | MW | SPEN | Giffnock |  | 0 | 0 | 0 | 0 | 0 | 0 | 0 | 0 | 0 | 0 | 0 | 0 | 0 | 0 | 0 | 0 | 0 | 0 | 0 | 0 | 0 | 0 | 0 | 0 | 0 | 0 | 0 | 0
Counterfactual | Dem_BB009 | MW | SPEN | Glenlee |  | 0 | 0 | 0 | 0 | 0 | 0 | 0 | 0 | 0 | 0 | 0 | 0 | 0 | 0 | 0 | 0 | 0 | 0 | 0 | 0 | 0 | 0 | 0 | 0 | 0 | 0 | 0 | 0
Counterfactual | Dem_BB009 | MW | SPEN | Glenluce |  | 0 | 0 | 0 | 0 | 0 | 0 | 0 | 0 | 0 | 0 | 0 | 0 | 0 | 0 | 0 | 0 | 0 | 0 | 0 | 0 | 0 | 0 | 0 | 0 | 0 | 0 | 0 | 0
Counterfactual | Dem_BB009 | MW | SPEN | Glenniston |  | 0 | 0 | 0 | 0 | 0 | 0 | 0 | 0 | 0 | 0 | 0 | 0 | 0 | 0 | 0 | 0 | 0 | 0 | 0 | 0 | 0 | 0 | 0 | 0 | 0 | 0 | 0 | 0
Counterfactual | Dem_BB009 | MW | SPEN | Glenrothes |  | 0 | 0 | 0 | 0 | 0 | 0 | 0 | 0 | 0 | 0 | 0 | 0 | 0 | 0 | 0 | 0 | 0 | 0 | 0 | 0 | 0 | 0 | 0 | 0 | 0 | 0 | 0 | 0
Counterfactual | Dem_BB009 | MW | SPEN | Gorgie |  | 0 | 0 | 0 | 0 | 0 | 0 | 0 | 0 | 0 | 0 | 0 | 0 | 0 | 0 | 0 | 0 | 0 | 0 | 0 | 0 | 0 | 0 | 0 | 0 | 0 | 0 | 0 | 0
Counterfactual | Dem_BB009 | MW | SPEN | Govan |  | 0 | 0 | 0 | 0 | 0 | 0 | 0 | 0 | 0 | 0 | 0 | 0 | 0 | 0 | 0 | 0 | 0 | 0 | 0 | 0 | 0 | 0 | 0 | 0 | 0 | 0 | 0 | 0
Counterfactual | Dem_BB009 | MW | SPEN | Grangemouth A |  | 0 | 0 | 0 | 0 | 0 | 0 | 0 | 0 | 0 | 0 | 0 | 0 | 0 | 0 | 0 | 0 | 0 | 0 | 0 | 0 | 0 | 0 | 0 | 0 | 0 | 0 | 0 | 0
Counterfactual | Dem_BB009 | MW | SPEN | Grangemouth C |  | 0 | 0 | 0 | 0 | 0 | 0 | 0 | 0 | 0 | 0 | 0 | 0 | 0 | 0 | 0 | 0 | 0 | 0 | 0 | 0 | 0 | 0 | 0 | 0 | 0 | 0 | 0 | 0
Counterfactual | Dem_BB009 | MW | SPEN | Haggs Road |  | 0 | 0 | 0 | 0 | 0 | 0 | 0 | 0 | 0 | 0 | 0 | 0 | 0 | 0 | 0 | 0 | 0 | 0 | 0 | 0 | 0 | 0 | 0 | 0 | 0 | 0 | 0 | 0
Counterfactual | Dem_BB009 | MW | SPEN | Hawick |  | 0 | 0 | 0 | 0 | 0 | 0 | 0 | 0 | 0 | 0 | 0 | 0 | 0 | 0 | 0 | 0 | 0 | 0 | 0 | 0 | 0 | 0 | 0 | 0 | 0 | 0 | 0 | 0
Counterfactual | Dem_BB009 | MW | SPEN | Helensburgh |  | 0 | 0 | 0 | 0 | 0 | 0 | 0 | 0 | 0 | 0 | 0 | 0 | 0 | 0 | 0 | 0 | 0 | 0 | 0 | 0 | 0 | 0 | 0 | 0 | 0 | 0 | 0 | 0
Counterfactual | Dem_BB009 | MW | SPEN | Hunterston Farm |  | 0 | 0 | 0 | 0 | 0 | 0 | 0 | 0 | 0 | 0 | 0 | 0 | 0 | 0 | 0 | 0 | 0 | 0 | 0 | 0 | 0 | 0 | 0 | 0 | 0 | 0 | 0 | 0
Counterfactual | Dem_BB009 | MW | SPEN | Inverkeithing |  | 0 | 0 | 0 | 0 | 0 | 0 | 0 | 0 | 0 | 0 | 0 | 0 | 0 | 0 | 0 | 0 | 0 | 0 | 0 | 0 | 0 | 0 | 0 | 0 | 0 | 0 | 0 | 0
Counterfactual | Dem_BB009 | MW | SPEN | Johnstone |  | 0 | 0 | 0 | 0 | 0 | 0 | 0 | 0 | 0 | 0 | 0 | 0 | 0 | 0 | 0 | 0 | 0 | 0 | 0 | 0 | 0 | 0 | 0 | 0 | 0 | 0 | 0 | 0
Counterfactual | Dem_BB009 | MW | SPEN | Kaimes |  | 0 | 0 | 0 | 0 | 0 | 0 | 0 | 0 | 0 | 0 | 0 | 0 | 0 | 0 | 0 | 0 | 0 | 0 | 0 | 0 | 0 | 0 | 0 | 0 | 0 | 0 | 0 | 0
Counterfactual | Dem_BB009 | MW | SPEN | Kendoon |  | 0 | 0 | 0 | 0 | 0 | 0 | 0 | 0 | 0 | 0 | 0 | 0 | 0 | 0 | 0 | 0 | 0 | 0 | 0 | 0 | 0 | 0 | 0 | 0 | 0 | 0 | 0 | 0
Counterfactual | Dem_BB009 | MW | SPEN | Kilbowie 11 |  | 0 | 0 | 0 | 0 | 0 | 0 | 0 | 0 | 0 | 0 | 0 | 0 | 0 | 0 | 0 | 0 | 0 | 0 | 0 | 0 | 0 | 0 | 0 | 0 | 0 | 0 | 0 | 0
Counterfactual | Dem_BB009 | MW | SPEN | Kilbowie 33 |  | 0 | 0 | 0 | 0 | 0 | 0 | 0 | 0 | 0 | 0 | 0 | 0 | 0 | 0 | 0 | 0 | 0 | 0 | 0 | 0 | 0 | 0 | 0 | 0 | 0 | 0 | 0 | 0
Counterfactual | Dem_BB009 | MW | SPEN | Killermont |  | 0 | 0 | 0 | 0 | 0 | 0 | 0 | 0 | 0 | 0 | 0 | 0 | 0 | 0 | 0 | 0 | 0 | 0 | 0 | 0 | 0 | 0 | 0 | 0 | 0 | 0 | 0 | 0
Counterfactual | Dem_BB009 | MW | SPEN | Kilwinning |  | 0 | 0 | 0 | 0 | 0 | 0 | 0 | 0 | 0 | 0 | 0 | 0 | 0 | 0 | 0 | 0 | 0 | 0 | 0 | 0 | 0 | 0 | 0 | 0 | 0 | 0 | 0 | 0
Counterfactual | Dem_BB009 | MW | SPEN | Lesmahagow |  | 0 | 0 | 0 | 0 | 0 | 0 | 0 | 0 | 0 | 0 | 0 | 0 | 0 | 0 | 0 | 0 | 0 | 0 | 0 | 0 | 0 | 0 | 0 | 0 | 0 | 0 | 0 | 0
Counterfactual | Dem_BB009 | MW | SPEN | Leven |  | 0 | 0 | 0 | 0 | 0 | 0 | 0 | 0 | 0 | 0 | 0 | 0 | 0 | 0 | 0 | 0 | 0 | 0 | 0 | 0 | 0 | 0 | 0 | 0 | 0 | 0 | 0 | 0
Counterfactual | Dem_BB009 | MW | SPEN | Livingston East |  | 0 | 0 | 0 | 0 | 0 | 0 | 0 | 0 | 0 | 0 | 0 | 0 | 0 | 0 | 0 | 0 | 0 | 0 | 0 | 0 | 0 | 0 | 0 | 0 | 0 | 0 | 0 | 0
Counterfactual | Dem_BB009 | MW | SPEN | Maybole |  | 0 | 0 | 0 | 0 | 0 | 0 | 0 | 0 | 0 | 0 | 0 | 0 | 0 | 0 | 0 | 0 | 0 | 0 | 0 | 0 | 0 | 0 | 0 | 0 | 0 | 0 | 0 | 0
Counterfactual | Dem_BB009 | MW | SPEN | Moffat |  | 0 | 0 | 0 | 0 | 0 | 0 | 0 | 0 | 0 | 0 | 0 | 0 | 0 | 0 | 0 | 0 | 0 | 0 | 0 | 0 | 0 | 0 | 0 | 0 | 0 | 0 | 0 | 0
Counterfactual | Dem_BB009 | MW | SPEN | Newarthill |  | 0 | 0 | 0 | 0 | 0 | 0 | 0 | 0 | 0 | 0 | 0 | 0 | 0 | 0 | 0 | 0 | 0 | 0 | 0 | 0 | 0 | 0 | 0 | 0 | 0 | 0 | 0 | 0
Counterfactual | Dem_BB009 | MW | SPEN | Newton Stewart |  | 0 | 0 | 0 | 0 | 0 | 0 | 0 | 0 | 0 | 0 | 0 | 0 | 0 | 0 | 0 | 0 | 0 | 0 | 0 | 0 | 0 | 0 | 0 | 0 | 0 | 0 | 0 | 0
Counterfactual | Dem_BB009 | MW | SPEN | Paisley |  | 0 | 0 | 0 | 0 | 0 | 0 | 0 | 0 | 0 | 0 | 0 | 0 | 0 | 0 | 0 | 0 | 0 | 0 | 0 | 0 | 0 | 0 | 0 | 0 | 0 | 0 | 0 | 0
Counterfactual | Dem_BB009 | MW | SPEN | Partick |  | 0 | 0 | 0 | 0 | 0 | 0 | 0 | 0 | 0 | 0 | 0 | 0 | 0 | 0 | 0 | 0 | 0 | 0 | 0 | 0 | 0 | 0 | 0 | 0 | 0 | 0 | 0 | 0
Counterfactual | Dem_BB009 | MW | SPEN | Port Dundas |  | 0 | 0 | 0 | 0 | 0 | 0 | 0 | 0 | 0 | 0 | 0 | 0 | 0 | 0 | 0 | 0 | 0 | 0 | 0 | 0 | 0 | 0 | 0 | 0 | 0 | 0 | 0 | 0
Counterfactual | Dem_BB009 | MW | SPEN | Portobello |  | 0 | 0 | 0 | 0 | 0 | 0 | 0 | 0 | 0 | 0 | 0 | 0 | 0 | 0 | 0 | 0 | 0 | 0 | 0 | 0 | 0 | 0 | 0 | 0 | 0 | 0 | 0 | 0
Counterfactual | Dem_BB009 | MW | SPEN | Ravenscraig |  | 0 | 0 | 0 | 0 | 0 | 0 | 0 | 0 | 0 | 0 | 0 | 0 | 0 | 0 | 0 | 0 | 0 | 0 | 0 | 0 | 0 | 0 | 0 | 0 | 0 | 0 | 0 | 0
Counterfactual | Dem_BB009 | MW | SPEN | Redhouse |  | 0 | 0 | 0 | 0 | 0 | 0 | 0 | 0 | 0 | 0 | 0 | 0 | 0 | 0 | 0 | 0 | 0 | 0 | 0 | 0 | 0 | 0 | 0 | 0 | 0 | 0 | 0 | 0
Counterfactual | Dem_BB009 | MW | SPEN | Saltcoats A |  | 0 | 0 | 0 | 0 | 0 | 0 | 0 | 0 | 0 | 0 | 0 | 0 | 0 | 0 | 0 | 0 | 0 | 0 | 0 | 0 | 0 | 0 | 0 | 0 | 0 | 0 | 0 | 0
Counterfactual | Dem_BB009 | MW | SPEN | Saltcoats B |  | 0 | 0 | 0 | 0 | 0 | 0 | 0 | 0 | 0 | 0 | 0 | 0 | 0 | 0 | 0 | 0 | 0 | 0 | 0 | 0 | 0 | 0 | 0 | 0 | 0 | 0 | 0 | 0
Counterfactual | Dem_BB009 | MW | SPEN | Shrubhill |  | 0 | 0 | 0 | 0 | 0 | 0 | 0 | 0 | 0 | 0 | 0 | 0 | 0 | 0 | 0 | 0 | 0 | 0 | 0 | 0 | 0 | 0 | 0 | 0 | 0 | 0 | 0 | 0
Counterfactual | Dem_BB009 | MW | SPEN | Sighthill |  | 0 | 0 | 0 | 0 | 0 | 0 | 0 | 0 | 0 | 0 | 0 | 0 | 0 | 0 | 0 | 0 | 0 | 0 | 0 | 0 | 0 | 0 | 0 | 0 | 0 | 0 | 0 | 0
Counterfactual | Dem_BB009 | MW | SPEN | Spango Valley |  | 0 | 0 | 0 | 0 | 0 | 0 | 0 | 0 | 0 | 0 | 0 | 0 | 0 | 0 | 0 | 0 | 0 | 0 | 0 | 0 | 0 | 0 | 0 | 0 | 0 | 0 | 0 | 0
Counterfactual | Dem_BB009 | MW | SPEN | St Andrews Cross |  | 0 | 0 | 0 | 0 | 0 | 0 | 0 | 0 | 0 | 0 | 0 | 0 | 0 | 0 | 0 | 0 | 0 | 0 | 0 | 0 | 0 | 0 | 0 | 0 | 0 | 0 | 0 | 0
Counterfactual | Dem_BB009 | MW | SPEN | Stirling |  | 0 | 0 | 0 | 0 | 0 | 0 | 0 | 0 | 0 | 0 | 0 | 0 | 0 | 0 | 0 | 0 | 0 | 0 | 0 | 0 | 0 | 0 | 0 | 0 | 0 | 0 | 0 | 0
Counterfactual | Dem_BB009 | MW | SPEN | Strathaven |  | 0 | 0 | 0 | 0 | 0 | 0 | 0 | 0 | 0 | 0 | 0 | 0 | 0 | 0 | 0 | 0 | 0 | 0 | 0 | 0 | 0 | 0 | 0 | 0 | 0 | 0 | 0 | 0
Counterfactual | Dem_BB009 | MW | SPEN | Strathleven |  | 0 | 0 | 0 | 0 | 0 | 0 | 0 | 0 | 0 | 0 | 0 | 0 | 0 | 0 | 0 | 0 | 0 | 0 | 0 | 0 | 0 | 0 | 0 | 0 | 0 | 0 | 0 | 0
Counterfactual | Dem_BB009 | MW | SPEN | Telford Road |  | 0 | 0 | 0 | 0 | 0 | 0 | 0 | 0 | 0 | 0 | 0 | 0 | 0 | 0 | 0 | 0 | 0 | 0 | 0 | 0 | 0 | 0 | 0 | 0 | 0 | 0 | 0 | 0
Counterfactual | Dem_BB009 | MW | SPEN | Tongland |  | 0 | 0 | 0 | 0 | 0 | 0 | 0 | 0 | 0 | 0 | 0 | 0 | 0 | 0 | 0 | 0 | 0 | 0 | 0 | 0 | 0 | 0 | 0 | 0 | 0 | 0 | 0 | 0
Counterfactual | Dem_BB009 | MW | SPEN | West George Street |  | 0 | 0 | 0 | 0 | 0 | 0 | 0 | 0 | 0 | 0 | 0 | 0 | 0 | 0 | 0 | 0 | 0 | 0 | 0 | 0 | 0 | 0 | 0 | 0 | 0 | 0 | 0 | 0
Counterfactual | Dem_BB009 | MW | SPEN | Westfield |  | 0 | 0 | 0 | 0 | 0 | 0 | 0 | 0 | 0 | 0 | 0 | 0 | 0 | 0 | 0 | 0 | 0 | 0 | 0 | 0 | 0 | 0 | 0 | 0 | 0 | 0 | 0 | 0
Counterfactual | Dem_BB009 | MW | SPEN | Whitehouse |  | 0 | 0 | 0 | 0 | 0 | 0 | 0 | 0 | 0 | 0 | 0 | 0 | 0 | 0 | 0 | 0 | 0 | 0 | 0 | 0 | 0 | 0 | 0 | 0 | 0 | 0 | 0 | 0
Counterfactual | Dem_BB009 | MW | SPEN | Wishaw |  | 0 | 0 | 0 | 0 | 0 | 0 | 0 | 0 | 0 | 0 | 0 | 0 | 0 | 0 | 0 | 0 | 0 | 0 | 0 | 0 | 0 | 0 | 0 | 0 | 0 | 0 | 0 | 0
Counterfactual | Dem_BB009 | MW | SPEN Manweb | Birkenhead |  | 0 | 0 | 0 | 0 | 0 | 38.674 | 38.746 | 48.997 | 49.044 | 49.077 | 126.879 | 126.88 | 126.881 | 147.147 | 188.394 | 205.323 | 211.524 | 245.858 | 280.074 | 292.951 | 306.068 | 357.571 | 396.012 | 402.522 | 409.232 | 440.441 | 516.192 | 531.989
Counterfactual | Dem_BB009 | MW | SPEN Manweb | Capenhurst |  | 0 | 0 | 0 | 0 | 0 | 0 | 0 | 0 | 0 | 0 | 0 | 0 | 0 | 0 | 0 | 0 | 0 | 0 | 0 | 0 | 0 | 0 | 0 | 0 | 0 | 0 | 0 | 0
Counterfactual | Dem_BB009 | MW | SPEN Manweb | Carrington |  | 0 | 0 | 0 | 0 | 0 | 0 | 0 | 0 | 0 | 0 | 0 | 0 | 0 | 0 | 0 | 0 | 0 | 0 | 0 | 0 | 0 | 0 | 0 | 0 | 0 | 0 | 0 | 0
Counterfactual | Dem_BB009 | MW | SPEN Manweb | Connah's Quay |  | 0 | 0 | 0 | 0 | 0 | 0 | 0 | 0 | 0 | 0 | 0 | 0 | 0 | 0 | 0 | 0 | 0 | 0 | 0 | 0 | 0 | 0 | 0 | 0 | 0 | 0 | 0 | 0
Counterfactual | Dem_BB009 | MW | SPEN Manweb | Fiddlers Ferry |  | 0 | 0 | 0 | 0 | 0 | 0 | 0 | 0 | 0 | 0 | 0 | 0 | 0 | 0 | 0 | 0 | 0 | 0 | 0 | 0 | 0 | 0 | 0 | 0 | 0 | 0 | 0 | 0
Counterfactual | Dem_BB009 | MW | SPEN Manweb | Frodsham |  | 0 | 0 | 0 | 0 | 0 | 0.34 | 0.341 | 0.431 | 0.431 | 0.432 | 1.116 | 1.116 | 1.116 | 1.294 | 1.657 | 1.806 | 1.86 | 2.162 | 2.463 | 2.576 | 2.692 | 3.145 | 3.483 | 3.54 | 3.599 | 3.873 | 4.539 | 4.678
Counterfactual | Dem_BB009 | MW | SPEN Manweb | Kirkby (_D) |  | 0 | 0 | 0 | 0 | 0 | 0 | 0 | 0 | 0 | 0 | 0 | 0 | 0 | 0 | 0 | 0 | 0 | 0 | 0 | 0 | 0 | 0 | 0 | 0 | 0 | 0 | 0 | 0
Counterfactual | Dem_BB009 | MW | SPEN Manweb | Legacy |  | 0 | 0 | 0 | 0 | 0 | 0 | 0 | 0 | 0 | 0 | 0 | 0 | 0 | 0 | 0 | 0 | 0 | 0 | 0 | 0 | 0 | 0 | 0 | 0 | 0 | 0 | 0 | 0
Counterfactual | Dem_BB009 | MW | SPEN Manweb | Lister Drive |  | 0 | 0 | 0 | 0 | 0 | 0 | 0 | 0 | 0 | 0 | 0 | 0 | 0 | 0 | 0 | 0 | 0 | 0 | 0 | 0 | 0 | 0 | 0 | 0 | 0 | 0 | 0 | 0
Counterfactual | Dem_BB009 | MW | SPEN Manweb | Pentir |  | 0 | 0 | 0 | 0 | 0 | 0 | 0 | 0 | 0 | 0 | 0.1 | 0.1 | 0.1 | 0.116 | 0.148 | 0.161 | 0.166 | 0.193 | 0.22 | 0.23 | 0.241 | 0.281 | 0.311 | 0.317 | 0.322 | 0.346 | 0.406 | 0.418
Counterfactual | Dem_BB009 | MW | SPEN Manweb | Rainhill |  | 0 | 0 | 0 | 0 | 0 | 0 | 0 | 0 | 0 | 0 | 0 | 0 | 0 | 0 | 0 | 0 | 0 | 0 | 0 | 0 | 0 | 0 | 0 | 0 | 0 | 0 | 0 | 0
Counterfactual | Dem_BB009 | MW | SPEN Manweb | St. Asaph |  | 0 | 0 | 0 | 0 | 0 | 0 | 0 | 0 | 0 | 0 | 0 | 0 | 0 | 0 | 0 | 0 | 0 | 0 | 0 | 0 | 0 | 0 | 0 | 0 | 0 | 0 | 0 | 0
Counterfactual | Dem_BB009 | MW | SPEN Manweb | Trawsfynydd |  | 0 | 0 | 0 | 0 | 0 | 0 | 0 | 0 | 0 | 0 | 0 | 0 | 0 | 0 | 0 | 0 | 0 | 0 | 0 | 0 | 0 | 0 | 0 | 0 | 0 | 0 | 0 | 0
Counterfactual | Dem_BB009 | MW | SPEN Manweb | Wylfa |  | 0 | 0 | 0 | 0 | 0 | 0 | 0 | 0 | 0 | 0 | 0 | 0 | 0 | 0 | 0 | 0 | 0 | 0 | 0 | 0 | 0 | 0 | 0 | 0 | 0 | 0 | 0 | 0
Counterfactual | Dem_BB009 | MW | SPTL | Direct(SPTL) |  | 0 | 0 | 0 | 0 | 0 | 14.313 | 14.34 | 22.981 | 23.003 | 23.018 | 23.028 | 23.029 | 33.584 | 38.948 | 49.865 | 54.346 | 55.988 | 65.076 | 74.132 | 77.541 | 81.012 | 94.645 | 104.819 | 106.543 | 108.319 | 116.579 | 136.63 | 140.811
Counterfactual | Dem_BB009 | MW | SSEN (SHEPD) | Abernethy |  | 0 | 0 | 0 | 0 | 0 | 0 | 0 | 0 | 0 | 0 | 0 | 0 | 0 | 0 | 0 | 0 | 0 | 0 | 0 | 0 | 0 | 0 | 0 | 0 | 0 | 0 | 0 | 0
Counterfactual | Dem_BB009 | MW | SSEN (SHEPD) | Alness |  | 0 | 0 | 0 | 0 | 0 | 0 | 0 | 0 | 0 | 0 | 0 | 0 | 0 | 0 | 0 | 0 | 0 | 0 | 0 | 0 | 0 | 0 | 0 | 0 | 0 | 0 | 0 | 0
Counterfactual | Dem_BB009 | MW | SSEN (SHEPD) | Arbroath |  | 0 | 0 | 0 | 0 | 0 | 0 | 0 | 0 | 0 | 0 | 0 | 0 | 0 | 0 | 0 | 0 | 0 | 0 | 0 | 0 | 0 | 0 | 0 | 0 | 0 | 0 | 0 | 0
Counterfactual | Dem_BB009 | MW | SSEN (SHEPD) | Ardkinglas |  | 0 | 0 | 0 | 0 | 0 | 0 | 0 | 0 | 0 | 0 | 0 | 0 | 0 | 0 | 0 | 0 | 0 | 0 | 0 | 0 | 0 | 0 | 0 | 0 | 0 | 0 | 0 | 0
Counterfactual | Dem_BB009 | MW | SSEN (SHEPD) | Ardmore |  | 0 | 0 | 0 | 0 | 0 | 0 | 0 | 0 | 0 | 0 | 0 | 0 | 0 | 0 | 0 | 0 | 0 | 0 | 0 | 0 | 0 | 0 | 0 | 0 | 0 | 0 | 0 | 0
Counterfactual | Dem_BB009 | MW | SSEN (SHEPD) | Beauly |  | 0 | 0 | 0 | 0 | 0 | 0 | 0 | 0 | 0 | 0 | 0 | 0 | 0 | 0 | 0 | 0 | 0 | 0 | 0 | 0 | 0 | 0 | 0 | 0 | 0 | 0 | 0 | 0
Counterfactual | Dem_BB009 | MW | SSEN (SHEPD) | Berryburn |  | 0 | 0 | 0 | 0 | 0 | 0 | 0 | 0 | 0 | 0 | 0 | 0 | 0 | 0 | 0 | 0 | 0 | 0 | 0 | 0 | 0 | 0 | 0 | 0 | 0 | 0 | 0 | 0
Counterfactual | Dem_BB009 | MW | SSEN (SHEPD) | Boat of Garten |  | 0 | 0 | 0 | 0 | 0 | 0 | 0 | 0 | 0 | 0 | 0 | 0 | 0 | 0 | 0 | 0 | 0 | 0 | 0 | 0 | 0 | 0 | 0 | 0 | 0 | 0 | 0 | 0
Counterfactual | Dem_BB009 | MW | SSEN (SHEPD) | Braco West |  | 0 | 0 | 0 | 0 | 0 | 0 | 0 | 0 | 0 | 0 | 0 | 0 | 0 | 0 | 0 | 0 | 0 | 0 | 0 | 0 | 0 | 0 | 0 | 0 | 0 | 0 | 0 | 0
Counterfactual | Dem_BB009 | MW | SSEN (SHEPD) | Bridge of Dun |  | 0 | 0 | 0 | 0 | 0 | 0.496 | 0.497 | 0.498 | 0.498 | 0.499 | 0.998 | 100.789 | 100.79 | 116.889 | 149.653 | 163.101 | 168.027 | 195.301 | 222.481 | 232.71 | 243.129 | 284.042 | 314.578 | 319.75 | 325.08 | 349.871 | 410.045 | 422.593
Counterfactual | Dem_BB009 | MW | SSEN (SHEPD) | Broadford-Skye |  | 0 | 0 | 0 | 0 | 0 | 0 | 0 | 0 | 0 | 0 | 0 | 0 | 0 | 0 | 0 | 0 | 0 | 0 | 0 | 0 | 0 | 0 | 0 | 0 | 0 | 0 | 0 | 0
Counterfactual | Dem_BB009 | MW | SSEN (SHEPD) | Brora |  | 0 | 0 | 0 | 0 | 0 | 0 | 0 | 0 | 0 | 0 | 0 | 0 | 0 | 0 | 0 | 0 | 0 | 0 | 0 | 0 | 0 | 0 | 0 | 0 | 0 | 0 | 0 | 0
Counterfactual | Dem_BB009 | MW | SSEN (SHEPD) | Burghmuir |  | 0 | 0 | 0 | 0 | 0 | 0 | 0 | 0 | 0 | 0 | 0 | 0 | 0 | 0 | 0 | 0 | 0 | 0 | 0 | 0 | 0 | 0 | 0 | 0 | 0 | 0 | 0 | 0
Counterfactual | Dem_BB009 | MW | SSEN (SHEPD) | Cairnford |  | 0 | 0 | 0 | 0 | 0 | 0 | 0 | 0 | 0 | 0 | 0 | 0 | 0 | 0 | 0 | 0 | 0 | 0 | 0 | 0 | 0 | 0 | 0 | 0 | 0 | 0 | 0 | 0
Counterfactual | Dem_BB009 | MW | SSEN (SHEPD) | Carradale |  | 0 | 0 | 0 | 0 | 0 | 0 | 0 | 0 | 0 | 0 | 0 | 0 | 0 | 0 | 0 | 0 | 0 | 0 | 0 | 0 | 0 | 0 | 0 | 0 | 0 | 0 | 0 | 0
Counterfactual | Dem_BB009 | MW | SSEN (SHEPD) | Cassley |  | 0 | 0 | 0 | 0 | 0 | 0 | 0 | 0 | 0 | 0 | 0 | 0 | 0 | 0 | 0 | 0 | 0 | 0 | 0 | 0 | 0 | 0 | 0 | 0 | 0 | 0 | 0 | 0
Counterfactual | Dem_BB009 | MW | SSEN (SHEPD) | Ceannacroc |  | 0 | 0 | 0 | 0 | 0 | 0 | 0 | 0 | 0 | 0 | 0 | 0 | 0 | 0 | 0 | 0 | 0 | 0 | 0 | 0 | 0 | 0 | 0 | 0 | 0 | 0 | 0 | 0
Counterfactual | Dem_BB009 | MW | SSEN (SHEPD) | Charleston |  | 0 | 0 | 0 | 0 | 0 | 0 | 0 | 0 | 0 | 0 | 0 | 0 | 0 | 0 | 0 | 0 | 0 | 0 | 0 | 0 | 0 | 0 | 0 | 0 | 0 | 0 | 0 | 0
Counterfactual | Dem_BB009 | MW | SSEN (SHEPD) | Clachan |  | 0 | 0 | 0 | 0 | 0 | 0 | 0 | 0 | 0 | 0 | 0 | 0 | 0 | 0 | 0 | 0 | 0 | 0 | 0 | 0 | 0 | 0 | 0 | 0 | 0 | 0 | 0 | 0
Counterfactual | Dem_BB009 | MW | SSEN (SHEPD) | Clayhills |  | 3.244 | 3.244 | 3.254 | 3.353 | 3.377 | 8.351 | 8.366 | 8.38 | 8.388 | 8.394 | 10.493 | 10.493 | 10.493 | 12.169 | 15.58 | 16.98 | 17.493 | 20.333 | 23.162 | 24.227 | 25.312 | 29.571 | 32.75 | 33.289 | 33.844 | 36.425 | 42.689 | 43.996
Counterfactual | Dem_BB009 | MW | SSEN (SHEPD) | Coupar Angus |  | 0 | 0 | 0 | 0 | 0 | 0 | 0 | 0 | 0 | 0 | 0 | 0 | 0 | 0 | 0 | 0 | 0 | 0 | 0 | 0 | 0 | 0 | 0 | 0 | 0 | 0 | 0 | 0
Counterfactual | Dem_BB009 | MW | SSEN (SHEPD) | Craigiebuckler |  | 0 | 0 | 0 | 0 | 0 | 0 | 0 | 0 | 0 | 0 | 0 | 0 | 0 | 0 | 0 | 0 | 0 | 0 | 0 | 0 | 0 | 0 | 0 | 0 | 0 | 0 | 0 | 0
Counterfactual | Dem_BB009 | MW | SSEN (SHEPD) | Dallas |  | 0 | 0 | 0 | 0 | 0 | 0 | 0 | 0 | 0 | 0 | 0 | 0 | 0 | 0 | 0 | 0 | 0 | 0 | 0 | 0 | 0 | 0 | 0 | 0 | 0 | 0 | 0 | 0
Counterfactual | Dem_BB009 | MW | SSEN (SHEPD) | Dounreay |  | 0 | 0 | 0 | 0 | 0 | 0 | 0 | 0 | 0 | 0 | 0 | 0 | 0 | 0 | 0 | 0 | 0 | 0 | 0 | 0 | 0 | 0 | 0 | 0 | 0 | 0 | 0 | 0
Counterfactual | Dem_BB009 | MW | SSEN (SHEPD) | Dudhope |  | 0 | 0 | 0 | 0 | 0 | 0 | 0 | 0 | 0 | 0 | 0 | 0 | 0 | 0 | 0 | 0 | 0 | 0 | 0 | 0 | 0 | 0 | 0 | 0 | 0 | 0 | 0 | 0
Counterfactual | Dem_BB009 | MW | SSEN (SHEPD) | Dunbeath |  | 0 | 0 | 0 | 0 | 0 | 0 | 0 | 0 | 0 | 0 | 0 | 0 | 0 | 0 | 0 | 0 | 0 | 0 | 0 | 0 | 0 | 0 | 0 | 0 | 0 | 0 | 0 | 0
Counterfactual | Dem_BB009 | MW | SSEN (SHEPD) | Dunoon |  | 0 | 0 | 0 | 0 | 0 | 0 | 0 | 0 | 0 | 0 | 0 | 0 | 0 | 0 | 0 | 0 | 0 | 0 | 0 | 0 | 0 | 0 | 0 | 0 | 0 | 0 | 0 | 0
Counterfactual | Dem_BB009 | MW | SSEN (SHEPD) | Dunvegan |  | 0 | 0 | 0 | 0 | 0 | 0 | 0 | 0 | 0 | 0 | 0 | 0 | 0 | 0 | 0 | 0 | 0 | 0 | 0 | 0 | 0 | 0 | 0 | 0 | 0 | 0 | 0 | 0
Counterfactual | Dem_BB009 | MW | SSEN (SHEPD) | Dyce |  | 0 | 0 | 0 | 0 | 0 | 0 | 0 | 0 | 0 | 0 | 0 | 0 | 0 | 0 | 0 | 0 | 0 | 0 | 0 | 0 | 0 | 0 | 0 | 0 | 0 | 0 | 0 | 0
Counterfactual | Dem_BB009 | MW | SSEN (SHEPD) | Elgin |  | 0 | 0 | 0 | 0 | 0 | 0 | 0 | 0 | 0 | 0 | 0 | 0 | 0 | 0 | 0 | 0 | 0 | 0 | 0 | 0 | 0 | 0 | 0 | 0 | 0 | 0 | 0 | 0
Counterfactual | Dem_BB009 | MW | SSEN (SHEPD) | Fasnakyle |  | 0 | 0 | 0 | 0 | 0 | 0 | 0 | 0 | 0 | 0 | 0 | 0 | 0 | 0 | 0 | 0 | 0 | 0 | 0 | 0 | 0 | 0 | 0 | 0 | 0 | 0 | 0 | 0
Counterfactual | Dem_BB009 | MW | SSEN (SHEPD) | Fetteresso |  | 0 | 0 | 0 | 0 | 0 | 0 | 0 | 0 | 0 | 0 | 0 | 0 | 0 | 0 | 0 | 0 | 0 | 0 | 0 | 0 | 0 | 0 | 0 | 0 | 0 | 0 | 0 | 0
Counterfactual | Dem_BB009 | MW | SSEN (SHEPD) | Fiddes |  | 0 | 0 | 0 | 0 | 0 | 0 | 0 | 0 | 0 | 0 | 0 | 0 | 0 | 0 | 0 | 0 | 0 | 0 | 0 | 0 | 0 | 0 | 0 | 0 | 0 | 0 | 0 | 0
Counterfactual | Dem_BB009 | MW | SSEN (SHEPD) | Finstown |  | 0 | 0 | 0 | 0 | 0 | 0 | 0 | 0 | 0 | 0 | 0 | 0 | 0 | 0 | 0 | 0 | 0 | 0 | 0 | 0 | 0 | 0 | 0 | 0 | 0 | 0 | 0 | 0
Counterfactual | Dem_BB009 | MW | SSEN (SHEPD) | Fort Augustus |  | 0 | 0 | 0 | 0 | 0 | 0 | 0 | 0 | 0 | 0 | 0 | 0 | 0 | 0 | 0 | 0 | 0 | 0 | 0 | 0 | 0 | 0 | 0 | 0 | 0 | 0 | 0 | 0
Counterfactual | Dem_BB009 | MW | SSEN (SHEPD) | Fort William |  | 0 | 0 | 0 | 0 | 0 | 0 | 0 | 0 | 0 | 0 | 0 | 0 | 0 | 0 | 0 | 0 | 0 | 0 | 0 | 0 | 0 | 0 | 0 | 0 | 0 | 0 | 0 | 0
Counterfactual | Dem_BB009 | MW | SSEN (SHEPD) | Fraserburgh |  | 0 | 0 | 0 | 0 | 0 | 0 | 0 | 0 | 0 | 0 | 0 | 0 | 0 | 0 | 0 | 0 | 0 | 0 | 0 | 0 | 0 | 0 | 0 | 0 | 0 | 0 | 0 | 0
Counterfactual | Dem_BB009 | MW | SSEN (SHEPD) | Glenfarclas |  | 0 | 0 | 0 | 0 | 0 | 0 | 0 | 0 | 0 | 0 | 0 | 0 | 0 | 0 | 0 | 0 | 0 | 0 | 0 | 0 | 0 | 0 | 0 | 0 | 0 | 0 | 0 | 0
Counterfactual | Dem_BB009 | MW | SSEN (SHEPD) | Grudie Bridge |  | 0 | 0 | 0 | 0 | 0 | 0 | 0 | 0 | 0 | 0 | 0 | 0 | 0 | 0 | 0 | 0 | 0 | 0 | 0 | 0 | 0 | 0 | 0 | 0 | 0 | 0 | 0 | 0
Counterfactual | Dem_BB009 | MW | SSEN (SHEPD) | Inverness |  | 0 | 0 | 0 | 0 | 0 | 0 | 0 | 0 | 0 | 0 | 0 | 0 | 0 | 0 | 0 | 0 | 0 | 0 | 0 | 0 | 0 | 0 | 0 | 0 | 0 | 0 | 0 | 0
Counterfactual | Dem_BB009 | MW | SSEN (SHEPD) | Keith |  | 0 | 0 | 0 | 0 | 0 | 0 | 0 | 0 | 0 | 0 | 0 | 0 | 0 | 0 | 0 | 0 | 0 | 0 | 0 | 0 | 0 | 0 | 0 | 0 | 0 | 0 | 0 | 0
Counterfactual | Dem_BB009 | MW | SSEN (SHEPD) | Killin |  | 0 | 0 | 0 | 0 | 0 | 0 | 0 | 0 | 0 | 0 | 0 | 0 | 0 | 0 | 0 | 0 | 0 | 0 | 0 | 0 | 0 | 0 | 0 | 0 | 0 | 0 | 0 | 0
Counterfactual | Dem_BB009 | MW | SSEN (SHEPD) | Kinlochleven |  | 0 | 0 | 0 | 0 | 0 | 0 | 0 | 0 | 0 | 0 | 0 | 0 | 0 | 0 | 0 | 0 | 0 | 0 | 0 | 0 | 0 | 0 | 0 | 0 | 0 | 0 | 0 | 0
Counterfactual | Dem_BB009 | MW | SSEN (SHEPD) | Kintore |  | 0 | 0 | 0 | 0 | 0 | 0 | 0 | 0 | 0 | 0 | 0 | 0 | 0 | 0 | 0 | 0 | 0 | 0 | 0 | 0 | 0 | 0 | 0 | 0 | 0 | 0 | 0 | 0
Counterfactual | Dem_BB009 | MW | SSEN (SHEPD) | Lairg |  | 0 | 0 | 0 | 0 | 0 | 0 | 0 | 0 | 0 | 0 | 0 | 0 | 0 | 0 | 0 | 0 | 0 | 0 | 0 | 0 | 0 | 0 | 0 | 0 | 0 | 0 | 0 | 0
Counterfactual | Dem_BB009 | MW | SSEN (SHEPD) | Lunanhead |  | 0 | 0 | 0 | 0 | 0 | 0 | 0 | 0 | 0 | 0 | 0 | 0 | 0 | 0 | 0 | 0 | 0 | 0 | 0 | 0 | 0 | 0 | 0 | 0 | 0 | 0 | 0 | 0
Counterfactual | Dem_BB009 | MW | SSEN (SHEPD) | Lyndhurst |  | 0 | 0 | 0 | 0 | 0 | 0 | 0 | 0 | 0 | 0 | 0 | 0 | 0 | 0 | 0 | 0 | 0 | 0 | 0 | 0 | 0 | 0 | 0 | 0 | 0 | 0 | 0 | 0
Counterfactual | Dem_BB009 | MW | SSEN (SHEPD) | Macduff |  | 0 | 0 | 0 | 0 | 0 | 0 | 0 | 0 | 0 | 0 | 0 | 0 | 0 | 0 | 0 | 0 | 0 | 0 | 0 | 0 | 0 | 0 | 0 | 0 | 0 | 0 | 0 | 0
Counterfactual | Dem_BB009 | MW | SSEN (SHEPD) | Milton of Craigie |  | 0 | 0 | 0 | 0 | 0 | 0 | 0 | 0 | 0 | 0 | 0 | 0 | 0 | 0 | 0 | 0 | 0 | 0 | 0 | 0 | 0 | 0 | 0 | 0 | 0 | 0 | 0 | 0
Counterfactual | Dem_BB009 | MW | SSEN (SHEPD) | Mybster |  | 0 | 0 | 0 | 0 | 0 | 0 | 0 | 0 | 0 | 0 | 0 | 0 | 0 | 0 | 0 | 0 | 0 | 0 | 0 | 0 | 0 | 0 | 0 | 0 | 0 | 0 | 0 | 0
Counterfactual | Dem_BB009 | MW | SSEN (SHEPD) | Nairn |  | 0 | 0 | 0 | 0 | 0 | 0 | 0 | 0 | 0 | 0 | 0 | 0 | 0 | 0 | 0 | 0 | 0 | 0 | 0 | 0 | 0 | 0 | 0 | 0 | 0 | 0 | 0 | 0
Counterfactual | Dem_BB009 | MW | SSEN (SHEPD) | Orrin |  | 0 | 0 | 0 | 0 | 0 | 0 | 0 | 0 | 0 | 0 | 0 | 0 | 0 | 0 | 0 | 0 | 0 | 0 | 0 | 0 | 0 | 0 | 0 | 0 | 0 | 0 | 0 | 0
Counterfactual | Dem_BB009 | MW | SSEN (SHEPD) | Persley |  | 0 | 0 | 0 | 0 | 0 | 0 | 0 | 0 | 0 | 0 | 0 | 0 | 0 | 0 | 0 | 0 | 0 | 0 | 0 | 0 | 0 | 0 | 0 | 0 | 0 | 0 | 0 | 0
Counterfactual | Dem_BB009 | MW | SSEN (SHEPD) | Peterhead Grange |  | 0 | 0 | 0 | 0 | 0 | 0 | 0 | 0 | 0 | 0 | 0 | 0 | 0 | 0 | 0 | 0 | 0 | 0 | 0 | 0 | 0 | 0 | 0 | 0 | 0 | 0 | 0 | 0
Counterfactual | Dem_BB009 | MW | SSEN (SHEPD) | Peterhead Shell |  | 0 | 0 | 0 | 0 | 0 | 0 | 0 | 0 | 0 | 0 | 0 | 0 | 0 | 0 | 0 | 0 | 0 | 0 | 0 | 0 | 0 | 0 | 0 | 0 | 0 | 0 | 0 | 0
Counterfactual | Dem_BB009 | MW | SSEN (SHEPD) | Port Ann |  | 0 | 0 | 0 | 0 | 0 | 0 | 0 | 0 | 0 | 0 | 0 | 0 | 0 | 0 | 0 | 0 | 0 | 0 | 0 | 0 | 0 | 0 | 0 | 0 | 0 | 0 | 0 | 0
Counterfactual | Dem_BB009 | MW | SSEN (SHEPD) | Quoich |  | 0 | 0 | 0 | 0 | 0 | 0 | 0 | 0 | 0 | 0 | 0 | 0 | 0 | 0 | 0 | 0 | 0 | 0 | 0 | 0 | 0 | 0 | 0 | 0 | 0 | 0 | 0 | 0
Counterfactual | Dem_BB009 | MW | SSEN (SHEPD) | Rannoch |  | 0 | 0 | 0 | 0 | 0 | 0 | 0 | 0 | 0 | 0 | 0 | 0 | 0 | 0 | 0 | 0 | 0 | 0 | 0 | 0 | 0 | 0 | 0 | 0 | 0 | 0 | 0 | 0
Counterfactual | Dem_BB009 | MW | SSEN (SHEPD) | Redmoss |  | 0 | 0 | 0 | 0 | 0 | 0 | 0 | 0 | 0 | 0 | 0 | 0 | 0 | 0 | 0 | 0 | 0 | 0 | 0 | 0 | 0 | 0 | 0 | 0 | 0 | 0 | 0 | 0
Counterfactual | Dem_BB009 | MW | SSEN (SHEPD) | Rothienorman |  | 0 | 0 | 0 | 0 | 0 | 0 | 0 | 0 | 0 | 0 | 0 | 0 | 0 | 0 | 0 | 0 | 0 | 0 | 0 | 0 | 0 | 0 | 0 | 0 | 0 | 0 | 0 | 0
Counterfactual | Dem_BB009 | MW | SSEN (SHEPD) | Shetland |  | 0 | 0 | 0 | 0 | 0 | 0 | 0 | 0 | 0 | 0 | 0 | 0 | 0 | 0 | 0 | 0 | 0 | 0 | 0 | 0 | 0 | 0 | 0 | 0 | 0 | 0 | 0 | 0
Counterfactual | Dem_BB009 | MW | SSEN (SHEPD) | Shin |  | 0 | 0 | 0 | 0 | 0 | 0 | 0 | 0 | 0 | 0 | 0 | 0 | 0 | 0 | 0 | 0 | 0 | 0 | 0 | 0 | 0 | 0 | 0 | 0 | 0 | 0 | 0 | 0
Counterfactual | Dem_BB009 | MW | SSEN (SHEPD) | Sloy |  | 0 | 0 | 0 | 0 | 0 | 0 | 0 | 0 | 0 | 0 | 0 | 0 | 0 | 0 | 0 | 0 | 0 | 0 | 0 | 0 | 0 | 0 | 0 | 0 | 0 | 0 | 0 | 0
Counterfactual | Dem_BB009 | MW | SSEN (SHEPD) | St Fergus Gas Terminal |  | 0 | 0 | 0 | 0 | 0 | 0 | 0 | 0 | 0 | 0 | 0 | 0 | 0 | 0 | 0 | 0 | 0 | 0 | 0 | 0 | 0 | 0 | 0 | 0 | 0 | 0 | 0 | 0
Counterfactual | Dem_BB009 | MW | SSEN (SHEPD) | Strichen |  | 0 | 0 | 0 | 0 | 0 | 0 | 0 | 0 | 0 | 0 | 0 | 0 | 0 | 0 | 0 | 0 | 0 | 0 | 0 | 0 | 0 | 0 | 0 | 0 | 0 | 0 | 0 | 0
Counterfactual | Dem_BB009 | MW | SSEN (SHEPD) | Tarland |  | 0 | 0 | 0 | 0 | 0 | 0 | 0 | 0 | 0 | 0 | 0 | 0 | 0 | 0 | 0 | 0 | 0 | 0 | 0 | 0 | 0 | 0 | 0 | 0 | 0 | 0 | 0 | 0
Counterfactual | Dem_BB009 | MW | SSEN (SHEPD) | Taynuilt |  | 0 | 0 | 0 | 0 | 0 | 0 | 0 | 0 | 0 | 0 | 0 | 0 | 0 | 0 | 0 | 0 | 0 | 0 | 0 | 0 | 0 | 0 | 0 | 0 | 0 | 0 | 0 | 0
Counterfactual | Dem_BB009 | MW | SSEN (SHEPD) | Thurso |  | 0 | 0 | 0 | 0 | 0 | 0 | 0 | 0 | 0 | 0 | 0 | 0 | 0 | 0 | 0 | 0 | 0 | 0 | 0 | 0 | 0 | 0 | 0 | 0 | 0 | 0 | 0 | 0
Counterfactual | Dem_BB009 | MW | SSEN (SHEPD) | Tummel Bridge |  | 0 | 0 | 0 | 0 | 0 | 0 | 0 | 0 | 0 | 0 | 0 | 0 | 0 | 0 | 0 | 0 | 0 | 0 | 0 | 0 | 0 | 0 | 0 | 0 | 0 | 0 | 0 | 0
Counterfactual | Dem_BB009 | MW | SSEN (SHEPD) | Willowdale |  | 0 | 0 | 0 | 0 | 0 | 0 | 0 | 0 | 0 | 0 | 0 | 0 | 0 | 0 | 0 | 0 | 0 | 0 | 0 | 0 | 0 | 0 | 0 | 0 | 0 | 0 | 0 | 0
Counterfactual | Dem_BB009 | MW | SSEN (SHEPD) | Woodhill |  | 0 | 0 | 0 | 0 | 0 | 0 | 0 | 0 | 0 | 0 | 0 | 0 | 0 | 0 | 0 | 0 | 0 | 0 | 0 | 0 | 0 | 0 | 0 | 0 | 0 | 0 | 0 | 0
Counterfactual | Dem_BB009 | MW | SSEN South | Acton Lane 66kV |  | 0 | 0 | 0 | 0 | 0 | 0 | 0 | 0 | 0 | 0 | 0 | 0 | 0 | 0 | 0 | 0 | 0 | 0 | 0 | 0 | 0 | 0 | 0 | 0 | 0 | 0 | 0 | 0
Counterfactual | Dem_BB009 | MW | SSEN South | Axminster_H |  | 0 | 0 | 0 | 0 | 0 | 0 | 0 | 0 | 0 | 0 | 0 | 0 | 0 | 0 | 0 | 0 | 0 | 0 | 0 | 0 | 0 | 0 | 0 | 0 | 0 | 0 | 0 | 0
Counterfactual | Dem_BB009 | MW | SSEN South | Botley Wood |  | 0 | 0 | 0 | 0 | 0 | 0 | 0 | 0 | 0 | 0 | 0 | 0 | 0 | 0 | 0 | 0 | 0 | 0 | 0 | 0 | 0 | 0 | 0 | 0 | 0 | 0 | 0 | 0
Counterfactual | Dem_BB009 | MW | SSEN South | Bramley |  | 0 | 0 | 0 | 0 | 0 | 0 | 0 | 0 | 0 | 0 | 0 | 0 | 0 | 0 | 0 | 0 | 0 | 0 | 0 | 0 | 0 | 0 | 0 | 0 | 0 | 0 | 0 | 0
Counterfactual | Dem_BB009 | MW | SSEN South | Chickerell |  | 0 | 0 | 0 | 0 | 0 | 0 | 0 | 0 | 0 | 0 | 0 | 0 | 0 | 0 | 0 | 0 | 0 | 0 | 0 | 0 | 0 | 0 | 0 | 0 | 0 | 0 | 0 | 0
Counterfactual | Dem_BB009 | MW | SSEN South | Cowley |  | 0 | 0 | 0 | 0 | 0 | 0 | 0 | 0 | 0 | 0 | 0 | 0 | 0 | 0 | 0 | 0 | 0 | 0 | 0 | 0 | 0 | 0 | 0 | 0 | 0 | 0 | 0 | 0
Counterfactual | Dem_BB009 | MW | SSEN South | Ealing |  | 0 | 0 | 0 | 0 | 0 | 0 | 0 | 0 | 0 | 0 | 0 | 0 | 0 | 0 | 0 | 0 | 0 | 0 | 0 | 0 | 0 | 0 | 0 | 0 | 0 | 0 | 0 | 0
Counterfactual | Dem_BB009 | MW | SSEN South | East Claydon (_H) |  | 0 | 0 | 0 | 0 | 0 | 0 | 0 | 0 | 0 | 0 | 0 | 0 | 0 | 0 | 0 | 0 | 0 | 0 | 0 | 0 | 0 | 0 | 0 | 0 | 0 | 0 | 0 | 0
Counterfactual | Dem_BB009 | MW | SSEN South | Fawley |  | 0 | 0 | 0 | 0 | 0 | 0 | 0 | 0 | 0 | 0 | 0 | 0 | 0 | 0 | 0 | 0 | 0 | 0 | 0 | 0 | 0 | 0 | 0 | 0 | 0 | 0 | 0 | 0
Counterfactual | Dem_BB009 | MW | SSEN South | Fleet |  | 0 | 0 | 0 | 0 | 0 | 0 | 0 | 0 | 0 | 0 | 0 | 0 | 0 | 0 | 0 | 0 | 0 | 0 | 0 | 0 | 0 | 0 | 0 | 0 | 0 | 0 | 0 | 0
Counterfactual | Dem_BB009 | MW | SSEN South | Iver 132kV |  | 0 | 0 | 0 | 0 | 0 | 0 | 0 | 0 | 0 | 0 | 0 | 0 | 0 | 0 | 0 | 0 | 0 | 0 | 0 | 0 | 0 | 0 | 0 | 0 | 0 | 0 | 0 | 0
Counterfactual | Dem_BB009 | MW | SSEN South | Iver 66kV |  | 0 | 0 | 0 | 0 | 0 | 0 | 0 | 0 | 0 | 0 | 0 | 0 | 0 | 0 | 0 | 0 | 0 | 0 | 0 | 0 | 0 | 0 | 0 | 0 | 0 | 0 | 0 | 0
Counterfactual | Dem_BB009 | MW | SSEN South | Laleham |  | 0 | 0 | 0 | 0 | 0 | 0 | 0 | 0 | 0 | 0 | 0 | 0 | 0 | 0 | 0 | 0 | 0 | 0 | 0 | 0 | 0 | 0 | 0 | 0 | 0 | 0 | 0 | 0
Counterfactual | Dem_BB009 | MW | SSEN South | Lovedean |  | 0 | 0 | 0 | 0 | 0 | 0 | 0 | 0 | 0 | 0 | 0 | 0 | 0 | 0 | 0 | 0 | 0 | 0 | 0 | 0 | 0 | 0 | 0 | 0 | 0 | 0 | 0 | 0
Counterfactual | Dem_BB009 | MW | SSEN South | Mannington |  | 0 | 0 | 0 | 0 | 0 | 0 | 0 | 0 | 0 | 0 | 0 | 0 | 0 | 0 | 0 | 0 | 0 | 0 | 0 | 0 | 0 | 0 | 0 | 0 | 0 | 0 | 0 | 0
Counterfactual | Dem_BB009 | MW | SSEN South | Melksham |  | 0 | 0 | 0 | 0 | 0 | 0 | 0 | 0 | 0 | 0 | 0 | 0 | 0 | 0 | 0 | 0 | 0 | 0 | 0 | 0 | 0 | 0 | 0 | 0 | 0 | 0 | 0 | 0
Counterfactual | Dem_BB009 | MW | SSEN South | Minety |  | 0 | 0 | 0 | 0 | 0 | 0 | 0 | 0 | 0 | 0 | 0 | 0 | 0 | 0 | 0 | 0 | 0 | 0 | 0 | 0 | 0 | 0 | 0 | 0 | 0 | 0 | 0 | 0
Counterfactual | Dem_BB009 | MW | SSEN South | North Hyde |  | 0 | 0 | 0 | 0 | 0 | 0 | 0 | 0 | 0 | 0 | 0 | 0 | 0 | 0 | 0 | 0 | 0 | 0 | 0 | 0 | 0 | 0 | 0 | 0 | 0 | 0 | 0 | 0
Counterfactual | Dem_BB009 | MW | SSEN South | Nursling |  | 0 | 0 | 0 | 0 | 0 | 0 | 0 | 0 | 0 | 0 | 0 | 0 | 0 | 0 | 0 | 0 | 0 | 0 | 0 | 0 | 0 | 0 | 0 | 0 | 0 | 0 | 0 | 0
Counterfactual | Dem_BB009 | MW | UKPN Eastern | Amersham Main |  | 0 | 0 | 0 | 0 | 0 | 0 | 0 | 0 | 0 | 0 | 0 | 0 | 0 | 0 | 0 | 0 | 0 | 0 | 0 | 0 | 0 | 0 | 0 | 0 | 0 | 0 | 0 | 0
Counterfactual | Dem_BB009 | MW | UKPN Eastern | Braintree |  | 0 | 0 | 0 | 0 | 0 | 0 | 0 | 0 | 0 | 0 | 0 | 0 | 0 | 0 | 0 | 0 | 0 | 0 | 0 | 0 | 0 | 0 | 0 | 0 | 0 | 0 | 0 | 0
Counterfactual | Dem_BB009 | MW | UKPN Eastern | Bramford |  | 0 | 0 | 0 | 0 | 0 | 0 | 0 | 0 | 0 | 0 | 0 | 0 | 0 | 0 | 0 | 0 | 0 | 0 | 0 | 0 | 0 | 0 | 0 | 0 | 0 | 0 | 0 | 0
Counterfactual | Dem_BB009 | MW | UKPN Eastern | Brimsdown |  | 0 | 0 | 0 | 0 | 0 | 0 | 0 | 0 | 0 | 0 | 0 | 0 | 0 | 0 | 0 | 0 | 0 | 0 | 0 | 0 | 0 | 0 | 0 | 0 | 0 | 0 | 0 | 0
Counterfactual | Dem_BB009 | MW | UKPN Eastern | Burwell Main |  | 0 | 0 | 0 | 0 | 0 | 0 | 0 | 0 | 0 | 0 | 0 | 0 | 0 | 0 | 0 | 0 | 0 | 0 | 0 | 0 | 0 | 0 | 0 | 0 | 0 | 0 | 0 | 0
Counterfactual | Dem_BB009 | MW | UKPN Eastern | Clacton |  | 0 | 0 | 0 | 0 | 0 | 0 | 0 | 0 | 0 | 0 | 0 | 0 | 0 | 0 | 0 | 0 | 0 | 0 | 0 | 0 | 0 | 0 | 0 | 0 | 0 | 0 | 0 | 0
Counterfactual | Dem_BB009 | MW | UKPN Eastern | Eaton Socon |  | 0 | 0 | 0 | 0 | 0 | 0 | 0 | 0 | 0 | 0 | 0 | 0 | 0 | 0 | 0 | 0 | 0 | 0 | 0 | 0 | 0 | 0 | 0 | 0 | 0 | 0 | 0 | 0
Counterfactual | Dem_BB009 | MW | UKPN Eastern | Elstree |  | 0 | 0 | 0 | 0 | 0 | 0 | 0 | 0 | 0 | 0 | 0 | 0 | 0 | 0 | 0 | 0 | 0 | 0 | 0 | 0 | 0 | 0 | 0 | 0 | 0 | 0 | 0 | 0
Counterfactual | Dem_BB009 | MW | UKPN Eastern | Loudwater |  | 0 | 0 | 0 | 0 | 0 | 0 | 0 | 0 | 0 | 0 | 0 | 0 | 0 | 0 | 0 | 0 | 0 | 0 | 0 | 0 | 0 | 0 | 0 | 0 | 0 | 0 | 0 | 0
Counterfactual | Dem_BB009 | MW | UKPN Eastern | Mill Hill |  | 0 | 0 | 0 | 0 | 0 | 0 | 0 | 0 | 0 | 0 | 0 | 0 | 0 | 0 | 0 | 0 | 0 | 0 | 0 | 0 | 0 | 0 | 0 | 0 | 0 | 0 | 0 | 0
Counterfactual | Dem_BB009 | MW | UKPN Eastern | Norwich Main |  | 0 | 0 | 0 | 0 | 0 | 0 | 0 | 0 | 0 | 0 | 0 | 0 | 0 | 0 | 0 | 0 | 0 | 0 | 0 | 0 | 0 | 0 | 0 | 0 | 0 | 0 | 0 | 0
Counterfactual | Dem_BB009 | MW | UKPN Eastern | Pelham |  | 0 | 0 | 0 | 0 | 0 | 0 | 0 | 0 | 0 | 0 | 0 | 0 | 0 | 0 | 0 | 0 | 0 | 0 | 0 | 0 | 0 | 0 | 0 | 0 | 0 | 0 | 0 | 0
Counterfactual | Dem_BB009 | MW | UKPN Eastern | Rayleigh |  | 0 | 0 | 0 | 0 | 0 | 0 | 0 | 0 | 0 | 0 | 0 | 0 | 0 | 0 | 0 | 0 | 0 | 0 | 0 | 0 | 0 | 0 | 0 | 0 | 0 | 0 | 0 | 0
Counterfactual | Dem_BB009 | MW | UKPN Eastern | Rye House |  | 0 | 0 | 0 | 0 | 0 | 0 | 0 | 0 | 0 | 0 | 0 | 0 | 0 | 0 | 0 | 0 | 0 | 0 | 0 | 0 | 0 | 0 | 0 | 0 | 0 | 0 | 0 | 0
Counterfactual | Dem_BB009 | MW | UKPN Eastern | Sheringham Shoal |  | 0 | 0 | 0 | 0 | 0 | 0 | 0 | 0 | 0 | 0 | 0 | 0 | 0 | 0 | 0 | 0 | 0 | 0 | 0 | 0 | 0 | 0 | 0 | 0 | 0 | 0 | 0 | 0
Counterfactual | Dem_BB009 | MW | UKPN Eastern | Sundon |  | 0 | 0 | 0 | 0 | 0 | 0 | 0 | 0 | 0 | 0 | 0 | 0 | 0 | 0 | 0 | 0 | 0 | 0 | 0 | 0 | 0 | 0 | 0 | 0 | 0 | 0 | 0 | 0
Counterfactual | Dem_BB009 | MW | UKPN Eastern | Tilbury |  | 0 | 0 | 0 | 0 | 0 | 0 | 0 | 0 | 0 | 0 | 0 | 0 | 0 | 0 | 0 | 0 | 0 | 0 | 0 | 0 | 0 | 0 | 0 | 0 | 0 | 0 | 0 | 0
Counterfactual | Dem_BB009 | MW | UKPN Eastern | Tottenham |  | 0 | 0 | 0 | 0 | 0 | 0 | 0 | 0 | 0 | 0 | 0 | 0 | 0 | 0 | 0 | 0 | 0 | 0 | 0 | 0 | 0 | 0 | 0 | 0 | 0 | 0 | 0 | 0
Counterfactual | Dem_BB009 | MW | UKPN Eastern | Walpole (_A) |  | 0 | 0 | 0 | 0 | 0 | 0 | 0 | 0 | 0 | 0 | 0 | 0 | 0 | 0 | 0 | 0 | 0 | 0 | 0 | 0 | 0 | 0 | 0 | 0 | 0 | 0 | 0 | 0
Counterfactual | Dem_BB009 | MW | UKPN Eastern | Warley |  | 0 | 0 | 0 | 0 | 0 | 0 | 0 | 0 | 0 | 0 | 0 | 0 | 0 | 0 | 0 | 0 | 0 | 0 | 0 | 0 | 0 | 0 | 0 | 0 | 0 | 0 | 0 | 0
Counterfactual | Dem_BB009 | MW | UKPN Eastern | Watford South |  | 0 | 0 | 0 | 0 | 0 | 0 | 0 | 0 | 0 | 0 | 0 | 0 | 0 | 0 | 0 | 0 | 0 | 0 | 0 | 0 | 0 | 0 | 0 | 0 | 0 | 0 | 0 | 0
Counterfactual | Dem_BB009 | MW | UKPN Eastern | West Thurrock |  | 0 | 0 | 0 | 0 | 0 | 0 | 0 | 0 | 0 | 0 | 0 | 0 | 0 | 0 | 0 | 0 | 0 | 0 | 0 | 0 | 0 | 0 | 0 | 0 | 0 | 0 | 0 | 0
Counterfactual | Dem_BB009 | MW | UKPN Eastern | Wymondley |  | 0 | 0 | 0 | 0 | 0 | 0 | 0 | 0 | 0 | 0 | 0 | 0 | 0 | 0 | 0 | 0 | 0 | 0 | 0 | 0 | 0 | 0 | 0 | 0 | 0 | 0 | 0 | 0
Counterfactual | Dem_BB009 | MW | UKPN London | Acton Lane 22kV |  | 0 | 0 | 0 | 0 | 0 | 0 | 0 | 0 | 0 | 0 | 0 | 0 | 0 | 0 | 0 | 0 | 0 | 0 | 0 | 0 | 0 | 0 | 0 | 0 | 0 | 0 | 0 | 0
Counterfactual | Dem_BB009 | MW | UKPN London | Barking |  | 0 | 0 | 0 | 0 | 0 | 0 | 0 | 0 | 0 | 0 | 0 | 0 | 0 | 0 | 0 | 0 | 0 | 0 | 0 | 0 | 0 | 0 | 0 | 0 | 0 | 0 | 0 | 0
Counterfactual | Dem_BB009 | MW | UKPN London | Barking West |  | 0 | 0 | 0 | 0 | 0 | 0 | 0 | 0 | 0 | 0 | 0 | 0 | 0 | 0 | 0 | 0 | 0 | 0 | 0 | 0 | 0 | 0 | 0 | 0 | 0 | 0 | 0 | 0
Counterfactual | Dem_BB009 | MW | UKPN London | Beddington (_C) |  | 0 | 0 | 0 | 0 | 0 | 0 | 0 | 0 | 0 | 0 | 0 | 0 | 0 | 0 | 0 | 0 | 0 | 0 | 0 | 0 | 0 | 0 | 0 | 0 | 0 | 0 | 0 | 0
Counterfactual | Dem_BB009 | MW | UKPN London | Canal Bank |  | 0 | 0 | 0 | 0 | 0 | 0 | 0 | 0 | 0 | 0 | 0 | 0 | 0 | 0 | 0 | 0 | 0 | 0 | 0 | 0 | 0 | 0 | 0 | 0 | 0 | 0 | 0 | 0
Counterfactual | Dem_BB009 | MW | UKPN London | City Road |  | 0 | 0 | 0 | 0 | 0 | 0 | 0 | 0 | 0 | 0 | 0 | 0 | 0 | 0 | 0 | 0 | 0 | 0 | 0 | 0 | 0 | 0 | 0 | 0 | 0 | 0 | 0 | 0
Counterfactual | Dem_BB009 | MW | UKPN London | Greenford |  | 0 | 0 | 0 | 0 | 0 | 0 | 0 | 0 | 0 | 0 | 0 | 0 | 0 | 0 | 0 | 0 | 0 | 0 | 0 | 0 | 0 | 0 | 0 | 0 | 0 | 0 | 0 | 0
Counterfactual | Dem_BB009 | MW | UKPN London | Hackney 132kV |  | 0 | 0 | 0 | 0 | 0 | 0 | 0 | 0 | 0 | 0 | 0 | 0 | 0 | 0 | 0 | 0 | 0 | 0 | 0 | 0 | 0 | 0 | 0 | 0 | 0 | 0 | 0 | 0
Counterfactual | Dem_BB009 | MW | UKPN London | Hackney 66kV |  | 0 | 0 | 0 | 0 | 0 | 0 | 0 | 0 | 0 | 0 | 0 | 0 | 0 | 0 | 0 | 0 | 0 | 0 | 0 | 0 | 0 | 0 | 0 | 0 | 0 | 0 | 0 | 0
Counterfactual | Dem_BB009 | MW | UKPN London | Hurst |  | 0 | 0 | 0 | 0 | 0 | 0 | 0 | 0 | 0 | 0 | 0 | 0 | 0 | 0 | 0 | 0 | 0 | 0 | 0 | 0 | 0 | 0 | 0 | 0 | 0 | 0 | 0 | 0
Counterfactual | Dem_BB009 | MW | UKPN London | Islington |  | 0 | 0 | 0 | 0 | 0 | 0 | 0 | 0 | 0 | 0 | 0 | 0 | 0 | 0 | 0 | 0 | 0 | 0 | 0 | 0 | 0 | 0 | 0 | 0 | 0 | 0 | 0 | 0
Counterfactual | Dem_BB009 | MW | UKPN London | Littlebrook (_C) |  | 0 | 0 | 0 | 0 | 0 | 0 | 0 | 0 | 0 | 0 | 0 | 0 | 0 | 0 | 0 | 0 | 0 | 0 | 0 | 0 | 0 | 0 | 0 | 0 | 0 | 0 | 0 | 0
Counterfactual | Dem_BB009 | MW | UKPN London | Lodge Road |  | 0 | 0 | 0 | 0 | 0 | 0 | 0 | 0 | 0 | 0 | 0 | 0 | 0 | 0 | 0 | 0 | 0 | 0 | 0 | 0 | 0 | 0 | 0 | 0 | 0 | 0 | 0 | 0
Counterfactual | Dem_BB009 | MW | UKPN London | New Cross |  | 0 | 0 | 0 | 0 | 0 | 0 | 0 | 0 | 0 | 0 | 0 | 0 | 0 | 0 | 0 | 0 | 0 | 0 | 0 | 0 | 0 | 0 | 0 | 0 | 0 | 0 | 0 | 0
Counterfactual | Dem_BB009 | MW | UKPN London | Perivale |  | 0 | 0 | 0 | 0 | 0 | 0 | 0 | 0 | 0 | 0 | 0 | 0 | 0 | 0 | 0 | 0 | 0 | 0 | 0 | 0 | 0 | 0 | 0 | 0 | 0 | 0 | 0 | 0
Counterfactual | Dem_BB009 | MW | UKPN London | Redbridge |  | 0 | 0 | 0 | 0 | 0 | 0 | 0 | 0 | 0 | 0 | 0 | 0 | 0 | 0 | 0 | 0 | 0 | 0 | 0 | 0 | 0 | 0 | 0 | 0 | 0 | 0 | 0 | 0
Counterfactual | Dem_BB009 | MW | UKPN London | St John's Wood |  | 0 | 0 | 0 | 0 | 0 | 0 | 0 | 0 | 0 | 0 | 0 | 0 | 0 | 0 | 0 | 0 | 0 | 0 | 0 | 0 | 0 | 0 | 0 | 0 | 0 | 0 | 0 | 0
Counterfactual | Dem_BB009 | MW | UKPN London | Wesley Avenue (Willesden) |  | 0 | 0 | 0 | 0 | 0 | 0 | 0 | 0 | 0 | 0 | 0 | 0 | 0 | 0 | 0 | 0 | 0 | 0 | 0 | 0 | 0 | 0 | 0 | 0 | 0 | 0 | 0 | 0
Counterfactual | Dem_BB009 | MW | UKPN London | West Ham |  | 0 | 0 | 0 | 0 | 0 | 0 | 0 | 0 | 0 | 0 | 0 | 0 | 0 | 0 | 0 | 0 | 0 | 0 | 0 | 0 | 0 | 0 | 0 | 0 | 0 | 0 | 0 | 0
Counterfactual | Dem_BB009 | MW | UKPN London | Willesden 132kV |  | 0 | 0 | 0 | 0 | 0 | 0 | 0 | 0 | 0 | 0 | 0 | 0 | 0 | 0 | 0 | 0 | 0 | 0 | 0 | 0 | 0 | 0 | 0 | 0 | 0 | 0 | 0 | 0
Counterfactual | Dem_BB009 | MW | UKPN London | Willesden 66kV |  | 0 | 0 | 0 | 0 | 0 | 0 | 0 | 0 | 0 | 0 | 0 | 0 | 0 | 0 | 0 | 0 | 0 | 0 | 0 | 0 | 0 | 0 | 0 | 0 | 0 | 0 | 0 | 0
Counterfactual | Dem_BB009 | MW | UKPN London | Wimbledon North |  | 0 | 0 | 0 | 0 | 0 | 0 | 0 | 0 | 0 | 0 | 0 | 0 | 0 | 0 | 0 | 0 | 0 | 0 | 0 | 0 | 0 | 0 | 0 | 0 | 0 | 0 | 0 | 0
Counterfactual | Dem_BB009 | MW | UKPN London | Wimbledon South |  | 0 | 0 | 0 | 0 | 0 | 0 | 0 | 0 | 0 | 0 | 0 | 0 | 0 | 0 | 0 | 0 | 0 | 0 | 0 | 0 | 0 | 0 | 0 | 0 | 0 | 0 | 0 | 0
Counterfactual | Dem_BB009 | MW | UKPN South East | Beddington (_J) |  | 0 | 0 | 0 | 0 | 0 | 0 | 0 | 0 | 0 | 0 | 0 | 0 | 0 | 0 | 0 | 0 | 0 | 0 | 0 | 0 | 0 | 0 | 0 | 0 | 0 | 0 | 0 | 0
Counterfactual | Dem_BB009 | MW | UKPN South East | Bolney |  | 0 | 0 | 0 | 0 | 0 | 0 | 0 | 0 | 0 | 0 | 0 | 0 | 0 | 0 | 0 | 0 | 0 | 0 | 0 | 0 | 0 | 0 | 0 | 0 | 0 | 0 | 0 | 0
Counterfactual | Dem_BB009 | MW | UKPN South East | Canterbury |  | 0 | 0 | 0 | 0 | 0 | 0 | 0 | 0 | 0 | 0 | 0 | 0 | 0 | 0 | 0 | 0 | 0 | 0 | 0 | 0 | 0 | 0 | 0 | 0 | 0 | 0 | 0 | 0
Counterfactual | Dem_BB009 | MW | UKPN South East | Chessington |  | 0 | 0 | 0 | 0 | 0 | 0 | 0 | 0 | 0 | 0 | 0 | 0 | 0 | 0 | 0 | 0 | 0 | 0 | 0 | 0 | 0 | 0 | 0 | 0 | 0 | 0 | 0 | 0
Counterfactual | Dem_BB009 | MW | UKPN South East | Kemsley |  | 0 | 0 | 0 | 0 | 0 | 0 | 0 | 0 | 0 | 0 | 0 | 0 | 0 | 0 | 0 | 0 | 0 | 0 | 0 | 0 | 0 | 0 | 0 | 0 | 0 | 0 | 0 | 0
Counterfactual | Dem_BB009 | MW | UKPN South East | Kingsnorth |  | 0 | 0 | 0 | 0 | 0 | 0 | 0 | 0 | 0 | 0 | 0 | 0 | 0 | 0 | 0 | 0 | 0 | 0 | 0 | 0 | 0 | 0 | 0 | 0 | 0 | 0 | 0 | 0
Counterfactual | Dem_BB009 | MW | UKPN South East | Littlebrook (_J) |  | 0 | 0 | 0 | 0 | 0 | 0 | 0 | 0 | 0 | 0 | 0 | 0 | 0 | 0 | 0 | 0 | 0 | 0 | 0 | 0 | 0 | 0 | 0 | 0 | 0 | 0 | 0 | 0
Counterfactual | Dem_BB009 | MW | UKPN South East | Ninfield |  | 0 | 0 | 0 | 0 | 0 | 0 | 0 | 0 | 0 | 0 | 0 | 0 | 0 | 0 | 0 | 0 | 0 | 0 | 0 | 0 | 0 | 0 | 0 | 0 | 0 | 0 | 0 | 0
Counterfactual | Dem_BB009 | MW | UKPN South East | Northfleet East |  | 0 | 0 | 0 | 0 | 0 | 0 | 0 | 0 | 0 | 0 | 0 | 0 | 0 | 0 | 0 | 0 | 0 | 0 | 0 | 0 | 0 | 0 | 0 | 0 | 0 | 0 | 0 | 0
Counterfactual | Dem_BB009 | MW | UKPN South East | Richborough |  | 0 | 0 | 0 | 0 | 0 | 0 | 0 | 0 | 0 | 0 | 0 | 0 | 0 | 0 | 0 | 0 | 0 | 0 | 0 | 0 | 0 | 0 | 0 | 0 | 0 | 0 | 0 | 0
Counterfactual | Dem_BB009 | MW | UKPN South East | Sellindge |  | 0 | 0 | 0 | 0 | 0 | 0 | 0 | 0 | 0 | 0 | 0 | 0 | 0 | 0 | 0 | 0 | 0 | 0 | 0 | 0 | 0 | 0 | 0 | 0 | 0 | 0 | 0 | 0
Counterfactual | Dem_BB009 | MW | UKPN South East | West Weybridge |  | 0 | 0 | 0 | 0 | 0 | 0 | 0 | 0 | 0 | 0 | 0 | 0 | 0 | 0 | 0 | 0 | 0 | 0 | 0 | 0 | 0 | 0 | 0 | 0 | 0 | 0 | 0 | 0
Counterfactual | Gen_BB001 | MW | Electricity North West | Bredbury | 0 | 4.947 | 5.621 | 5.658 | 5.694 | 5.731 | 5.731 | 5.71 | 5.688 | 5.665 | 5.641 | 5.615 | 5.588 | 5.559 | 5.528 | 5.495 | 5.459 | 5.421 | 5.379 | 5.333 | 5.281 | 5.223 | 5.157 | 5.08 | 4.988 | 4.872 | 4.718 | 4.487 | 4.025
Counterfactual | Gen_BB001 | MW | Electricity North West | Harker | 0 | 252.682 | 287.116 | 288.985 | 290.854 | 292.723 | 292.723 | 291.649 | 290.525 | 289.344 | 288.102 | 286.79 | 285.401 | 283.925 | 282.351 | 280.665 | 278.848 | 276.881 | 274.734 | 272.373 | 269.75 | 266.798 | 263.425 | 259.49 | 254.768 | 248.865 | 240.994 | 229.188 | 205.577
Counterfactual | Gen_BB001 | MW | Electricity North West | Heysham (NGET) | 0 | 4.741 | 5.387 | 5.422 | 5.457 | 5.492 | 5.492 | 5.472 | 5.451 | 5.428 | 5.405 | 5.381 | 5.355 | 5.327 | 5.297 | 5.266 | 5.232 | 5.195 | 5.154 | 5.11 | 5.061 | 5.005 | 4.942 | 4.868 | 4.78 | 4.669 | 4.521 | 4.3 | 3.857
Counterfactual | Gen_BB001 | MW | Electricity North West | Kearsley 132kV | 0 | 21.975 | 24.97 | 25.132 | 25.295 | 25.457 | 25.457 | 25.364 | 25.266 | 25.163 | 25.055 | 24.941 | 24.82 | 24.692 | 24.555 | 24.408 | 24.251 | 24.079 | 23.893 | 23.687 | 23.459 | 23.203 | 22.909 | 22.567 | 22.156 | 21.643 | 20.958 | 19.932 | 17.878
Counterfactual | Gen_BB001 | MW | Electricity North West | Kearsley 33kV | 0 | 0 | 0 | 0 | 0 | 0 | 0 | 0 | 0 | 0 | 0 | 0 | 0 | 0 | 0 | 0 | 0 | 0 | 0 | 0 | 0 | 0 | 0 | 0 | 0 | 0 | 0 | 0 | 0
Counterfactual | Gen_BB001 | MW | Electricity North West | Macclesfield | 0 | 2.568 | 2.918 | 2.937 | 2.956 | 2.975 | 2.975 | 2.964 | 2.952 | 2.94 | 2.928 | 2.914 | 2.9 | 2.885 | 2.869 | 2.852 | 2.834 | 2.814 | 2.792 | 2.768 | 2.741 | 2.711 | 2.677 | 2.637 | 2.589 | 2.529 | 2.449 | 2.329 | 2.089
Counterfactual | Gen_BB001 | MW | Electricity North West | Padiham | 0 | 0 | 0 | 0 | 0 | 0 | 0 | 0 | 0 | 0 | 0 | 0 | 0 | 0 | 0 | 0 | 0 | 0 | 0 | 0 | 0 | 0 | 0 | 0 | 0 | 0 | 0 | 0 | 0
Counterfactual | Gen_BB001 | MW | Electricity North West | Penwortham East | 0 | 5.481 | 6.228 | 6.269 | 6.309 | 6.35 | 6.35 | 6.327 | 6.302 | 6.277 | 6.25 | 6.221 | 6.191 | 6.159 | 6.125 | 6.088 | 6.049 | 6.006 | 5.96 | 5.909 | 5.852 | 5.788 | 5.714 | 5.629 | 5.527 | 5.399 | 5.228 | 4.972 | 4.46
Counterfactual | Gen_BB001 | MW | Electricity North West | Penwortham West | 0 | 33.481 | 38.043 | 38.291 | 38.539 | 38.786 | 38.786 | 38.644 | 38.495 | 38.339 | 38.174 | 38 | 37.816 | 37.621 | 37.412 | 37.189 | 36.948 | 36.687 | 36.403 | 36.09 | 35.742 | 35.351 | 34.904 | 34.383 | 33.757 | 32.975 | 31.932 | 30.368 | 27.239
Counterfactual | Gen_BB001 | MW | Electricity North West | Rochdale | 0 | 0.188 | 0.213 | 0.215 | 0.216 | 0.217 | 0.217 | 0.217 | 0.216 | 0.215 | 0.214 | 0.213 | 0.212 | 0.211 | 0.21 | 0.208 | 0.207 | 0.206 | 0.204 | 0.202 | 0.2 | 0.198 | 0.196 | 0.193 | 0.189 | 0.185 | 0.179 | 0.17 | 0.153
Counterfactual | Gen_BB001 | MW | Electricity North West | South Manchester | 0 | 34.911 | 39.668 | 39.927 | 40.185 | 40.443 | 40.443 | 40.295 | 40.139 | 39.976 | 39.805 | 39.623 | 39.432 | 39.228 | 39.01 | 38.777 | 38.526 | 38.254 | 37.958 | 37.632 | 37.269 | 36.861 | 36.395 | 35.852 | 35.199 | 34.384 | 33.296 | 31.665 | 28.403
Counterfactual | Gen_BB001 | MW | Electricity North West | Stalybridge | 0 | 5.985 | 6.801 | 6.845 | 6.889 | 6.933 | 6.933 | 6.908 | 6.881 | 6.853 | 6.824 | 6.793 | 6.76 | 6.725 | 6.688 | 6.648 | 6.605 | 6.558 | 6.507 | 6.451 | 6.389 | 6.319 | 6.24 | 6.146 | 6.034 | 5.895 | 5.708 | 5.429 | 4.869
Counterfactual | Gen_BB001 | MW | Electricity North West | Washway Farm | 0 | 27.014 | 30.695 | 30.895 | 31.095 | 31.295 | 31.295 | 31.18 | 31.06 | 30.933 | 30.801 | 30.66 | 30.512 | 30.354 | 30.186 | 30.005 | 29.811 | 29.601 | 29.371 | 29.119 | 28.839 | 28.523 | 28.162 | 27.742 | 27.237 | 26.606 | 25.764 | 24.502 | 21.978
Counterfactual | Gen_BB001 | MW | Electricity North West | Whitegate | 0 | 0.622 | 0.707 | 0.712 | 0.716 | 0.721 | 0.721 | 0.718 | 0.715 | 0.712 | 0.709 | 0.706 | 0.703 | 0.699 | 0.695 | 0.691 | 0.687 | 0.682 | 0.677 | 0.671 | 0.664 | 0.657 | 0.649 | 0.639 | 0.627 | 0.613 | 0.593 | 0.564 | 0.506
Counterfactual | Gen_BB001 | MW | IDNO - Refer to Comment Field | Tynemouth 2 | 0 | 5.926 | 6.733 | 6.777 | 6.821 | 6.865 | 6.865 | 6.84 | 6.813 | 6.786 | 6.756 | 6.726 | 6.693 | 6.659 | 6.622 | 6.582 | 6.539 | 6.493 | 6.443 | 6.388 | 6.326 | 6.257 | 6.178 | 6.085 | 5.975 | 5.836 | 5.652 | 5.375 | 4.821 | Note: TYNE2 is operated by an IDNO allocated to GSP Group/licence area F
Counterfactual | Gen_BB001 | MW | NGED East Midlands | Berkswell | 0 | 8.099 | 9.202 | 9.262 | 9.322 | 9.382 | 9.382 | 9.348 | 9.312 | 9.274 | 9.234 | 9.192 | 9.147 | 9.1 | 9.05 | 8.995 | 8.937 | 8.874 | 8.805 | 8.73 | 8.646 | 8.551 | 8.443 | 8.317 | 8.165 | 7.976 | 7.724 | 7.346 | 6.589
Counterfactual | Gen_BB001 | MW | NGED East Midlands | Bicker Fen | 0 | 0.119 | 0.135 | 0.136 | 0.136 | 0.137 | 0.137 | 0.137 | 0.136 | 0.136 | 0.135 | 0.135 | 0.134 | 0.133 | 0.132 | 0.132 | 0.131 | 0.13 | 0.129 | 0.128 | 0.127 | 0.125 | 0.124 | 0.122 | 0.119 | 0.117 | 0.113 | 0.107 | 0.096
Counterfactual | Gen_BB001 | MW | NGED East Midlands | Chesterfield | 0 | 7.512 | 8.536 | 8.591 | 8.647 | 8.702 | 8.702 | 8.67 | 8.637 | 8.602 | 8.565 | 8.526 | 8.485 | 8.441 | 8.394 | 8.344 | 8.29 | 8.231 | 8.168 | 8.097 | 8.019 | 7.932 | 7.831 | 7.714 | 7.574 | 7.398 | 7.164 | 6.814 | 6.112
Counterfactual | Gen_BB001 | MW | NGED East Midlands | Coventry | 0 | 0.346 | 0.393 | 0.395 | 0.398 | 0.4 | 0.4 | 0.399 | 0.397 | 0.396 | 0.394 | 0.392 | 0.39 | 0.388 | 0.386 | 0.384 | 0.381 | 0.379 | 0.376 | 0.373 | 0.369 | 0.365 | 0.36 | 0.355 | 0.349 | 0.34 | 0.33 | 0.314 | 0.281
Counterfactual | Gen_BB001 | MW | NGED East Midlands | Drakelow | 0 | 0.987 | 1.121 | 1.128 | 1.136 | 1.143 | 1.143 | 1.139 | 1.134 | 1.13 | 1.125 | 1.12 | 1.114 | 1.109 | 1.102 | 1.096 | 1.089 | 1.081 | 1.073 | 1.064 | 1.053 | 1.042 | 1.029 | 1.013 | 0.995 | 0.972 | 0.941 | 0.895 | 0.803
Counterfactual | Gen_BB001 | MW | NGED East Midlands | East Claydon (_B) | 0 | 5.926 | 6.733 | 6.777 | 6.821 | 6.865 | 6.865 | 6.84 | 6.813 | 6.786 | 6.756 | 6.726 | 6.693 | 6.659 | 6.622 | 6.582 | 6.539 | 6.493 | 6.443 | 6.388 | 6.326 | 6.257 | 6.178 | 6.085 | 5.975 | 5.836 | 5.652 | 5.375 | 4.821
Counterfactual | Gen_BB001 | MW | NGED East Midlands | Enderby | 0 | 3.753 | 4.264 | 4.292 | 4.32 | 4.348 | 4.348 | 4.332 | 4.315 | 4.298 | 4.279 | 4.26 | 4.239 | 4.217 | 4.194 | 4.169 | 4.142 | 4.112 | 4.081 | 4.045 | 4.007 | 3.963 | 3.913 | 3.854 | 3.784 | 3.696 | 3.579 | 3.404 | 3.053
Counterfactual | Gen_BB001 | MW | NGED East Midlands | Grendon | 0 | 0 | 0 | 0 | 0 | 0 | 0 | 0 | 0 | 0 | 0 | 0 | 0 | 0 | 0 | 0 | 0 | 0 | 0 | 0 | 0 | 0 | 0 | 0 | 0 | 0 | 0 | 0 | 0
Counterfactual | Gen_BB001 | MW | NGED East Midlands | Ratcliffe | 0 | 56.402 | 58.392 | 58.5 | 58.608 | 58.716 | 58.716 | 58.654 | 58.589 | 58.521 | 58.449 | 58.373 | 58.293 | 58.208 | 58.117 | 58.019 | 57.914 | 57.801 | 57.677 | 57.54 | 57.389 | 57.218 | 57.023 | 56.796 | 56.523 | 56.182 | 55.727 | 55.045 | 53.68
Counterfactual | Gen_BB001 | MW | NGED East Midlands | Staythorpe | 0 | 10.785 | 12.255 | 12.334 | 12.414 | 12.494 | 12.494 | 12.448 | 12.4 | 12.35 | 12.297 | 12.241 | 12.182 | 12.119 | 12.051 | 11.979 | 11.902 | 11.818 | 11.726 | 11.625 | 11.513 | 11.388 | 11.244 | 11.076 | 10.874 | 10.622 | 10.286 | 9.782 | 8.774
Counterfactual | Gen_BB001 | MW | NGED East Midlands | Stoke Bardolph | 0 | 6.311 | 7.171 | 7.218 | 7.264 | 7.311 | 7.311 | 7.284 | 7.256 | 7.227 | 7.196 | 7.163 | 7.128 | 7.091 | 7.052 | 7.01 | 6.965 | 6.915 | 6.862 | 6.803 | 6.737 | 6.664 | 6.579 | 6.481 | 6.363 | 6.216 | 6.019 | 5.724 | 5.134
Counterfactual | Gen_BB001 | MW | NGED East Midlands | Walpole (_B) | 0 | 0 | 0 | 0 | 0 | 0 | 0 | 0 | 0 | 0 | 0 | 0 | 0 | 0 | 0 | 0 | 0 | 0 | 0 | 0 | 0 | 0 | 0 | 0 | 0 | 0 | 0 | 0 | 0
Counterfactual | Gen_BB001 | MW | NGED East Midlands | West Burton | 0 | 1.478 | 1.68 | 1.691 | 1.702 | 1.713 | 1.713 | 1.706 | 1.7 | 1.693 | 1.686 | 1.678 | 1.67 | 1.661 | 1.652 | 1.642 | 1.632 | 1.62 | 1.608 | 1.594 | 1.578 | 1.561 | 1.541 | 1.518 | 1.491 | 1.456 | 1.41 | 1.341 | 1.203
Counterfactual | Gen_BB001 | MW | NGED East Midlands | Willington | 0 | 166.938 | 167.611 | 167.648 | 167.684 | 167.721 | 167.721 | 167.7 | 167.678 | 167.655 | 167.63 | 167.605 | 167.578 | 167.549 | 167.518 | 167.485 | 167.45 | 167.411 | 167.369 | 167.323 | 167.272 | 167.214 | 167.148 | 167.071 | 166.979 | 166.864 | 166.71 | 166.479 | 166.018
Counterfactual | Gen_BB001 | MW | NGED South Wales | Aberthaw | 0 | 0 | 0 | 0 | 0 | 0 | 0 | 0 | 0 | 0 | 0 | 0 | 0 | 0 | 0 | 0 | 0 | 0 | 0 | 0 | 0 | 0 | 0 | 0 | 0 | 0 | 0 | 0 | 0
Counterfactual | Gen_BB001 | MW | NGED South Wales | Cardiff East | 0 | 0 | 0 | 0 | 0 | 0 | 0 | 0 | 0 | 0 | 0 | 0 | 0 | 0 | 0 | 0 | 0 | 0 | 0 | 0 | 0 | 0 | 0 | 0 | 0 | 0 | 0 | 0 | 0
Counterfactual | Gen_BB001 | MW | NGED South Wales | Grange | 0 | 0 | 0 | 0 | 0 | 0 | 0 | 0 | 0 | 0 | 0 | 0 | 0 | 0 | 0 | 0 | 0 | 0 | 0 | 0 | 0 | 0 | 0 | 0 | 0 | 0 | 0 | 0 | 0
Counterfactual | Gen_BB001 | MW | NGED South Wales | Pembroke | 0 | 0 | 0 | 0 | 0 | 0 | 0 | 0 | 0 | 0 | 0 | 0 | 0 | 0 | 0 | 0 | 0 | 0 | 0 | 0 | 0 | 0 | 0 | 0 | 0 | 0 | 0 | 0 | 0
Counterfactual | Gen_BB001 | MW | NGED South Wales | Pyle | 0 | 0 | 0 | 0 | 0 | 0 | 0 | 0 | 0 | 0 | 0 | 0 | 0 | 0 | 0 | 0 | 0 | 0 | 0 | 0 | 0 | 0 | 0 | 0 | 0 | 0 | 0 | 0 | 0
Counterfactual | Gen_BB001 | MW | NGED South Wales | Rassau | 0 | 1.086 | 1.234 | 1.242 | 1.251 | 1.259 | 1.259 | 1.254 | 1.249 | 1.244 | 1.239 | 1.233 | 1.227 | 1.221 | 1.214 | 1.207 | 1.199 | 1.19 | 1.181 | 1.171 | 1.16 | 1.147 | 1.133 | 1.116 | 1.095 | 1.07 | 1.036 | 0.985 | 0.884
Counterfactual | Gen_BB001 | MW | NGED South Wales | Swansea North | 0 | 0.593 | 0.673 | 0.678 | 0.682 | 0.686 | 0.686 | 0.684 | 0.681 | 0.679 | 0.676 | 0.673 | 0.669 | 0.666 | 0.662 | 0.658 | 0.654 | 0.649 | 0.644 | 0.639 | 0.633 | 0.626 | 0.618 | 0.609 | 0.597 | 0.584 | 0.565 | 0.537 | 0.482
Counterfactual | Gen_BB001 | MW | NGED South Wales | Upper Boat 132kV | 0 | 0 | 0 | 0 | 0 | 0 | 0 | 0 | 0 | 0 | 0 | 0 | 0 | 0 | 0 | 0 | 0 | 0 | 0 | 0 | 0 | 0 | 0 | 0 | 0 | 0 | 0 | 0 | 0
Counterfactual | Gen_BB001 | MW | NGED South Wales | Uskmouth | 0 | 0.385 | 0.438 | 0.441 | 0.443 | 0.446 | 0.446 | 0.445 | 0.443 | 0.441 | 0.439 | 0.437 | 0.435 | 0.433 | 0.43 | 0.428 | 0.425 | 0.422 | 0.419 | 0.415 | 0.411 | 0.407 | 0.402 | 0.396 | 0.388 | 0.379 | 0.367 | 0.349 | 0.313
Counterfactual | Gen_BB001 | MW | NGED South West | Abham | 0 | 22.151 | 22.324 | 22.334 | 22.343 | 22.353 | 22.353 | 22.347 | 22.341 | 22.336 | 22.329 | 22.323 | 22.316 | 22.308 | 22.3 | 22.292 | 22.283 | 22.273 | 22.262 | 22.25 | 22.237 | 22.222 | 22.205 | 22.185 | 22.162 | 22.132 | 22.092 | 22.033 | 21.914
Counterfactual | Gen_BB001 | MW | NGED South West | Alverdiscott | 0 | 0 | 0 | 0 | 0 | 0 | 0 | 0 | 0 | 0 | 0 | 0 | 0 | 0 | 0 | 0 | 0 | 0 | 0 | 0 | 0 | 0 | 0 | 0 | 0 | 0 | 0 | 0 | 0
Counterfactual | Gen_BB001 | MW | NGED South West | Axminster | 0 | 0.988 | 1.122 | 1.13 | 1.137 | 1.144 | 1.144 | 1.14 | 1.136 | 1.131 | 1.126 | 1.121 | 1.116 | 1.11 | 1.104 | 1.097 | 1.09 | 1.082 | 1.074 | 1.065 | 1.054 | 1.043 | 1.03 | 1.014 | 0.996 | 0.973 | 0.942 | 0.896 | 0.804
Counterfactual | Gen_BB001 | MW | NGED South West | Bridgewater | 0 | 0 | 0 | 0 | 0 | 0 | 0 | 0 | 0 | 0 | 0 | 0 | 0 | 0 | 0 | 0 | 0 | 0 | 0 | 0 | 0 | 0 | 0 | 0 | 0 | 0 | 0 | 0 | 0
Counterfactual | Gen_BB001 | MW | NGED South West | Exeter | 0 | 4.858 | 5.52 | 5.556 | 5.592 | 5.628 | 5.628 | 5.607 | 5.586 | 5.563 | 5.539 | 5.514 | 5.487 | 5.459 | 5.429 | 5.396 | 5.361 | 5.323 | 5.282 | 5.237 | 5.186 | 5.13 | 5.065 | 4.989 | 4.898 | 4.785 | 4.633 | 4.406 | 3.953
Counterfactual | Gen_BB001 | MW | NGED South West | Indian Queens | 0 | 1.481 | 1.683 | 1.694 | 1.705 | 1.716 | 1.716 | 1.71 | 1.703 | 1.696 | 1.689 | 1.681 | 1.673 | 1.665 | 1.655 | 1.646 | 1.635 | 1.623 | 1.611 | 1.597 | 1.582 | 1.564 | 1.544 | 1.521 | 1.494 | 1.459 | 1.413 | 1.344 | 1.205
Counterfactual | Gen_BB001 | MW | NGED South West | Landulph | 0 | 47.262 | 48.169 | 48.219 | 48.268 | 48.317 | 48.317 | 48.289 | 48.259 | 48.228 | 48.195 | 48.161 | 48.124 | 48.085 | 48.044 | 47.999 | 47.951 | 47.9 | 47.843 | 47.781 | 47.712 | 47.634 | 47.545 | 47.441 | 47.317 | 47.161 | 46.953 | 46.642 | 46.02
Counterfactual | Gen_BB001 | MW | NGED South West | Seabank | 0 | 0.37 | 0.421 | 0.424 | 0.426 | 0.429 | 0.429 | 0.427 | 0.426 | 0.424 | 0.422 | 0.42 | 0.418 | 0.416 | 0.414 | 0.411 | 0.409 | 0.406 | 0.403 | 0.399 | 0.395 | 0.391 | 0.386 | 0.38 | 0.373 | 0.365 | 0.353 | 0.336 | 0.301
Counterfactual | Gen_BB001 | MW | NGED South West | Taunton | 0 | 0 | 0 | 0 | 0 | 0 | 0 | 0 | 0 | 0 | 0 | 0 | 0 | 0 | 0 | 0 | 0 | 0 | 0 | 0 | 0 | 0 | 0 | 0 | 0 | 0 | 0 | 0 | 0
Counterfactual | Gen_BB001 | MW | NGED West Midlands | Bishops Wood | 0 | 4.049 | 4.601 | 4.631 | 4.661 | 4.691 | 4.691 | 4.674 | 4.656 | 4.637 | 4.617 | 4.596 | 4.574 | 4.55 | 4.525 | 4.498 | 4.469 | 4.437 | 4.403 | 4.365 | 4.323 | 4.276 | 4.221 | 4.158 | 4.083 | 3.988 | 3.862 | 3.673 | 3.294
Counterfactual | Gen_BB001 | MW | NGED West Midlands | Bushbury | 0 | 1.973 | 2.242 | 2.257 | 2.271 | 2.286 | 2.286 | 2.278 | 2.269 | 2.26 | 2.25 | 2.24 | 2.229 | 2.217 | 2.205 | 2.192 | 2.178 | 2.162 | 2.146 | 2.127 | 2.107 | 2.084 | 2.057 | 2.026 | 1.99 | 1.943 | 1.882 | 1.79 | 1.605
Counterfactual | Gen_BB001 | MW | NGED West Midlands | Bustleholme | 0 | 0 | 0 | 0 | 0 | 0 | 0 | 0 | 0 | 0 | 0 | 0 | 0 | 0 | 0 | 0 | 0 | 0 | 0 | 0 | 0 | 0 | 0 | 0 | 0 | 0 | 0 | 0 | 0
Counterfactual | Gen_BB001 | MW | NGED West Midlands | Cellarhead | 0 | 0.716 | 0.814 | 0.819 | 0.824 | 0.83 | 0.83 | 0.826 | 0.823 | 0.82 | 0.816 | 0.813 | 0.809 | 0.805 | 0.8 | 0.795 | 0.79 | 0.785 | 0.779 | 0.772 | 0.764 | 0.756 | 0.746 | 0.735 | 0.722 | 0.705 | 0.683 | 0.649 | 0.583
Counterfactual | Gen_BB001 | MW | NGED West Midlands | Feckenham | 0 | 4.068 | 4.622 | 4.653 | 4.683 | 4.713 | 4.713 | 4.695 | 4.677 | 4.658 | 4.638 | 4.617 | 4.595 | 4.571 | 4.546 | 4.519 | 4.489 | 4.458 | 4.423 | 4.385 | 4.343 | 4.295 | 4.241 | 4.178 | 4.102 | 4.007 | 3.88 | 3.69 | 3.31
Counterfactual | Gen_BB001 | MW | NGED West Midlands | Hams Hall | 0 | 8.813 | 10.014 | 10.079 | 10.144 | 10.209 | 10.209 | 10.172 | 10.133 | 10.091 | 10.048 | 10.002 | 9.954 | 9.902 | 9.847 | 9.789 | 9.725 | 9.657 | 9.582 | 9.499 | 9.408 | 9.305 | 9.187 | 9.05 | 8.885 | 8.68 | 8.405 | 7.993 | 7.17
Counterfactual | Gen_BB001 | MW | NGED West Midlands | Iron Acton | 0 | 0 | 0 | 0 | 0 | 0 | 0 | 0 | 0 | 0 | 0 | 0 | 0 | 0 | 0 | 0 | 0 | 0 | 0 | 0 | 0 | 0 | 0 | 0 | 0 | 0 | 0 | 0 | 0
Counterfactual | Gen_BB001 | MW | NGED West Midlands | Ironbridge | 0 | 3.536 | 4.018 | 4.044 | 4.07 | 4.096 | 4.096 | 4.081 | 4.065 | 4.049 | 4.031 | 4.013 | 3.994 | 3.973 | 3.951 | 3.927 | 3.902 | 3.874 | 3.844 | 3.811 | 3.775 | 3.733 | 3.686 | 3.631 | 3.565 | 3.482 | 3.372 | 3.207 | 2.877
Counterfactual | Gen_BB001 | MW | NGED West Midlands | Kitwell | 0 | 2.114 | 2.402 | 2.417 | 2.433 | 2.448 | 2.448 | 2.439 | 2.43 | 2.42 | 2.41 | 2.399 | 2.387 | 2.375 | 2.362 | 2.348 | 2.332 | 2.316 | 2.298 | 2.278 | 2.256 | 2.232 | 2.203 | 2.17 | 2.131 | 2.082 | 2.016 | 1.917 | 1.72
Counterfactual | Gen_BB001 | MW | NGED West Midlands | Nechells | 0 | 7.901 | 8.978 | 9.036 | 9.095 | 9.153 | 9.153 | 9.12 | 9.084 | 9.047 | 9.009 | 8.968 | 8.924 | 8.878 | 8.829 | 8.776 | 8.719 | 8.658 | 8.591 | 8.517 | 8.435 | 8.342 | 8.237 | 8.114 | 7.966 | 7.782 | 7.536 | 7.166 | 6.428
Counterfactual | Gen_BB001 | MW | NGED West Midlands | Ocker Hill | 0 | 0 | 0 | 0 | 0 | 0 | 0 | 0 | 0 | 0 | 0 | 0 | 0 | 0 | 0 | 0 | 0 | 0 | 0 | 0 | 0 | 0 | 0 | 0 | 0 | 0 | 0 | 0 | 0
Counterfactual | Gen_BB001 | MW | NGED West Midlands | Oldbury | 0 | 1.531 | 1.739 | 1.751 | 1.762 | 1.773 | 1.773 | 1.767 | 1.76 | 1.753 | 1.745 | 1.737 | 1.729 | 1.72 | 1.711 | 1.7 | 1.689 | 1.677 | 1.664 | 1.65 | 1.634 | 1.616 | 1.596 | 1.572 | 1.543 | 1.508 | 1.46 | 1.389 | 1.245
Counterfactual | Gen_BB001 | MW | NGED West Midlands | Penn | 0 | 0.548 | 0.623 | 0.627 | 0.631 | 0.635 | 0.635 | 0.633 | 0.63 | 0.628 | 0.625 | 0.622 | 0.619 | 0.616 | 0.612 | 0.609 | 0.605 | 0.601 | 0.596 | 0.591 | 0.585 | 0.579 | 0.571 | 0.563 | 0.553 | 0.54 | 0.523 | 0.497 | 0.446
Counterfactual | Gen_BB001 | MW | NGED West Midlands | Port Ham | 0 | 41.8 | 41.8 | 41.8 | 41.8 | 41.8 | 41.8 | 41.8 | 41.8 | 41.8 | 41.8 | 41.8 | 41.8 | 41.8 | 41.8 | 41.8 | 41.8 | 41.8 | 41.8 | 41.8 | 41.8 | 41.8 | 41.8 | 41.8 | 41.8 | 41.8 | 41.8 | 41.8 | 41.8
Counterfactual | Gen_BB001 | MW | NGED West Midlands | Rugeley | 0 | 0 | 0 | 0 | 0 | 0 | 0 | 0 | 0 | 0 | 0 | 0 | 0 | 0 | 0 | 0 | 0 | 0 | 0 | 0 | 0 | 0 | 0 | 0 | 0 | 0 | 0 | 0 | 0
Counterfactual | Gen_BB001 | MW | NGED West Midlands | Shrewsbury | 0 | 2.025 | 2.301 | 2.316 | 2.331 | 2.345 | 2.345 | 2.337 | 2.328 | 2.318 | 2.308 | 2.298 | 2.287 | 2.275 | 2.262 | 2.249 | 2.234 | 2.219 | 2.201 | 2.182 | 2.161 | 2.138 | 2.111 | 2.079 | 2.041 | 1.994 | 1.931 | 1.836 | 1.647
Counterfactual | Gen_BB001 | MW | NGED West Midlands | Walham | 0 | 11.986 | 13.619 | 13.708 | 13.797 | 13.885 | 13.885 | 13.834 | 13.781 | 13.725 | 13.666 | 13.604 | 13.538 | 13.468 | 13.393 | 13.313 | 13.227 | 13.134 | 13.032 | 12.92 | 12.796 | 12.656 | 12.496 | 12.309 | 12.085 | 11.805 | 11.432 | 10.872 | 9.752
Counterfactual | Gen_BB001 | MW | NGED West Midlands | Willenhall | 0 | 10.089 | 11.464 | 11.538 | 11.613 | 11.687 | 11.687 | 11.645 | 11.6 | 11.553 | 11.503 | 11.451 | 11.395 | 11.336 | 11.273 | 11.206 | 11.133 | 11.055 | 10.969 | 10.875 | 10.77 | 10.652 | 10.518 | 10.361 | 10.172 | 9.936 | 9.622 | 9.151 | 8.208
Counterfactual | Gen_BB001 | MW | NGET | Direct(NGET) | 0 | 1620.7 | 1620.7 | 1620.7 | 1620.7 | 1620.7 | 1620.7 | 1620.7 | 1620.7 | 1620.7 | 1620.7 | 1620.7 | 1620.7 | 1620.7 | 1620.7 | 1620.7 | 1620.7 | 1620.7 | 1620.7 | 1620.7 | 1620.7 | 1620.7 | 1620.7 | 1620.7 | 1620.7 | 1620.7 | 1620.7 | 1620.7 | 1620.7
Counterfactual | Gen_BB001 | MW | NPg Northeast | Blyth 132kV | 0 | 0 | 0 | 0 | 0 | 0 | 0 | 0 | 0 | 0 | 0 | 0 | 0 | 0 | 0 | 0 | 0 | 0 | 0 | 0 | 0 | 0 | 0 | 0 | 0 | 0 | 0 | 0 | 0
Counterfactual | Gen_BB001 | MW | NPg Northeast | Blyth 66kV | 0 | 0 | 0 | 0 | 0 | 0 | 0 | 0 | 0 | 0 | 0 | 0 | 0 | 0 | 0 | 0 | 0 | 0 | 0 | 0 | 0 | 0 | 0 | 0 | 0 | 0 | 0 | 0 | 0
Counterfactual | Gen_BB001 | MW | NPg Northeast | Fourstones | 0 | 0 | 0 | 0 | 0 | 0 | 0 | 0 | 0 | 0 | 0 | 0 | 0 | 0 | 0 | 0 | 0 | 0 | 0 | 0 | 0 | 0 | 0 | 0 | 0 | 0 | 0 | 0 | 0
Counterfactual | Gen_BB001 | MW | NPg Northeast | Hart Moor | 0 | 0 | 0 | 0 | 0 | 0 | 0 | 0 | 0 | 0 | 0 | 0 | 0 | 0 | 0 | 0 | 0 | 0 | 0 | 0 | 0 | 0 | 0 | 0 | 0 | 0 | 0 | 0 | 0
Counterfactual | Gen_BB001 | MW | NPg Northeast | Hawthorn Pit | 0 | 1.97 | 2.239 | 2.253 | 2.268 | 2.283 | 2.283 | 2.274 | 2.265 | 2.256 | 2.247 | 2.236 | 2.225 | 2.214 | 2.202 | 2.189 | 2.174 | 2.159 | 2.142 | 2.124 | 2.103 | 2.08 | 2.054 | 2.023 | 1.987 | 1.941 | 1.879 | 1.787 | 1.603
Counterfactual | Gen_BB001 | MW | NPg Northeast | Knaresborough | 0 | 1.407 | 1.599 | 1.61 | 1.62 | 1.63 | 1.63 | 1.624 | 1.618 | 1.612 | 1.605 | 1.597 | 1.59 | 1.581 | 1.573 | 1.563 | 1.553 | 1.542 | 1.53 | 1.517 | 1.502 | 1.486 | 1.467 | 1.445 | 1.419 | 1.386 | 1.342 | 1.277 | 1.145
Counterfactual | Gen_BB001 | MW | NPg Northeast | Lackenby | 0 | 0 | 0 | 0 | 0 | 0 | 0 | 0 | 0 | 0 | 0 | 0 | 0 | 0 | 0 | 0 | 0 | 0 | 0 | 0 | 0 | 0 | 0 | 0 | 0 | 0 | 0 | 0 | 0
Counterfactual | Gen_BB001 | MW | NPg Northeast | Norton | 0 | 1.541 | 1.751 | 1.762 | 1.773 | 1.785 | 1.785 | 1.778 | 1.771 | 1.764 | 1.757 | 1.749 | 1.74 | 1.731 | 1.722 | 1.711 | 1.7 | 1.688 | 1.675 | 1.661 | 1.645 | 1.627 | 1.606 | 1.582 | 1.553 | 1.517 | 1.469 | 1.397 | 1.253
Counterfactual | Gen_BB001 | MW | NPg Northeast | Offerton | 0 | 0.494 | 0.561 | 0.565 | 0.568 | 0.572 | 0.572 | 0.57 | 0.568 | 0.565 | 0.563 | 0.56 | 0.558 | 0.555 | 0.552 | 0.549 | 0.545 | 0.541 | 0.537 | 0.532 | 0.527 | 0.521 | 0.515 | 0.507 | 0.498 | 0.486 | 0.471 | 0.448 | 0.402
Counterfactual | Gen_BB001 | MW | NPg Northeast | Osbaldwick | 0 | 1.147 | 1.303 | 1.311 | 1.32 | 1.328 | 1.328 | 1.323 | 1.318 | 1.313 | 1.307 | 1.301 | 1.295 | 1.288 | 1.281 | 1.274 | 1.265 | 1.256 | 1.247 | 1.236 | 1.224 | 1.211 | 1.195 | 1.178 | 1.156 | 1.129 | 1.094 | 1.04 | 0.933
Counterfactual | Gen_BB001 | MW | NPg Northeast | Poppleton | 0 | 0 | 0 | 0 | 0 | 0 | 0 | 0 | 0 | 0 | 0 | 0 | 0 | 0 | 0 | 0 | 0 | 0 | 0 | 0 | 0 | 0 | 0 | 0 | 0 | 0 | 0 | 0 | 0
Counterfactual | Gen_BB001 | MW | NPg Northeast | Saltholme | 0 | 64.937 | 73.786 | 74.267 | 74.747 | 75.227 | 75.227 | 74.951 | 74.662 | 74.359 | 74.04 | 73.703 | 73.346 | 72.966 | 72.562 | 72.128 | 71.662 | 71.156 | 70.604 | 69.998 | 69.323 | 68.565 | 67.698 | 66.687 | 65.473 | 63.956 | 61.933 | 58.899 | 52.831
Counterfactual | Gen_BB001 | MW | NPg Northeast | South Shields | 0 | 0 | 0 | 0 | 0 | 0 | 0 | 0 | 0 | 0 | 0 | 0 | 0 | 0 | 0 | 0 | 0 | 0 | 0 | 0 | 0 | 0 | 0 | 0 | 0 | 0 | 0 | 0 | 0
Counterfactual | Gen_BB001 | MW | NPg Northeast | Spennymoor | 0 | 0 | 0 | 0 | 0 | 0 | 0 | 0 | 0 | 0 | 0 | 0 | 0 | 0 | 0 | 0 | 0 | 0 | 0 | 0 | 0 | 0 | 0 | 0 | 0 | 0 | 0 | 0 | 0
Counterfactual | Gen_BB001 | MW | NPg Northeast | Stella North | 0 | 11.852 | 13.467 | 13.554 | 13.642 | 13.73 | 13.73 | 13.679 | 13.627 | 13.571 | 13.513 | 13.451 | 13.386 | 13.317 | 13.243 | 13.164 | 13.079 | 12.987 | 12.886 | 12.775 | 12.652 | 12.514 | 12.356 | 12.171 | 11.949 | 11.673 | 11.303 | 10.75 | 9.642
Counterfactual | Gen_BB001 | MW | NPg Northeast | Stella South | 0 | 0 | 0 | 0 | 0 | 0 | 0 | 0 | 0 | 0 | 0 | 0 | 0 | 0 | 0 | 0 | 0 | 0 | 0 | 0 | 0 | 0 | 0 | 0 | 0 | 0 | 0 | 0 | 0
Counterfactual | Gen_BB001 | MW | NPg Northeast | West Boldon | 0 | 0 | 0 | 0 | 0 | 0 | 0 | 0 | 0 | 0 | 0 | 0 | 0 | 0 | 0 | 0 | 0 | 0 | 0 | 0 | 0 | 0 | 0 | 0 | 0 | 0 | 0 | 0 | 0
Counterfactual | Gen_BB001 | MW | NPg Yorkshire | Bradford West | 0 | 14.378 | 16.337 | 16.444 | 16.55 | 16.656 | 16.656 | 16.595 | 16.531 | 16.464 | 16.393 | 16.319 | 16.24 | 16.156 | 16.066 | 15.97 | 15.867 | 15.755 | 15.633 | 15.498 | 15.349 | 15.181 | 14.989 | 14.765 | 14.497 | 14.161 | 13.713 | 13.041 | 11.698
Counterfactual | Gen_BB001 | MW | NPg Yorkshire | Camblesforth | 0 | 9.955 | 11.312 | 11.386 | 11.459 | 11.533 | 11.533 | 11.491 | 11.446 | 11.4 | 11.351 | 11.299 | 11.244 | 11.186 | 11.124 | 11.058 | 10.986 | 10.909 | 10.824 | 10.731 | 10.628 | 10.512 | 10.379 | 10.224 | 10.038 | 9.805 | 9.495 | 9.03 | 8.099
Counterfactual | Gen_BB001 | MW | NPg Yorkshire | Creyke Beck | 0 | 27.931 | 31.738 | 31.944 | 32.151 | 32.357 | 32.357 | 32.239 | 32.115 | 31.984 | 31.847 | 31.702 | 31.548 | 31.385 | 31.211 | 31.025 | 30.824 | 30.606 | 30.369 | 30.108 | 29.818 | 29.492 | 29.119 | 28.684 | 28.162 | 27.509 | 26.639 | 25.334 | 22.724
Counterfactual | Gen_BB001 | MW | NPg Yorkshire | Drax | 0 | 7.975 | 9.062 | 9.121 | 9.18 | 9.239 | 9.239 | 9.205 | 9.17 | 9.132 | 9.093 | 9.052 | 9.008 | 8.961 | 8.912 | 8.858 | 8.801 | 8.739 | 8.671 | 8.597 | 8.514 | 8.421 | 8.314 | 8.19 | 8.041 | 7.855 | 7.606 | 7.234 | 6.488
Counterfactual | Gen_BB001 | MW | NPg Yorkshire | Elland | 0 | 48.394 | 54.989 | 55.347 | 55.705 | 56.063 | 56.063 | 55.857 | 55.642 | 55.416 | 55.178 | 54.927 | 54.661 | 54.378 | 54.077 | 53.754 | 53.406 | 53.029 | 52.618 | 52.166 | 51.663 | 51.098 | 50.452 | 49.698 | 48.794 | 47.663 | 46.156 | 43.895 | 39.373
Counterfactual | Gen_BB001 | MW | NPg Yorkshire | Ferrybridge A | 0 | 9.383 | 10.661 | 10.731 | 10.8 | 10.869 | 10.869 | 10.829 | 10.788 | 10.744 | 10.698 | 10.649 | 10.597 | 10.543 | 10.484 | 10.422 | 10.354 | 10.281 | 10.201 | 10.114 | 10.016 | 9.907 | 9.781 | 9.635 | 9.46 | 9.241 | 8.949 | 8.51 | 7.633
Counterfactual | Gen_BB001 | MW | NPg Yorkshire | Ferrybridge B (_M) | 0 | 1.501 | 1.706 | 1.717 | 1.728 | 1.739 | 1.739 | 1.733 | 1.726 | 1.719 | 1.712 | 1.704 | 1.696 | 1.687 | 1.677 | 1.667 | 1.657 | 1.645 | 1.632 | 1.618 | 1.603 | 1.585 | 1.565 | 1.542 | 1.514 | 1.479 | 1.432 | 1.362 | 1.221
Counterfactual | Gen_BB001 | MW | NPg Yorkshire | Grimsby West | 0 | 133.405 | 151.585 | 152.571 | 153.558 | 154.545 | 154.545 | 153.978 | 153.385 | 152.761 | 152.105 | 151.413 | 150.679 | 149.9 | 149.069 | 148.179 | 147.22 | 146.181 | 145.048 | 143.801 | 142.416 | 140.858 | 139.077 | 136.999 | 134.506 | 131.39 | 127.234 | 121.001 | 108.536
Counterfactual | Gen_BB001 | MW | NPg Yorkshire | Keadby | 0 | 57.328 | 65.141 | 65.565 | 65.989 | 66.413 | 66.413 | 66.169 | 65.914 | 65.646 | 65.364 | 65.067 | 64.752 | 64.417 | 64.06 | 63.677 | 63.265 | 62.819 | 62.332 | 61.796 | 61.201 | 60.531 | 59.766 | 58.873 | 57.802 | 56.462 | 54.677 | 51.998 | 46.641
Counterfactual | Gen_BB001 | MW | NPg Yorkshire | Kirkstall B | 0 | 14.815 | 16.833 | 16.943 | 17.053 | 17.162 | 17.162 | 17.099 | 17.033 | 16.964 | 16.891 | 16.814 | 16.733 | 16.646 | 16.554 | 16.455 | 16.349 | 16.233 | 16.107 | 15.969 | 15.815 | 15.642 | 15.444 | 15.214 | 14.937 | 14.591 | 14.129 | 13.437 | 12.053
Counterfactual | Gen_BB001 | MW | NPg Yorkshire | Neepsend | 0 | 0 | 0 | 0 | 0 | 0 | 0 | 0 | 0 | 0 | 0 | 0 | 0 | 0 | 0 | 0 | 0 | 0 | 0 | 0 | 0 | 0 | 0 | 0 | 0 | 0 | 0 | 0 | 0
Counterfactual | Gen_BB001 | MW | NPg Yorkshire | Saltend North | 0 | 32.101 | 36.476 | 36.713 | 36.951 | 37.188 | 37.188 | 37.052 | 36.909 | 36.759 | 36.601 | 36.434 | 36.258 | 36.07 | 35.87 | 35.656 | 35.425 | 35.175 | 34.903 | 34.603 | 34.269 | 33.895 | 33.466 | 32.966 | 32.366 | 31.616 | 30.616 | 29.116 | 26.117
Counterfactual | Gen_BB001 | MW | NPg Yorkshire | Sheffield City | 0 | 1.926 | 2.188 | 2.203 | 2.217 | 2.231 | 2.231 | 2.223 | 2.214 | 2.205 | 2.196 | 2.186 | 2.175 | 2.164 | 2.152 | 2.139 | 2.125 | 2.11 | 2.094 | 2.076 | 2.056 | 2.033 | 2.008 | 1.978 | 1.942 | 1.897 | 1.837 | 1.747 | 1.567
Counterfactual | Gen_BB001 | MW | NPg Yorkshire | Skelton Grange | 0 | 50.738 | 57.652 | 58.027 | 58.403 | 58.778 | 58.778 | 58.562 | 58.337 | 58.1 | 57.85 | 57.587 | 57.308 | 57.011 | 56.695 | 56.357 | 55.992 | 55.597 | 55.166 | 54.692 | 54.165 | 53.572 | 52.895 | 52.105 | 51.157 | 49.971 | 48.391 | 46.02 | 41.279
Counterfactual | Gen_BB001 | MW | NPg Yorkshire | Templeborough | 0 | 0.988 | 1.122 | 1.13 | 1.137 | 1.144 | 1.144 | 1.14 | 1.136 | 1.131 | 1.126 | 1.121 | 1.116 | 1.11 | 1.104 | 1.097 | 1.09 | 1.082 | 1.074 | 1.065 | 1.054 | 1.043 | 1.03 | 1.014 | 0.996 | 0.973 | 0.942 | 0.896 | 0.804
Counterfactual | Gen_BB001 | MW | NPg Yorkshire | Thurcroft | 0 | 29.629 | 33.667 | 33.886 | 34.105 | 34.324 | 34.324 | 34.198 | 34.067 | 33.928 | 33.782 | 33.629 | 33.466 | 33.293 | 33.108 | 32.91 | 32.697 | 32.467 | 32.215 | 31.938 | 31.63 | 31.284 | 30.889 | 30.427 | 29.874 | 29.181 | 28.259 | 26.874 | 24.106
Counterfactual | Gen_BB001 | MW | NPg Yorkshire | West Melton | 0 | 1.975 | 2.244 | 2.259 | 2.274 | 2.288 | 2.288 | 2.28 | 2.271 | 2.262 | 2.252 | 2.242 | 2.231 | 2.22 | 2.207 | 2.194 | 2.18 | 2.164 | 2.148 | 2.129 | 2.109 | 2.086 | 2.059 | 2.028 | 1.992 | 1.945 | 1.884 | 1.792 | 1.607
Counterfactual | Gen_BB001 | MW | NPg Yorkshire | Wincobank | 0 | 0 | 0 | 0 | 0 | 0 | 0 | 0 | 0 | 0 | 0 | 0 | 0 | 0 | 0 | 0 | 0 | 0 | 0 | 0 | 0 | 0 | 0 | 0 | 0 | 0 | 0 | 0 | 0
Counterfactual | Gen_BB001 | MW | SPEN | Bainsford | 0 | 0 | 0 | 0 | 0 | 0 | 0 | 0 | 0 | 0 | 0 | 0 | 0 | 0 | 0 | 0 | 0 | 0 | 0 | 0 | 0 | 0 | 0 | 0 | 0 | 0 | 0 | 0 | 0
Counterfactual | Gen_BB001 | MW | SPEN | Bathgate | 0 | 0 | 0 | 0 | 0 | 0 | 0 | 0 | 0 | 0 | 0 | 0 | 0 | 0 | 0 | 0 | 0 | 0 | 0 | 0 | 0 | 0 | 0 | 0 | 0 | 0 | 0 | 0 | 0
Counterfactual | Gen_BB001 | MW | SPEN | Berwick | 0 | 0 | 0 | 0 | 0 | 0 | 0 | 0 | 0 | 0 | 0 | 0 | 0 | 0 | 0 | 0 | 0 | 0 | 0 | 0 | 0 | 0 | 0 | 0 | 0 | 0 | 0 | 0 | 0
Counterfactual | Gen_BB001 | MW | SPEN | Bonnybridge | 0 | 0 | 0 | 0 | 0 | 0 | 0 | 0 | 0 | 0 | 0 | 0 | 0 | 0 | 0 | 0 | 0 | 0 | 0 | 0 | 0 | 0 | 0 | 0 | 0 | 0 | 0 | 0 | 0
Counterfactual | Gen_BB001 | MW | SPEN | Chapelcross | 0 | 0 | 0 | 0 | 0 | 0 | 0 | 0 | 0 | 0 | 0 | 0 | 0 | 0 | 0 | 0 | 0 | 0 | 0 | 0 | 0 | 0 | 0 | 0 | 0 | 0 | 0 | 0 | 0
Counterfactual | Gen_BB001 | MW | SPEN | Clyde’s Mill | 0 | 0 | 0 | 0 | 0 | 0 | 0 | 0 | 0 | 0 | 0 | 0 | 0 | 0 | 0 | 0 | 0 | 0 | 0 | 0 | 0 | 0 | 0 | 0 | 0 | 0 | 0 | 0 | 0 | GSP also referred to as Westburn Road
Counterfactual | Gen_BB001 | MW | SPEN | Cockenzie | 0 | 0 | 0 | 0 | 0 | 0 | 0 | 0 | 0 | 0 | 0 | 0 | 0 | 0 | 0 | 0 | 0 | 0 | 0 | 0 | 0 | 0 | 0 | 0 | 0 | 0 | 0 | 0 | 0
Counterfactual | Gen_BB001 | MW | SPEN | Coylton | 0 | 0 | 0 | 0 | 0 | 0 | 0 | 0 | 0 | 0 | 0 | 0 | 0 | 0 | 0 | 0 | 0 | 0 | 0 | 0 | 0 | 0 | 0 | 0 | 0 | 0 | 0 | 0 | 0
Counterfactual | Gen_BB001 | MW | SPEN | Crookston B | 0 | 0 | 0 | 0 | 0 | 0 | 0 | 0 | 0 | 0 | 0 | 0 | 0 | 0 | 0 | 0 | 0 | 0 | 0 | 0 | 0 | 0 | 0 | 0 | 0 | 0 | 0 | 0 | 0
Counterfactual | Gen_BB001 | MW | SPEN | Cumbernauld | 0 | 0 | 0 | 0 | 0 | 0 | 0 | 0 | 0 | 0 | 0 | 0 | 0 | 0 | 0 | 0 | 0 | 0 | 0 | 0 | 0 | 0 | 0 | 0 | 0 | 0 | 0 | 0 | 0
Counterfactual | Gen_BB001 | MW | SPEN | Cupar | 0 | 0 | 0 | 0 | 0 | 0 | 0 | 0 | 0 | 0 | 0 | 0 | 0 | 0 | 0 | 0 | 0 | 0 | 0 | 0 | 0 | 0 | 0 | 0 | 0 | 0 | 0 | 0 | 0
Counterfactual | Gen_BB001 | MW | SPEN | Dalmarnock | 0 | 0.988 | 1.122 | 1.13 | 1.137 | 1.144 | 1.144 | 1.14 | 1.136 | 1.131 | 1.126 | 1.121 | 1.116 | 1.11 | 1.104 | 1.097 | 1.09 | 1.082 | 1.074 | 1.065 | 1.054 | 1.043 | 1.03 | 1.014 | 0.996 | 0.973 | 0.942 | 0.896 | 0.804
Counterfactual | Gen_BB001 | MW | SPEN | Devol Moor | 0 | 0 | 0 | 0 | 0 | 0 | 0 | 0 | 0 | 0 | 0 | 0 | 0 | 0 | 0 | 0 | 0 | 0 | 0 | 0 | 0 | 0 | 0 | 0 | 0 | 0 | 0 | 0 | 0
Counterfactual | Gen_BB001 | MW | SPEN | Devonside | 0 | 0 | 0 | 0 | 0 | 0 | 0 | 0 | 0 | 0 | 0 | 0 | 0 | 0 | 0 | 0 | 0 | 0 | 0 | 0 | 0 | 0 | 0 | 0 | 0 | 0 | 0 | 0 | 0
Counterfactual | Gen_BB001 | MW | SPEN | Dumfries 33 | 0 | 0 | 0 | 0 | 0 | 0 | 0 | 0 | 0 | 0 | 0 | 0 | 0 | 0 | 0 | 0 | 0 | 0 | 0 | 0 | 0 | 0 | 0 | 0 | 0 | 0 | 0 | 0 | 0
Counterfactual | Gen_BB001 | MW | SPEN | Dunbar | 0 | 0 | 0 | 0 | 0 | 0 | 0 | 0 | 0 | 0 | 0 | 0 | 0 | 0 | 0 | 0 | 0 | 0 | 0 | 0 | 0 | 0 | 0 | 0 | 0 | 0 | 0 | 0 | 0
Counterfactual | Gen_BB001 | MW | SPEN | Dunfermline | 0 | 0 | 0 | 0 | 0 | 0 | 0 | 0 | 0 | 0 | 0 | 0 | 0 | 0 | 0 | 0 | 0 | 0 | 0 | 0 | 0 | 0 | 0 | 0 | 0 | 0 | 0 | 0 | 0
Counterfactual | Gen_BB001 | MW | SPEN | Earlstoun | 0 | 0 | 0 | 0 | 0 | 0 | 0 | 0 | 0 | 0 | 0 | 0 | 0 | 0 | 0 | 0 | 0 | 0 | 0 | 0 | 0 | 0 | 0 | 0 | 0 | 0 | 0 | 0 | 0
Counterfactual | Gen_BB001 | MW | SPEN | East Kilbride South | 0 | 0 | 0 | 0 | 0 | 0 | 0 | 0 | 0 | 0 | 0 | 0 | 0 | 0 | 0 | 0 | 0 | 0 | 0 | 0 | 0 | 0 | 0 | 0 | 0 | 0 | 0 | 0 | 0
Counterfactual | Gen_BB001 | MW | SPEN | Eccles | 0 | 0 | 0 | 0 | 0 | 0 | 0 | 0 | 0 | 0 | 0 | 0 | 0 | 0 | 0 | 0 | 0 | 0 | 0 | 0 | 0 | 0 | 0 | 0 | 0 | 0 | 0 | 0 | 0
Counterfactual | Gen_BB001 | MW | SPEN | Galashiels | 0 | 0 | 0 | 0 | 0 | 0 | 0 | 0 | 0 | 0 | 0 | 0 | 0 | 0 | 0 | 0 | 0 | 0 | 0 | 0 | 0 | 0 | 0 | 0 | 0 | 0 | 0 | 0 | 0
Counterfactual | Gen_BB001 | MW | SPEN | Giffnock | 0 | 0 | 0 | 0 | 0 | 0 | 0 | 0 | 0 | 0 | 0 | 0 | 0 | 0 | 0 | 0 | 0 | 0 | 0 | 0 | 0 | 0 | 0 | 0 | 0 | 0 | 0 | 0 | 0
Counterfactual | Gen_BB001 | MW | SPEN | Glenlee | 0 | 0 | 0 | 0 | 0 | 0 | 0 | 0 | 0 | 0 | 0 | 0 | 0 | 0 | 0 | 0 | 0 | 0 | 0 | 0 | 0 | 0 | 0 | 0 | 0 | 0 | 0 | 0 | 0
Counterfactual | Gen_BB001 | MW | SPEN | Glenluce | 0 | 0 | 0 | 0 | 0 | 0 | 0 | 0 | 0 | 0 | 0 | 0 | 0 | 0 | 0 | 0 | 0 | 0 | 0 | 0 | 0 | 0 | 0 | 0 | 0 | 0 | 0 | 0 | 0
Counterfactual | Gen_BB001 | MW | SPEN | Glenniston | 0 | 0 | 0 | 0 | 0 | 0 | 0 | 0 | 0 | 0 | 0 | 0 | 0 | 0 | 0 | 0 | 0 | 0 | 0 | 0 | 0 | 0 | 0 | 0 | 0 | 0 | 0 | 0 | 0
Counterfactual | Gen_BB001 | MW | SPEN | Glenrothes | 0 | 0 | 0 | 0 | 0 | 0 | 0 | 0 | 0 | 0 | 0 | 0 | 0 | 0 | 0 | 0 | 0 | 0 | 0 | 0 | 0 | 0 | 0 | 0 | 0 | 0 | 0 | 0 | 0
Counterfactual | Gen_BB001 | MW | SPEN | Grangemouth A | 0 | 0 | 0 | 0 | 0 | 0 | 0 | 0 | 0 | 0 | 0 | 0 | 0 | 0 | 0 | 0 | 0 | 0 | 0 | 0 | 0 | 0 | 0 | 0 | 0 | 0 | 0 | 0 | 0
Counterfactual | Gen_BB001 | MW | SPEN | Hawick | 0 | 0 | 0 | 0 | 0 | 0 | 0 | 0 | 0 | 0 | 0 | 0 | 0 | 0 | 0 | 0 | 0 | 0 | 0 | 0 | 0 | 0 | 0 | 0 | 0 | 0 | 0 | 0 | 0
Counterfactual | Gen_BB001 | MW | SPEN | Hunterston Farm | 0 | 0 | 0 | 0 | 0 | 0 | 0 | 0 | 0 | 0 | 0 | 0 | 0 | 0 | 0 | 0 | 0 | 0 | 0 | 0 | 0 | 0 | 0 | 0 | 0 | 0 | 0 | 0 | 0
Counterfactual | Gen_BB001 | MW | SPEN | Inverkeithing | 0 | 0 | 0 | 0 | 0 | 0 | 0 | 0 | 0 | 0 | 0 | 0 | 0 | 0 | 0 | 0 | 0 | 0 | 0 | 0 | 0 | 0 | 0 | 0 | 0 | 0 | 0 | 0 | 0
Counterfactual | Gen_BB001 | MW | SPEN | Johnstone | 0 | 0 | 0 | 0 | 0 | 0 | 0 | 0 | 0 | 0 | 0 | 0 | 0 | 0 | 0 | 0 | 0 | 0 | 0 | 0 | 0 | 0 | 0 | 0 | 0 | 0 | 0 | 0 | 0
Counterfactual | Gen_BB001 | MW | SPEN | Kaimes | 0 | 0 | 0 | 0 | 0 | 0 | 0 | 0 | 0 | 0 | 0 | 0 | 0 | 0 | 0 | 0 | 0 | 0 | 0 | 0 | 0 | 0 | 0 | 0 | 0 | 0 | 0 | 0 | 0
Counterfactual | Gen_BB001 | MW | SPEN | Kendoon | 0 | 0 | 0 | 0 | 0 | 0 | 0 | 0 | 0 | 0 | 0 | 0 | 0 | 0 | 0 | 0 | 0 | 0 | 0 | 0 | 0 | 0 | 0 | 0 | 0 | 0 | 0 | 0 | 0
Counterfactual | Gen_BB001 | MW | SPEN | Killermont | 0 | 0 | 0 | 0 | 0 | 0 | 0 | 0 | 0 | 0 | 0 | 0 | 0 | 0 | 0 | 0 | 0 | 0 | 0 | 0 | 0 | 0 | 0 | 0 | 0 | 0 | 0 | 0 | 0
Counterfactual | Gen_BB001 | MW | SPEN | Kilwinning | 0 | 0 | 0 | 0 | 0 | 0 | 0 | 0 | 0 | 0 | 0 | 0 | 0 | 0 | 0 | 0 | 0 | 0 | 0 | 0 | 0 | 0 | 0 | 0 | 0 | 0 | 0 | 0 | 0
Counterfactual | Gen_BB001 | MW | SPEN | Leven | 0 | 0 | 0 | 0 | 0 | 0 | 0 | 0 | 0 | 0 | 0 | 0 | 0 | 0 | 0 | 0 | 0 | 0 | 0 | 0 | 0 | 0 | 0 | 0 | 0 | 0 | 0 | 0 | 0
Counterfactual | Gen_BB001 | MW | SPEN | Livingston East | 0 | 0 | 0 | 0 | 0 | 0 | 0 | 0 | 0 | 0 | 0 | 0 | 0 | 0 | 0 | 0 | 0 | 0 | 0 | 0 | 0 | 0 | 0 | 0 | 0 | 0 | 0 | 0 | 0
Counterfactual | Gen_BB001 | MW | SPEN | Maybole | 0 | 0 | 0 | 0 | 0 | 0 | 0 | 0 | 0 | 0 | 0 | 0 | 0 | 0 | 0 | 0 | 0 | 0 | 0 | 0 | 0 | 0 | 0 | 0 | 0 | 0 | 0 | 0 | 0
Counterfactual | Gen_BB001 | MW | SPEN | Newarthill | 0 | 0 | 0 | 0 | 0 | 0 | 0 | 0 | 0 | 0 | 0 | 0 | 0 | 0 | 0 | 0 | 0 | 0 | 0 | 0 | 0 | 0 | 0 | 0 | 0 | 0 | 0 | 0 | 0
Counterfactual | Gen_BB001 | MW | SPEN | Paisley | 0 | 0 | 0 | 0 | 0 | 0 | 0 | 0 | 0 | 0 | 0 | 0 | 0 | 0 | 0 | 0 | 0 | 0 | 0 | 0 | 0 | 0 | 0 | 0 | 0 | 0 | 0 | 0 | 0
Counterfactual | Gen_BB001 | MW | SPEN | Portobello | 0 | 0 | 0 | 0 | 0 | 0 | 0 | 0 | 0 | 0 | 0 | 0 | 0 | 0 | 0 | 0 | 0 | 0 | 0 | 0 | 0 | 0 | 0 | 0 | 0 | 0 | 0 | 0 | 0
Counterfactual | Gen_BB001 | MW | SPEN | Ravenscraig | 0 | 0 | 0 | 0 | 0 | 0 | 0 | 0 | 0 | 0 | 0 | 0 | 0 | 0 | 0 | 0 | 0 | 0 | 0 | 0 | 0 | 0 | 0 | 0 | 0 | 0 | 0 | 0 | 0
Counterfactual | Gen_BB001 | MW | SPEN | Redhouse | 0 | 0 | 0 | 0 | 0 | 0 | 0 | 0 | 0 | 0 | 0 | 0 | 0 | 0 | 0 | 0 | 0 | 0 | 0 | 0 | 0 | 0 | 0 | 0 | 0 | 0 | 0 | 0 | 0
Counterfactual | Gen_BB001 | MW | SPEN | Saltcoats A | 0 | 0 | 0 | 0 | 0 | 0 | 0 | 0 | 0 | 0 | 0 | 0 | 0 | 0 | 0 | 0 | 0 | 0 | 0 | 0 | 0 | 0 | 0 | 0 | 0 | 0 | 0 | 0 | 0
Counterfactual | Gen_BB001 | MW | SPEN | Saltcoats B | 0 | 0 | 0 | 0 | 0 | 0 | 0 | 0 | 0 | 0 | 0 | 0 | 0 | 0 | 0 | 0 | 0 | 0 | 0 | 0 | 0 | 0 | 0 | 0 | 0 | 0 | 0 | 0 | 0
Counterfactual | Gen_BB001 | MW | SPEN | Sighthill | 0 | 0 | 0 | 0 | 0 | 0 | 0 | 0 | 0 | 0 | 0 | 0 | 0 | 0 | 0 | 0 | 0 | 0 | 0 | 0 | 0 | 0 | 0 | 0 | 0 | 0 | 0 | 0 | 0
Counterfactual | Gen_BB001 | MW | SPEN | Stirling | 0 | 0 | 0 | 0 | 0 | 0 | 0 | 0 | 0 | 0 | 0 | 0 | 0 | 0 | 0 | 0 | 0 | 0 | 0 | 0 | 0 | 0 | 0 | 0 | 0 | 0 | 0 | 0 | 0
Counterfactual | Gen_BB001 | MW | SPEN | Strathaven | 0 | 0 | 0 | 0 | 0 | 0 | 0 | 0 | 0 | 0 | 0 | 0 | 0 | 0 | 0 | 0 | 0 | 0 | 0 | 0 | 0 | 0 | 0 | 0 | 0 | 0 | 0 | 0 | 0
Counterfactual | Gen_BB001 | MW | SPEN | Strathleven | 0 | 0 | 0 | 0 | 0 | 0 | 0 | 0 | 0 | 0 | 0 | 0 | 0 | 0 | 0 | 0 | 0 | 0 | 0 | 0 | 0 | 0 | 0 | 0 | 0 | 0 | 0 | 0 | 0
Counterfactual | Gen_BB001 | MW | SPEN | Telford Road | 0 | 0 | 0 | 0 | 0 | 0 | 0 | 0 | 0 | 0 | 0 | 0 | 0 | 0 | 0 | 0 | 0 | 0 | 0 | 0 | 0 | 0 | 0 | 0 | 0 | 0 | 0 | 0 | 0
Counterfactual | Gen_BB001 | MW | SPEN | Tongland | 0 | 0 | 0 | 0 | 0 | 0 | 0 | 0 | 0 | 0 | 0 | 0 | 0 | 0 | 0 | 0 | 0 | 0 | 0 | 0 | 0 | 0 | 0 | 0 | 0 | 0 | 0 | 0 | 0
Counterfactual | Gen_BB001 | MW | SPEN | Westfield | 0 | 0 | 0 | 0 | 0 | 0 | 0 | 0 | 0 | 0 | 0 | 0 | 0 | 0 | 0 | 0 | 0 | 0 | 0 | 0 | 0 | 0 | 0 | 0 | 0 | 0 | 0 | 0 | 0
Counterfactual | Gen_BB001 | MW | SPEN | Wishaw | 0 | 0 | 0 | 0 | 0 | 0 | 0 | 0 | 0 | 0 | 0 | 0 | 0 | 0 | 0 | 0 | 0 | 0 | 0 | 0 | 0 | 0 | 0 | 0 | 0 | 0 | 0 | 0 | 0
Counterfactual | Gen_BB001 | MW | SPEN Manweb | Birkenhead | 0 | 2.074 | 2.357 | 2.372 | 2.387 | 2.403 | 2.403 | 2.394 | 2.385 | 2.375 | 2.365 | 2.354 | 2.343 | 2.33 | 2.318 | 2.304 | 2.289 | 2.273 | 2.255 | 2.236 | 2.214 | 2.19 | 2.162 | 2.13 | 2.091 | 2.043 | 1.978 | 1.881 | 1.687
Counterfactual | Gen_BB001 | MW | SPEN Manweb | Capenhurst | 0 | 0 | 0 | 0 | 0 | 0 | 0 | 0 | 0 | 0 | 0 | 0 | 0 | 0 | 0 | 0 | 0 | 0 | 0 | 0 | 0 | 0 | 0 | 0 | 0 | 0 | 0 | 0 | 0
Counterfactual | Gen_BB001 | MW | SPEN Manweb | Carrington | 0 | 52.098 | 59.197 | 59.583 | 59.968 | 60.353 | 60.353 | 60.132 | 59.9 | 59.657 | 59.401 | 59.13 | 58.844 | 58.54 | 58.215 | 57.867 | 57.493 | 57.087 | 56.645 | 56.158 | 55.617 | 55.008 | 54.313 | 53.501 | 52.528 | 51.311 | 49.688 | 47.254 | 42.386
Counterfactual | Gen_BB001 | MW | SPEN Manweb | Connah's Quay | 0 | 7.605 | 8.641 | 8.697 | 8.754 | 8.81 | 8.81 | 8.778 | 8.744 | 8.708 | 8.671 | 8.631 | 8.59 | 8.545 | 8.498 | 8.447 | 8.392 | 8.333 | 8.268 | 8.197 | 8.118 | 8.03 | 7.928 | 7.81 | 7.668 | 7.49 | 7.253 | 6.898 | 6.187
Counterfactual | Gen_BB001 | MW | SPEN Manweb | Fiddlers Ferry | 0 | 0 | 0 | 0 | 0 | 0 | 0 | 0 | 0 | 0 | 0 | 0 | 0 | 0 | 0 | 0 | 0 | 0 | 0 | 0 | 0 | 0 | 0 | 0 | 0 | 0 | 0 | 0 | 0
Counterfactual | Gen_BB001 | MW | SPEN Manweb | Frodsham | 0 | 0 | 0 | 0 | 0 | 0 | 0 | 0 | 0 | 0 | 0 | 0 | 0 | 0 | 0 | 0 | 0 | 0 | 0 | 0 | 0 | 0 | 0 | 0 | 0 | 0 | 0 | 0 | 0
Counterfactual | Gen_BB001 | MW | SPEN Manweb | Legacy | 0 | 1.412 | 1.605 | 1.615 | 1.626 | 1.636 | 1.636 | 1.63 | 1.624 | 1.617 | 1.61 | 1.603 | 1.595 | 1.587 | 1.578 | 1.569 | 1.559 | 1.548 | 1.536 | 1.522 | 1.508 | 1.491 | 1.472 | 1.45 | 1.424 | 1.391 | 1.347 | 1.281 | 1.149
Counterfactual | Gen_BB001 | MW | SPEN Manweb | Lister Drive | 0 | 0 | 0 | 0 | 0 | 0 | 0 | 0 | 0 | 0 | 0 | 0 | 0 | 0 | 0 | 0 | 0 | 0 | 0 | 0 | 0 | 0 | 0 | 0 | 0 | 0 | 0 | 0 | 0
Counterfactual | Gen_BB001 | MW | SPEN Manweb | Pentir | 0 | 0 | 0 | 0 | 0 | 0 | 0 | 0 | 0 | 0 | 0 | 0 | 0 | 0 | 0 | 0 | 0 | 0 | 0 | 0 | 0 | 0 | 0 | 0 | 0 | 0 | 0 | 0 | 0
Counterfactual | Gen_BB001 | MW | SPEN Manweb | Rainhill | 0 | 21.728 | 24.689 | 24.85 | 25.01 | 25.171 | 25.171 | 25.079 | 24.982 | 24.881 | 24.774 | 24.661 | 24.542 | 24.415 | 24.279 | 24.134 | 23.978 | 23.809 | 23.624 | 23.421 | 23.196 | 22.942 | 22.652 | 22.313 | 21.907 | 21.4 | 20.723 | 19.708 | 17.677
Counterfactual | Gen_BB001 | MW | SPEN Manweb | Trawsfynydd | 0 | 0 | 0 | 0 | 0 | 0 | 0 | 0 | 0 | 0 | 0 | 0 | 0 | 0 | 0 | 0 | 0 | 0 | 0 | 0 | 0 | 0 | 0 | 0 | 0 | 0 | 0 | 0 | 0
Counterfactual | Gen_BB001 | MW | SPEN Manweb | Wylfa | 0 | 0 | 0 | 0 | 0 | 0 | 0 | 0 | 0 | 0 | 0 | 0 | 0 | 0 | 0 | 0 | 0 | 0 | 0 | 0 | 0 | 0 | 0 | 0 | 0 | 0 | 0 | 0 | 0
Counterfactual | Gen_BB001 | MW | SPTL | Direct(SPTL) | 0 | 136 | 136 | 136 | 136 | 136 | 136 | 136 | 136 | 136 | 136 | 136 | 136 | 136 | 136 | 136 | 136 | 136 | 136 | 120 | 120 | 120 | 120 | 120 | 120 | 120 | 120 | 120 | 120
Counterfactual | Gen_BB001 | MW | SSEN (SHEPD) | Abernethy | 0 | 0 | 0 | 0 | 0 | 0 | 0 | 0 | 0 | 0 | 0 | 0 | 0 | 0 | 0 | 0 | 0 | 0 | 0 | 0 | 0 | 0 | 0 | 0 | 0 | 0 | 0 | 0 | 0
Counterfactual | Gen_BB001 | MW | SSEN (SHEPD) | Alness | 0 | 0 | 0 | 0 | 0 | 0 | 0 | 0 | 0 | 0 | 0 | 0 | 0 | 0 | 0 | 0 | 0 | 0 | 0 | 0 | 0 | 0 | 0 | 0 | 0 | 0 | 0 | 0 | 0
Counterfactual | Gen_BB001 | MW | SSEN (SHEPD) | Arbroath | 0 | 0 | 0 | 0 | 0 | 0 | 0 | 0 | 0 | 0 | 0 | 0 | 0 | 0 | 0 | 0 | 0 | 0 | 0 | 0 | 0 | 0 | 0 | 0 | 0 | 0 | 0 | 0 | 0
Counterfactual | Gen_BB001 | MW | SSEN (SHEPD) | Ardmore | 0 | 0 | 0 | 0 | 0 | 0 | 0 | 0 | 0 | 0 | 0 | 0 | 0 | 0 | 0 | 0 | 0 | 0 | 0 | 0 | 0 | 0 | 0 | 0 | 0 | 0 | 0 | 0 | 0
Counterfactual | Gen_BB001 | MW | SSEN (SHEPD) | Beauly | 0 | 0 | 0 | 0 | 0 | 0 | 0 | 0 | 0 | 0 | 0 | 0 | 0 | 0 | 0 | 0 | 0 | 0 | 0 | 0 | 0 | 0 | 0 | 0 | 0 | 0 | 0 | 0 | 0
Counterfactual | Gen_BB001 | MW | SSEN (SHEPD) | Boat of Garten | 0 | 0 | 0 | 0 | 0 | 0 | 0 | 0 | 0 | 0 | 0 | 0 | 0 | 0 | 0 | 0 | 0 | 0 | 0 | 0 | 0 | 0 | 0 | 0 | 0 | 0 | 0 | 0 | 0
Counterfactual | Gen_BB001 | MW | SSEN (SHEPD) | Bridge of Dun | 0 | 0 | 0 | 0 | 0 | 0 | 0 | 0 | 0 | 0 | 0 | 0 | 0 | 0 | 0 | 0 | 0 | 0 | 0 | 0 | 0 | 0 | 0 | 0 | 0 | 0 | 0 | 0 | 0
Counterfactual | Gen_BB001 | MW | SSEN (SHEPD) | Burghmuir | 0 | 0 | 0 | 0 | 0 | 0 | 0 | 0 | 0 | 0 | 0 | 0 | 0 | 0 | 0 | 0 | 0 | 0 | 0 | 0 | 0 | 0 | 0 | 0 | 0 | 0 | 0 | 0 | 0
Counterfactual | Gen_BB001 | MW | SSEN (SHEPD) | Carradale | 0 | 0 | 0 | 0 | 0 | 0 | 0 | 0 | 0 | 0 | 0 | 0 | 0 | 0 | 0 | 0 | 0 | 0 | 0 | 0 | 0 | 0 | 0 | 0 | 0 | 0 | 0 | 0 | 0
Counterfactual | Gen_BB001 | MW | SSEN (SHEPD) | Ceannacroc | 0 | 0 | 0 | 0 | 0 | 0 | 0 | 0 | 0 | 0 | 0 | 0 | 0 | 0 | 0 | 0 | 0 | 0 | 0 | 0 | 0 | 0 | 0 | 0 | 0 | 0 | 0 | 0 | 0
Counterfactual | Gen_BB001 | MW | SSEN (SHEPD) | Coupar Angus | 0 | 0 | 0 | 0 | 0 | 0 | 0 | 0 | 0 | 0 | 0 | 0 | 0 | 0 | 0 | 0 | 0 | 0 | 0 | 0 | 0 | 0 | 0 | 0 | 0 | 0 | 0 | 0 | 0
Counterfactual | Gen_BB001 | MW | SSEN (SHEPD) | Dunvegan | 0 | 0 | 0 | 0 | 0 | 0 | 0 | 0 | 0 | 0 | 0 | 0 | 0 | 0 | 0 | 0 | 0 | 0 | 0 | 0 | 0 | 0 | 0 | 0 | 0 | 0 | 0 | 0 | 0
Counterfactual | Gen_BB001 | MW | SSEN (SHEPD) | Dyce | 0 | 12 | 12 | 12 | 12 | 12 | 12 | 12 | 12 | 12 | 12 | 12 | 12 | 12 | 12 | 12 | 12 | 12 | 12 | 12 | 12 | 12 | 12 | 12 | 12 | 12 | 12 | 12 | 12
Counterfactual | Gen_BB001 | MW | SSEN (SHEPD) | Fiddes | 0 | 0 | 0 | 0 | 0 | 0 | 0 | 0 | 0 | 0 | 0 | 0 | 0 | 0 | 0 | 0 | 0 | 0 | 0 | 0 | 0 | 0 | 0 | 0 | 0 | 0 | 0 | 0 | 0
Counterfactual | Gen_BB001 | MW | SSEN (SHEPD) | Fort William | 0 | 0 | 0 | 0 | 0 | 0 | 0 | 0 | 0 | 0 | 0 | 0 | 0 | 0 | 0 | 0 | 0 | 0 | 0 | 0 | 0 | 0 | 0 | 0 | 0 | 0 | 0 | 0 | 0
Counterfactual | Gen_BB001 | MW | SSEN (SHEPD) | Fraserburgh | 0 | 0 | 0 | 0 | 0 | 0 | 0 | 0 | 0 | 0 | 0 | 0 | 0 | 0 | 0 | 0 | 0 | 0 | 0 | 0 | 0 | 0 | 0 | 0 | 0 | 0 | 0 | 0 | 0
Counterfactual | Gen_BB001 | MW | SSEN (SHEPD) | Grudie Bridge | 0 | 0 | 0 | 0 | 0 | 0 | 0 | 0 | 0 | 0 | 0 | 0 | 0 | 0 | 0 | 0 | 0 | 0 | 0 | 0 | 0 | 0 | 0 | 0 | 0 | 0 | 0 | 0 | 0
Counterfactual | Gen_BB001 | MW | SSEN (SHEPD) | Inverness | 0 | 0 | 0 | 0 | 0 | 0 | 0 | 0 | 0 | 0 | 0 | 0 | 0 | 0 | 0 | 0 | 0 | 0 | 0 | 0 | 0 | 0 | 0 | 0 | 0 | 0 | 0 | 0 | 0
Counterfactual | Gen_BB001 | MW | SSEN (SHEPD) | Keith | 0 | 15 | 15 | 15 | 15 | 15 | 15 | 15 | 15 | 15 | 15 | 15 | 15 | 15 | 15 | 15 | 15 | 15 | 15 | 15 | 15 | 15 | 15 | 15 | 15 | 15 | 15 | 15 | 15
Counterfactual | Gen_BB001 | MW | SSEN (SHEPD) | Killin | 0 | 0 | 0 | 0 | 0 | 0 | 0 | 0 | 0 | 0 | 0 | 0 | 0 | 0 | 0 | 0 | 0 | 0 | 0 | 0 | 0 | 0 | 0 | 0 | 0 | 0 | 0 | 0 | 0
Counterfactual | Gen_BB001 | MW | SSEN (SHEPD) | Kinlochleven | 0 | 0 | 0 | 0 | 0 | 0 | 0 | 0 | 0 | 0 | 0 | 0 | 0 | 0 | 0 | 0 | 0 | 0 | 0 | 0 | 0 | 0 | 0 | 0 | 0 | 0 | 0 | 0 | 0
Counterfactual | Gen_BB001 | MW | SSEN (SHEPD) | Kintore | 0 | 0 | 0 | 0 | 0 | 0 | 0 | 0 | 0 | 0 | 0 | 0 | 0 | 0 | 0 | 0 | 0 | 0 | 0 | 0 | 0 | 0 | 0 | 0 | 0 | 0 | 0 | 0 | 0
Counterfactual | Gen_BB001 | MW | SSEN (SHEPD) | Lairg | 0 | 0 | 0 | 0 | 0 | 0 | 0 | 0 | 0 | 0 | 0 | 0 | 0 | 0 | 0 | 0 | 0 | 0 | 0 | 0 | 0 | 0 | 0 | 0 | 0 | 0 | 0 | 0 | 0
Counterfactual | Gen_BB001 | MW | SSEN (SHEPD) | Lunanhead | 0 | 0 | 0 | 0 | 0 | 0 | 0 | 0 | 0 | 0 | 0 | 0 | 0 | 0 | 0 | 0 | 0 | 0 | 0 | 0 | 0 | 0 | 0 | 0 | 0 | 0 | 0 | 0 | 0
Counterfactual | Gen_BB001 | MW | SSEN (SHEPD) | Macduff | 0 | 0 | 0 | 0 | 0 | 0 | 0 | 0 | 0 | 0 | 0 | 0 | 0 | 0 | 0 | 0 | 0 | 0 | 0 | 0 | 0 | 0 | 0 | 0 | 0 | 0 | 0 | 0 | 0
Counterfactual | Gen_BB001 | MW | SSEN (SHEPD) | Milton of Craigie | 0 | 0 | 0 | 0 | 0 | 0 | 0 | 0 | 0 | 0 | 0 | 0 | 0 | 0 | 0 | 0 | 0 | 0 | 0 | 0 | 0 | 0 | 0 | 0 | 0 | 0 | 0 | 0 | 0
Counterfactual | Gen_BB001 | MW | SSEN (SHEPD) | Mybster | 0 | 0 | 0 | 0 | 0 | 0 | 0 | 0 | 0 | 0 | 0 | 0 | 0 | 0 | 0 | 0 | 0 | 0 | 0 | 0 | 0 | 0 | 0 | 0 | 0 | 0 | 0 | 0 | 0
Counterfactual | Gen_BB001 | MW | SSEN (SHEPD) | Nairn | 0 | 0 | 0 | 0 | 0 | 0 | 0 | 0 | 0 | 0 | 0 | 0 | 0 | 0 | 0 | 0 | 0 | 0 | 0 | 0 | 0 | 0 | 0 | 0 | 0 | 0 | 0 | 0 | 0
Counterfactual | Gen_BB001 | MW | SSEN (SHEPD) | Persley | 0 | 0 | 0 | 0 | 0 | 0 | 0 | 0 | 0 | 0 | 0 | 0 | 0 | 0 | 0 | 0 | 0 | 0 | 0 | 0 | 0 | 0 | 0 | 0 | 0 | 0 | 0 | 0 | 0
Counterfactual | Gen_BB001 | MW | SSEN (SHEPD) | Port Ann | 0 | 0 | 0 | 0 | 0 | 0 | 0 | 0 | 0 | 0 | 0 | 0 | 0 | 0 | 0 | 0 | 0 | 0 | 0 | 0 | 0 | 0 | 0 | 0 | 0 | 0 | 0 | 0 | 0
Counterfactual | Gen_BB001 | MW | SSEN (SHEPD) | Redmoss | 0 | 0 | 0 | 0 | 0 | 0 | 0 | 0 | 0 | 0 | 0 | 0 | 0 | 0 | 0 | 0 | 0 | 0 | 0 | 0 | 0 | 0 | 0 | 0 | 0 | 0 | 0 | 0 | 0
Counterfactual | Gen_BB001 | MW | SSEN (SHEPD) | Shin | 0 | 0 | 0 | 0 | 0 | 0 | 0 | 0 | 0 | 0 | 0 | 0 | 0 | 0 | 0 | 0 | 0 | 0 | 0 | 0 | 0 | 0 | 0 | 0 | 0 | 0 | 0 | 0 | 0
Counterfactual | Gen_BB001 | MW | SSEN (SHEPD) | Sloy | 0 | 0 | 0 | 0 | 0 | 0 | 0 | 0 | 0 | 0 | 0 | 0 | 0 | 0 | 0 | 0 | 0 | 0 | 0 | 0 | 0 | 0 | 0 | 0 | 0 | 0 | 0 | 0 | 0
Counterfactual | Gen_BB001 | MW | SSEN (SHEPD) | Strichen | 0 | 0 | 0 | 0 | 0 | 0 | 0 | 0 | 0 | 0 | 0 | 0 | 0 | 0 | 0 | 0 | 0 | 0 | 0 | 0 | 0 | 0 | 0 | 0 | 0 | 0 | 0 | 0 | 0
Counterfactual | Gen_BB001 | MW | SSEN (SHEPD) | Tarland | 0 | 0 | 0 | 0 | 0 | 0 | 0 | 0 | 0 | 0 | 0 | 0 | 0 | 0 | 0 | 0 | 0 | 0 | 0 | 0 | 0 | 0 | 0 | 0 | 0 | 0 | 0 | 0 | 0
Counterfactual | Gen_BB001 | MW | SSEN (SHEPD) | Taynuilt | 0 | 0 | 0 | 0 | 0 | 0 | 0 | 0 | 0 | 0 | 0 | 0 | 0 | 0 | 0 | 0 | 0 | 0 | 0 | 0 | 0 | 0 | 0 | 0 | 0 | 0 | 0 | 0 | 0
Counterfactual | Gen_BB001 | MW | SSEN (SHEPD) | Thurso | 0 | 0 | 0 | 0 | 0 | 0 | 0 | 0 | 0 | 0 | 0 | 0 | 0 | 0 | 0 | 0 | 0 | 0 | 0 | 0 | 0 | 0 | 0 | 0 | 0 | 0 | 0 | 0 | 0
Counterfactual | Gen_BB001 | MW | SSEN (SHEPD) | Tummel Bridge | 0 | 0 | 0 | 0 | 0 | 0 | 0 | 0 | 0 | 0 | 0 | 0 | 0 | 0 | 0 | 0 | 0 | 0 | 0 | 0 | 0 | 0 | 0 | 0 | 0 | 0 | 0 | 0 | 0
Counterfactual | Gen_BB001 | MW | SSEN (SHEPD) | Willowdale | 0 | 0 | 0 | 0 | 0 | 0 | 0 | 0 | 0 | 0 | 0 | 0 | 0 | 0 | 0 | 0 | 0 | 0 | 0 | 0 | 0 | 0 | 0 | 0 | 0 | 0 | 0 | 0 | 0
Counterfactual | Gen_BB001 | MW | SSEN South | Botley Wood | 0 | 0 | 0 | 0 | 0 | 0 | 0 | 0 | 0 | 0 | 0 | 0 | 0 | 0 | 0 | 0 | 0 | 0 | 0 | 0 | 0 | 0 | 0 | 0 | 0 | 0 | 0 | 0 | 0
Counterfactual | Gen_BB001 | MW | SSEN South | Bramley | 0 | 1.284 | 1.459 | 1.468 | 1.478 | 1.487 | 1.487 | 1.482 | 1.476 | 1.47 | 1.464 | 1.457 | 1.45 | 1.443 | 1.435 | 1.426 | 1.417 | 1.407 | 1.396 | 1.384 | 1.371 | 1.356 | 1.339 | 1.319 | 1.295 | 1.265 | 1.225 | 1.165 | 1.045
Counterfactual | Gen_BB001 | MW | SSEN South | Chickerell | 0 | 47 | 47 | 47 | 47 | 47 | 47 | 47 | 47 | 47 | 47 | 47 | 47 | 47 | 47 | 47 | 47 | 47 | 47 | 47 | 47 | 47 | 47 | 47 | 47 | 47 | 47 | 47 | 47
Counterfactual | Gen_BB001 | MW | SSEN South | Cowley | 0 | 0 | 0 | 0 | 0 | 0 | 0 | 0 | 0 | 0 | 0 | 0 | 0 | 0 | 0 | 0 | 0 | 0 | 0 | 0 | 0 | 0 | 0 | 0 | 0 | 0 | 0 | 0 | 0
Counterfactual | Gen_BB001 | MW | SSEN South | Fawley | 0 | 158 | 158 | 158 | 158 | 158 | 158 | 158 | 158 | 158 | 158 | 158 | 158 | 158 | 158 | 0 | 0 | 0 | 0 | 0 | 0 | 0 | 0 | 0 | 0 | 0 | 0 | 0 | 0
Counterfactual | Gen_BB001 | MW | SSEN South | Iver 132kV | 0 | 0 | 0 | 0 | 0 | 0 | 0 | 0 | 0 | 0 | 0 | 0 | 0 | 0 | 0 | 0 | 0 | 0 | 0 | 0 | 0 | 0 | 0 | 0 | 0 | 0 | 0 | 0 | 0
Counterfactual | Gen_BB001 | MW | SSEN South | Lovedean | 0 | 3.096 | 3.518 | 3.541 | 3.564 | 3.587 | 3.587 | 3.574 | 3.56 | 3.545 | 3.53 | 3.514 | 3.497 | 3.479 | 3.46 | 3.439 | 3.417 | 3.393 | 3.366 | 3.338 | 3.305 | 3.269 | 3.228 | 3.18 | 3.122 | 3.049 | 2.953 | 2.808 | 2.519
Counterfactual | Gen_BB001 | MW | SSEN South | Mannington | 0 | 0 | 0 | 0 | 0 | 0 | 0 | 0 | 0 | 0 | 0 | 0 | 0 | 0 | 0 | 0 | 0 | 0 | 0 | 0 | 0 | 0 | 0 | 0 | 0 | 0 | 0 | 0 | 0
Counterfactual | Gen_BB001 | MW | SSEN South | Melksham | 0 | 0 | 0 | 0 | 0 | 0 | 0 | 0 | 0 | 0 | 0 | 0 | 0 | 0 | 0 | 0 | 0 | 0 | 0 | 0 | 0 | 0 | 0 | 0 | 0 | 0 | 0 | 0 | 0
Counterfactual | Gen_BB001 | MW | SSEN South | Minety | 0 | 0 | 0 | 0 | 0 | 0 | 0 | 0 | 0 | 0 | 0 | 0 | 0 | 0 | 0 | 0 | 0 | 0 | 0 | 0 | 0 | 0 | 0 | 0 | 0 | 0 | 0 | 0 | 0
Counterfactual | Gen_BB001 | MW | SSEN South | Nursling | 0 | 0 | 0 | 0 | 0 | 0 | 0 | 0 | 0 | 0 | 0 | 0 | 0 | 0 | 0 | 0 | 0 | 0 | 0 | 0 | 0 | 0 | 0 | 0 | 0 | 0 | 0 | 0 | 0
Counterfactual | Gen_BB001 | MW | UKPN Eastern | Amersham Main | 0 | 0 | 0 | 0 | 0 | 0 | 0 | 0 | 0 | 0 | 0 | 0 | 0 | 0 | 0 | 0 | 0 | 0 | 0 | 0 | 0 | 0 | 0 | 0 | 0 | 0 | 0 | 0 | 0
Counterfactual | Gen_BB001 | MW | UKPN Eastern | Braintree | 0 | 0 | 0 | 0 | 0 | 0 | 0 | 0 | 0 | 0 | 0 | 0 | 0 | 0 | 0 | 0 | 0 | 0 | 0 | 0 | 0 | 0 | 0 | 0 | 0 | 0 | 0 | 0 | 0
Counterfactual | Gen_BB001 | MW | UKPN Eastern | Bramford | 0 | 2.37 | 2.693 | 2.711 | 2.728 | 2.746 | 2.746 | 2.736 | 2.725 | 2.714 | 2.703 | 2.69 | 2.677 | 2.663 | 2.649 | 2.633 | 2.616 | 2.597 | 2.577 | 2.555 | 2.53 | 2.503 | 2.471 | 2.434 | 2.39 | 2.335 | 2.261 | 2.15 | 1.928
Counterfactual | Gen_BB001 | MW | UKPN Eastern | Brimsdown | 0 | 0 | 0 | 0 | 0 | 0 | 0 | 0 | 0 | 0 | 0 | 0 | 0 | 0 | 0 | 0 | 0 | 0 | 0 | 0 | 0 | 0 | 0 | 0 | 0 | 0 | 0 | 0 | 0
Counterfactual | Gen_BB001 | MW | UKPN Eastern | Burwell Main | 0 | 0 | 0 | 0 | 0 | 0 | 0 | 0 | 0 | 0 | 0 | 0 | 0 | 0 | 0 | 0 | 0 | 0 | 0 | 0 | 0 | 0 | 0 | 0 | 0 | 0 | 0 | 0 | 0
Counterfactual | Gen_BB001 | MW | UKPN Eastern | Eaton Socon | 0 | 0 | 0 | 0 | 0 | 0 | 0 | 0 | 0 | 0 | 0 | 0 | 0 | 0 | 0 | 0 | 0 | 0 | 0 | 0 | 0 | 0 | 0 | 0 | 0 | 0 | 0 | 0 | 0
Counterfactual | Gen_BB001 | MW | UKPN Eastern | Elstree | 0 | 0 | 0 | 0 | 0 | 0 | 0 | 0 | 0 | 0 | 0 | 0 | 0 | 0 | 0 | 0 | 0 | 0 | 0 | 0 | 0 | 0 | 0 | 0 | 0 | 0 | 0 | 0 | 0
Counterfactual | Gen_BB001 | MW | UKPN Eastern | Loudwater | 0 | 0 | 0 | 0 | 0 | 0 | 0 | 0 | 0 | 0 | 0 | 0 | 0 | 0 | 0 | 0 | 0 | 0 | 0 | 0 | 0 | 0 | 0 | 0 | 0 | 0 | 0 | 0 | 0
Counterfactual | Gen_BB001 | MW | UKPN Eastern | Mill Hill | 0 | 0 | 0 | 0 | 0 | 0 | 0 | 0 | 0 | 0 | 0 | 0 | 0 | 0 | 0 | 0 | 0 | 0 | 0 | 0 | 0 | 0 | 0 | 0 | 0 | 0 | 0 | 0 | 0
Counterfactual | Gen_BB001 | MW | UKPN Eastern | Norwich Main | 0 | 0 | 0 | 0 | 0 | 0 | 0 | 0 | 0 | 0 | 0 | 0 | 0 | 0 | 0 | 0 | 0 | 0 | 0 | 0 | 0 | 0 | 0 | 0 | 0 | 0 | 0 | 0 | 0
Counterfactual | Gen_BB001 | MW | UKPN Eastern | Pelham | 0 | 0 | 0 | 0 | 0 | 0 | 0 | 0 | 0 | 0 | 0 | 0 | 0 | 0 | 0 | 0 | 0 | 0 | 0 | 0 | 0 | 0 | 0 | 0 | 0 | 0 | 0 | 0 | 0
Counterfactual | Gen_BB001 | MW | UKPN Eastern | Rayleigh | 0 | 0 | 0 | 0 | 0 | 0 | 0 | 0 | 0 | 0 | 0 | 0 | 0 | 0 | 0 | 0 | 0 | 0 | 0 | 0 | 0 | 0 | 0 | 0 | 0 | 0 | 0 | 0 | 0
Counterfactual | Gen_BB001 | MW | UKPN Eastern | Rye House | 0 | 0 | 0 | 0 | 0 | 0 | 0 | 0 | 0 | 0 | 0 | 0 | 0 | 0 | 0 | 0 | 0 | 0 | 0 | 0 | 0 | 0 | 0 | 0 | 0 | 0 | 0 | 0 | 0
Counterfactual | Gen_BB001 | MW | UKPN Eastern | Sundon | 0 | 0 | 0 | 0 | 0 | 0 | 0 | 0 | 0 | 0 | 0 | 0 | 0 | 0 | 0 | 0 | 0 | 0 | 0 | 0 | 0 | 0 | 0 | 0 | 0 | 0 | 0 | 0 | 0
Counterfactual | Gen_BB001 | MW | UKPN Eastern | Tilbury | 0 | 0 | 0 | 0 | 0 | 0 | 0 | 0 | 0 | 0 | 0 | 0 | 0 | 0 | 0 | 0 | 0 | 0 | 0 | 0 | 0 | 0 | 0 | 0 | 0 | 0 | 0 | 0 | 0
Counterfactual | Gen_BB001 | MW | UKPN Eastern | Tottenham | 0 | 0 | 0 | 0 | 0 | 0 | 0 | 0 | 0 | 0 | 0 | 0 | 0 | 0 | 0 | 0 | 0 | 0 | 0 | 0 | 0 | 0 | 0 | 0 | 0 | 0 | 0 | 0 | 0
Counterfactual | Gen_BB001 | MW | UKPN Eastern | Walpole (_A) | 0 | 0 | 0 | 0 | 0 | 0 | 0 | 0 | 0 | 0 | 0 | 0 | 0 | 0 | 0 | 0 | 0 | 0 | 0 | 0 | 0 | 0 | 0 | 0 | 0 | 0 | 0 | 0 | 0
Counterfactual | Gen_BB001 | MW | UKPN Eastern | Warley | 0 | 0 | 0 | 0 | 0 | 0 | 0 | 0 | 0 | 0 | 0 | 0 | 0 | 0 | 0 | 0 | 0 | 0 | 0 | 0 | 0 | 0 | 0 | 0 | 0 | 0 | 0 | 0 | 0
Counterfactual | Gen_BB001 | MW | UKPN Eastern | Watford South | 0 | 0 | 0 | 0 | 0 | 0 | 0 | 0 | 0 | 0 | 0 | 0 | 0 | 0 | 0 | 0 | 0 | 0 | 0 | 0 | 0 | 0 | 0 | 0 | 0 | 0 | 0 | 0 | 0
Counterfactual | Gen_BB001 | MW | UKPN Eastern | West Thurrock | 0 | 0 | 0 | 0 | 0 | 0 | 0 | 0 | 0 | 0 | 0 | 0 | 0 | 0 | 0 | 0 | 0 | 0 | 0 | 0 | 0 | 0 | 0 | 0 | 0 | 0 | 0 | 0 | 0
Counterfactual | Gen_BB001 | MW | UKPN Eastern | Wymondley | 0 | 0 | 0 | 0 | 0 | 0 | 0 | 0 | 0 | 0 | 0 | 0 | 0 | 0 | 0 | 0 | 0 | 0 | 0 | 0 | 0 | 0 | 0 | 0 | 0 | 0 | 0 | 0 | 0
Counterfactual | Gen_BB001 | MW | UKPN London | Barking | 0 | 0 | 0 | 0 | 0 | 0 | 0 | 0 | 0 | 0 | 0 | 0 | 0 | 0 | 0 | 0 | 0 | 0 | 0 | 0 | 0 | 0 | 0 | 0 | 0 | 0 | 0 | 0 | 0
Counterfactual | Gen_BB001 | MW | UKPN London | Barking West | 0 | 0 | 0 | 0 | 0 | 0 | 0 | 0 | 0 | 0 | 0 | 0 | 0 | 0 | 0 | 0 | 0 | 0 | 0 | 0 | 0 | 0 | 0 | 0 | 0 | 0 | 0 | 0 | 0
Counterfactual | Gen_BB001 | MW | UKPN London | City Road | 0 | 30 | 30 | 30 | 30 | 30 | 30 | 30 | 30 | 30 | 30 | 30 | 30 | 30 | 30 | 30 | 30 | 30 | 30 | 30 | 30 | 30 | 30 | 30 | 30 | 30 | 30 | 30 | 30
Counterfactual | Gen_BB001 | MW | UKPN London | Hackney 132kV | 0 | 0 | 0 | 0 | 0 | 0 | 0 | 0 | 0 | 0 | 0 | 0 | 0 | 0 | 0 | 0 | 0 | 0 | 0 | 0 | 0 | 0 | 0 | 0 | 0 | 0 | 0 | 0 | 0
Counterfactual | Gen_BB001 | MW | UKPN London | Hackney 66kV | 0 | 0 | 0 | 0 | 0 | 0 | 0 | 0 | 0 | 0 | 0 | 0 | 0 | 0 | 0 | 0 | 0 | 0 | 0 | 0 | 0 | 0 | 0 | 0 | 0 | 0 | 0 | 0 | 0
Counterfactual | Gen_BB001 | MW | UKPN London | Hurst | 0 | 0 | 0 | 0 | 0 | 0 | 0 | 0 | 0 | 0 | 0 | 0 | 0 | 0 | 0 | 0 | 0 | 0 | 0 | 0 | 0 | 0 | 0 | 0 | 0 | 0 | 0 | 0 | 0
Counterfactual | Gen_BB001 | MW | UKPN London | Littlebrook (_C) | 0 | 0 | 0 | 0 | 0 | 0 | 0 | 0 | 0 | 0 | 0 | 0 | 0 | 0 | 0 | 0 | 0 | 0 | 0 | 0 | 0 | 0 | 0 | 0 | 0 | 0 | 0 | 0 | 0
Counterfactual | Gen_BB001 | MW | UKPN London | Lodge Road | 0 | 0 | 0 | 0 | 0 | 0 | 0 | 0 | 0 | 0 | 0 | 0 | 0 | 0 | 0 | 0 | 0 | 0 | 0 | 0 | 0 | 0 | 0 | 0 | 0 | 0 | 0 | 0 | 0
Counterfactual | Gen_BB001 | MW | UKPN London | New Cross | 0 | 31.209 | 35.462 | 35.693 | 35.924 | 36.155 | 36.155 | 36.022 | 35.883 | 35.738 | 35.584 | 35.422 | 35.251 | 35.068 | 34.874 | 34.666 | 34.441 | 34.198 | 33.933 | 33.641 | 33.317 | 32.953 | 32.536 | 32.05 | 31.467 | 30.738 | 29.766 | 28.308 | 25.391
Counterfactual | Gen_BB001 | MW | UKPN London | Redbridge | 0 | 0 | 0 | 0 | 0 | 0 | 0 | 0 | 0 | 0 | 0 | 0 | 0 | 0 | 0 | 0 | 0 | 0 | 0 | 0 | 0 | 0 | 0 | 0 | 0 | 0 | 0 | 0 | 0
Counterfactual | Gen_BB001 | MW | UKPN London | St John's Wood | 0 | 0 | 0 | 0 | 0 | 0 | 0 | 0 | 0 | 0 | 0 | 0 | 0 | 0 | 0 | 0 | 0 | 0 | 0 | 0 | 0 | 0 | 0 | 0 | 0 | 0 | 0 | 0 | 0
Counterfactual | Gen_BB001 | MW | UKPN London | West Ham | 0 | 0 | 0 | 0 | 0 | 0 | 0 | 0 | 0 | 0 | 0 | 0 | 0 | 0 | 0 | 0 | 0 | 0 | 0 | 0 | 0 | 0 | 0 | 0 | 0 | 0 | 0 | 0 | 0
Counterfactual | Gen_BB001 | MW | UKPN London | Willesden 132kV | 0 | 0 | 0 | 0 | 0 | 0 | 0 | 0 | 0 | 0 | 0 | 0 | 0 | 0 | 0 | 0 | 0 | 0 | 0 | 0 | 0 | 0 | 0 | 0 | 0 | 0 | 0 | 0 | 0
Counterfactual | Gen_BB001 | MW | UKPN London | Willesden 66kV | 0 | 0 | 0 | 0 | 0 | 0 | 0 | 0 | 0 | 0 | 0 | 0 | 0 | 0 | 0 | 0 | 0 | 0 | 0 | 0 | 0 | 0 | 0 | 0 | 0 | 0 | 0 | 0 | 0
Counterfactual | Gen_BB001 | MW | UKPN London | Wimbledon South | 0 | 0 | 0 | 0 | 0 | 0 | 0 | 0 | 0 | 0 | 0 | 0 | 0 | 0 | 0 | 0 | 0 | 0 | 0 | 0 | 0 | 0 | 0 | 0 | 0 | 0 | 0 | 0 | 0
Counterfactual | Gen_BB001 | MW | UKPN South East | Beddington (_J) | 0 | 0 | 0 | 0 | 0 | 0 | 0 | 0 | 0 | 0 | 0 | 0 | 0 | 0 | 0 | 0 | 0 | 0 | 0 | 0 | 0 | 0 | 0 | 0 | 0 | 0 | 0 | 0 | 0
Counterfactual | Gen_BB001 | MW | UKPN South East | Bolney | 0 | 0 | 0 | 0 | 0 | 0 | 0 | 0 | 0 | 0 | 0 | 0 | 0 | 0 | 0 | 0 | 0 | 0 | 0 | 0 | 0 | 0 | 0 | 0 | 0 | 0 | 0 | 0 | 0
Counterfactual | Gen_BB001 | MW | UKPN South East | Canterbury | 0 | 29.629 | 33.667 | 33.886 | 34.105 | 34.324 | 34.324 | 34.198 | 34.067 | 33.928 | 33.782 | 33.629 | 33.466 | 33.293 | 33.108 | 32.91 | 32.697 | 32.467 | 32.215 | 31.938 | 31.63 | 31.284 | 30.889 | 30.427 | 29.874 | 29.181 | 28.259 | 26.874 | 24.106
Counterfactual | Gen_BB001 | MW | UKPN South East | Chessington | 0 | 0 | 0 | 0 | 0 | 0 | 0 | 0 | 0 | 0 | 0 | 0 | 0 | 0 | 0 | 0 | 0 | 0 | 0 | 0 | 0 | 0 | 0 | 0 | 0 | 0 | 0 | 0 | 0
Counterfactual | Gen_BB001 | MW | UKPN South East | Kemsley | 0 | 41.481 | 47.134 | 47.44 | 47.747 | 48.054 | 48.054 | 47.878 | 47.693 | 47.499 | 47.295 | 47.08 | 46.852 | 46.61 | 46.351 | 46.074 | 45.776 | 45.453 | 45.101 | 44.713 | 44.283 | 43.798 | 43.244 | 42.598 | 41.823 | 40.854 | 39.562 | 37.624 | 33.748
Counterfactual | Gen_BB001 | MW | UKPN South East | Kingsnorth | 0 | 39.505 | 44.889 | 45.181 | 45.473 | 45.766 | 45.766 | 45.598 | 45.422 | 45.237 | 45.043 | 44.838 | 44.621 | 44.39 | 44.144 | 43.88 | 43.596 | 43.289 | 42.953 | 42.584 | 42.174 | 41.712 | 41.185 | 40.57 | 39.832 | 38.909 | 37.678 | 35.832 | 32.141
Counterfactual | Gen_BB001 | MW | UKPN South East | Littlebrook (_J) | 0 | 0 | 0 | 0 | 0 | 0 | 0 | 0 | 0 | 0 | 0 | 0 | 0 | 0 | 0 | 0 | 0 | 0 | 0 | 0 | 0 | 0 | 0 | 0 | 0 | 0 | 0 | 0 | 0
Counterfactual | Gen_BB001 | MW | UKPN South East | Ninfield | 0 | 0 | 0 | 0 | 0 | 0 | 0 | 0 | 0 | 0 | 0 | 0 | 0 | 0 | 0 | 0 | 0 | 0 | 0 | 0 | 0 | 0 | 0 | 0 | 0 | 0 | 0 | 0 | 0
Counterfactual | Gen_BB001 | MW | UKPN South East | Northfleet East | 0 | 49.382 | 56.111 | 56.477 | 56.842 | 57.207 | 57.207 | 56.997 | 56.778 | 56.547 | 56.304 | 56.048 | 55.776 | 55.488 | 55.18 | 54.851 | 54.496 | 54.111 | 53.692 | 53.23 | 52.717 | 52.141 | 51.481 | 50.712 | 49.789 | 48.636 | 47.098 | 44.79 | 40.176
Counterfactual | Gen_BB001 | MW | UKPN South East | Sellindge | 0 | 0 | 0 | 0 | 0 | 0 | 0 | 0 | 0 | 0 | 0 | 0 | 0 | 0 | 0 | 0 | 0 | 0 | 0 | 0 | 0 | 0 | 0 | 0 | 0 | 0 | 0 | 0 | 0
Counterfactual | Gen_BB001 | MW | UKPN South East | West Weybridge | 0 | 0 | 0 | 0 | 0 | 0 | 0 | 0 | 0 | 0 | 0 | 0 | 0 | 0 | 0 | 0 | 0 | 0 | 0 | 0 | 0 | 0 | 0 | 0 | 0 | 0 | 0 | 0 | 0
Counterfactual | Gen_BB002 | MW | Electricity North West | Bredbury | 0 | 0.959 | 0.959 | 0.959 | 0.959 | 0.959 | 0.959 | 0.959 | 0.959 | 0.959 | 0.959 | 0.96 | 0.96 | 0.96 | 0.96 | 0.96 | 0.96 | 0.96 | 0.96 | 0.96 | 0.96 | 0.96 | 0.96 | 0.96 | 0.96 | 0.961 | 0.961 | 0.961 | 0.961
Counterfactual | Gen_BB002 | MW | Electricity North West | Harker | 0 | 48.971 | 48.975 | 48.978 | 48.982 | 48.986 | 48.99 | 48.994 | 48.997 | 49.001 | 49.005 | 49.009 | 49.013 | 49.016 | 49.02 | 49.024 | 49.028 | 49.032 | 49.035 | 49.039 | 49.043 | 49.047 | 49.051 | 49.054 | 49.058 | 49.062 | 49.066 | 49.07 | 49.073
Counterfactual | Gen_BB002 | MW | Electricity North West | Heysham (NGET) | 0 | 0.919 | 0.919 | 0.919 | 0.919 | 0.919 | 0.919 | 0.919 | 0.919 | 0.919 | 0.919 | 0.919 | 0.92 | 0.92 | 0.92 | 0.92 | 0.92 | 0.92 | 0.92 | 0.92 | 0.92 | 0.92 | 0.92 | 0.92 | 0.92 | 0.92 | 0.921 | 0.921 | 0.921
Counterfactual | Gen_BB002 | MW | Electricity North West | Kearsley 132kV | 0 | 4.259 | 4.259 | 4.259 | 4.26 | 4.26 | 4.26 | 4.261 | 4.261 | 4.261 | 4.262 | 4.262 | 4.262 | 4.263 | 4.263 | 4.263 | 4.264 | 4.264 | 4.264 | 4.265 | 4.265 | 4.265 | 4.266 | 4.266 | 4.266 | 4.267 | 4.267 | 4.267 | 4.268
Counterfactual | Gen_BB002 | MW | Electricity North West | Kearsley 33kV | 0 | 0 | 0 | 0 | 0 | 0 | 0 | 0 | 0 | 0 | 0 | 0 | 0 | 0 | 0 | 0 | 0 | 0 | 0 | 0 | 0 | 0 | 0 | 0 | 0 | 0 | 0 | 0 | 0
Counterfactual | Gen_BB002 | MW | Electricity North West | Macclesfield | 0 | 0.498 | 0.498 | 0.498 | 0.498 | 0.498 | 0.498 | 0.498 | 0.498 | 0.498 | 0.498 | 0.498 | 0.498 | 0.498 | 0.498 | 0.498 | 0.498 | 0.498 | 0.498 | 0.498 | 0.498 | 0.498 | 0.498 | 0.499 | 0.499 | 0.499 | 0.499 | 0.499 | 0.499
Counterfactual | Gen_BB002 | MW | Electricity North West | Padiham | 0 | 0 | 0 | 0 | 0 | 0 | 0 | 0 | 0 | 0 | 0 | 0 | 0 | 0 | 0 | 0 | 0 | 0 | 0 | 0 | 0 | 0 | 0 | 0 | 0 | 0 | 0 | 0 | 0
Counterfactual | Gen_BB002 | MW | Electricity North West | Penwortham East | 0 | 1.062 | 1.062 | 1.062 | 1.063 | 1.063 | 1.063 | 1.063 | 1.063 | 1.063 | 1.063 | 1.063 | 1.063 | 1.063 | 1.063 | 1.063 | 1.064 | 1.064 | 1.064 | 1.064 | 1.064 | 1.064 | 1.064 | 1.064 | 1.064 | 1.064 | 1.064 | 1.064 | 1.065
Counterfactual | Gen_BB002 | MW | Electricity North West | Penwortham West | 0 | 6.489 | 6.489 | 6.49 | 6.49 | 6.491 | 6.491 | 6.492 | 6.492 | 6.493 | 6.493 | 6.494 | 6.494 | 6.495 | 6.495 | 6.496 | 6.496 | 6.497 | 6.497 | 6.498 | 6.498 | 6.499 | 6.499 | 6.5 | 6.5 | 6.501 | 6.501 | 6.502 | 6.502
Counterfactual | Gen_BB002 | MW | Electricity North West | Rochdale | 0 | 0.036 | 0.036 | 0.036 | 0.036 | 0.036 | 0.036 | 0.036 | 0.036 | 0.036 | 0.036 | 0.036 | 0.036 | 0.036 | 0.036 | 0.036 | 0.036 | 0.036 | 0.036 | 0.036 | 0.036 | 0.036 | 0.036 | 0.036 | 0.036 | 0.036 | 0.036 | 0.036 | 0.036
Counterfactual | Gen_BB002 | MW | Electricity North West | South Manchester | 0 | 6.766 | 6.766 | 6.767 | 6.767 | 6.768 | 6.769 | 6.769 | 6.77 | 6.77 | 6.771 | 6.771 | 6.772 | 6.772 | 6.773 | 6.773 | 6.774 | 6.774 | 6.775 | 6.775 | 6.776 | 6.776 | 6.777 | 6.777 | 6.778 | 6.779 | 6.779 | 6.78 | 6.78
Counterfactual | Gen_BB002 | MW | Electricity North West | Stalybridge | 0 | 1.16 | 1.16 | 1.16 | 1.16 | 1.16 | 1.16 | 1.16 | 1.161 | 1.161 | 1.161 | 1.161 | 1.161 | 1.161 | 1.161 | 1.161 | 1.161 | 1.161 | 1.161 | 1.162 | 1.162 | 1.162 | 1.162 | 1.162 | 1.162 | 1.162 | 1.162 | 1.162 | 1.162
Counterfactual | Gen_BB002 | MW | Electricity North West | Washway Farm | 0 | 5.235 | 5.236 | 5.236 | 5.237 | 5.237 | 5.237 | 5.238 | 5.238 | 5.239 | 5.239 | 5.239 | 5.24 | 5.24 | 5.241 | 5.241 | 5.241 | 5.242 | 5.242 | 5.243 | 5.243 | 5.244 | 5.244 | 5.244 | 5.245 | 5.245 | 5.246 | 5.246 | 5.246
Counterfactual | Gen_BB002 | MW | Electricity North West | Whitegate | 0 | 0.121 | 0.121 | 0.121 | 0.121 | 0.121 | 0.121 | 0.121 | 0.121 | 0.121 | 0.121 | 0.121 | 0.121 | 0.121 | 0.121 | 0.121 | 0.121 | 0.121 | 0.121 | 0.121 | 0.121 | 0.121 | 0.121 | 0.121 | 0.121 | 0.121 | 0.121 | 0.121 | 0.121
Counterfactual | Gen_BB002 | MW | IDNO - Refer to Comment Field | Tynemouth 2 | 0 | 1.148 | 1.149 | 1.149 | 1.149 | 1.149 | 1.149 | 1.149 | 1.149 | 1.149 | 1.149 | 1.149 | 1.149 | 1.15 | 1.15 | 1.15 | 1.15 | 1.15 | 1.15 | 1.15 | 1.15 | 1.15 | 1.15 | 1.15 | 1.15 | 1.151 | 1.151 | 1.151 | 1.151 | Note: TYNE2 is operated by an IDNO allocated to GSP Group/licence area F
Counterfactual | Gen_BB002 | MW | NGED East Midlands | Berkswell | 0 | 1.57 | 1.57 | 1.57 | 1.57 | 1.57 | 1.57 | 1.57 | 1.57 | 1.571 | 1.571 | 1.571 | 1.571 | 1.571 | 1.571 | 1.571 | 1.571 | 1.571 | 1.572 | 1.572 | 1.572 | 1.572 | 1.572 | 1.572 | 1.572 | 1.572 | 1.573 | 1.573 | 1.573
Counterfactual | Gen_BB002 | MW | NGED East Midlands | Bicker Fen | 0 | 0.023 | 0.023 | 0.023 | 0.023 | 0.023 | 0.023 | 0.023 | 0.023 | 0.023 | 0.023 | 0.023 | 0.023 | 0.023 | 0.023 | 0.023 | 0.023 | 0.023 | 0.023 | 0.023 | 0.023 | 0.023 | 0.023 | 0.023 | 0.023 | 0.023 | 0.023 | 0.023 | 0.023
Counterfactual | Gen_BB002 | MW | NGED East Midlands | Chesterfield | 0 | 1.456 | 1.456 | 1.456 | 1.456 | 1.456 | 1.456 | 1.457 | 1.457 | 1.457 | 1.457 | 1.457 | 1.457 | 1.457 | 1.457 | 1.457 | 1.458 | 1.458 | 1.458 | 1.458 | 1.458 | 1.458 | 1.458 | 1.458 | 1.458 | 1.459 | 1.459 | 1.459 | 1.459
Counterfactual | Gen_BB002 | MW | NGED East Midlands | Coventry | 0 | 0.067 | 0.067 | 0.067 | 0.067 | 0.067 | 0.067 | 0.067 | 0.067 | 0.067 | 0.067 | 0.067 | 0.067 | 0.067 | 0.067 | 0.067 | 0.067 | 0.067 | 0.067 | 0.067 | 0.067 | 0.067 | 0.067 | 0.067 | 0.067 | 0.067 | 0.067 | 0.067 | 0.067
Counterfactual | Gen_BB002 | MW | NGED East Midlands | Drakelow | 0 | 0.191 | 0.191 | 0.191 | 0.191 | 0.191 | 0.191 | 0.191 | 0.191 | 0.191 | 0.191 | 0.191 | 0.191 | 0.191 | 0.191 | 0.191 | 0.191 | 0.191 | 0.191 | 0.191 | 0.191 | 0.192 | 0.192 | 0.192 | 0.192 | 0.192 | 0.192 | 0.192 | 0.192
Counterfactual | Gen_BB002 | MW | NGED East Midlands | East Claydon (_B) | 0 | 1.148 | 1.149 | 1.149 | 1.149 | 1.149 | 1.149 | 1.149 | 1.149 | 1.149 | 1.149 | 1.149 | 1.149 | 1.15 | 1.15 | 1.15 | 1.15 | 1.15 | 1.15 | 1.15 | 1.15 | 1.15 | 1.15 | 1.15 | 1.15 | 1.151 | 1.151 | 1.151 | 1.151
Counterfactual | Gen_BB002 | MW | NGED East Midlands | Enderby | 0 | 0.727 | 0.727 | 0.727 | 0.728 | 0.728 | 0.728 | 0.728 | 0.728 | 0.728 | 0.728 | 0.728 | 0.728 | 0.728 | 0.728 | 0.728 | 0.728 | 0.728 | 0.728 | 0.728 | 0.728 | 0.728 | 0.729 | 0.729 | 0.729 | 0.729 | 0.729 | 0.729 | 0.729
Counterfactual | Gen_BB002 | MW | NGED East Midlands | Grendon | 0 | 0 | 0 | 0 | 0 | 0 | 0 | 0 | 0 | 0 | 0 | 0 | 0 | 0 | 0 | 0 | 0 | 0 | 0 | 0 | 0 | 0 | 0 | 0 | 0 | 0 | 0 | 0 | 0
Counterfactual | Gen_BB002 | MW | NGED East Midlands | Ratcliffe | 0 | 2.83 | 2.83 | 2.83 | 2.831 | 2.831 | 2.831 | 2.831 | 2.832 | 2.832 | 2.832 | 2.832 | 2.832 | 2.833 | 2.833 | 2.833 | 2.833 | 2.833 | 2.834 | 2.834 | 2.834 | 2.834 | 2.835 | 2.835 | 2.835 | 2.835 | 2.835 | 2.836 | 2.836
Counterfactual | Gen_BB002 | MW | NGED East Midlands | Staythorpe | 0 | 2.09 | 2.09 | 2.091 | 2.091 | 2.091 | 2.091 | 2.091 | 2.091 | 2.091 | 2.092 | 2.092 | 2.092 | 2.092 | 2.092 | 2.092 | 2.093 | 2.093 | 2.093 | 2.093 | 2.093 | 2.093 | 2.094 | 2.094 | 2.094 | 2.094 | 2.094 | 2.094 | 2.095
Counterfactual | Gen_BB002 | MW | NGED East Midlands | Stoke Bardolph | 0 | 1.223 | 1.223 | 1.223 | 1.223 | 1.223 | 1.224 | 1.224 | 1.224 | 1.224 | 1.224 | 1.224 | 1.224 | 1.224 | 1.224 | 1.224 | 1.225 | 1.225 | 1.225 | 1.225 | 1.225 | 1.225 | 1.225 | 1.225 | 1.225 | 1.225 | 1.225 | 1.226 | 1.226
Counterfactual | Gen_BB002 | MW | NGED East Midlands | Walpole (_B) | 0 | 0 | 0 | 0 | 0 | 0 | 0 | 0 | 0 | 0 | 0 | 0 | 0 | 0 | 0 | 0 | 0 | 0 | 0 | 0 | 0 | 0 | 0 | 0 | 0 | 0 | 0 | 0 | 0
Counterfactual | Gen_BB002 | MW | NGED East Midlands | West Burton | 0 | 0.287 | 0.287 | 0.287 | 0.287 | 0.287 | 0.287 | 0.287 | 0.287 | 0.287 | 0.287 | 0.287 | 0.287 | 0.287 | 0.287 | 0.287 | 0.287 | 0.287 | 0.287 | 0.287 | 0.287 | 0.287 | 0.287 | 0.287 | 0.287 | 0.287 | 0.287 | 0.287 | 0.287
Counterfactual | Gen_BB002 | MW | NGED East Midlands | Willington | 0 | 0.957 | 0.957 | 0.957 | 0.957 | 0.957 | 0.957 | 0.957 | 0.958 | 0.958 | 0.958 | 0.958 | 0.958 | 0.958 | 0.958 | 0.958 | 0.958 | 0.958 | 0.958 | 0.958 | 0.958 | 0.959 | 0.959 | 0.959 | 0.959 | 0.959 | 0.959 | 0.959 | 0.959
Counterfactual | Gen_BB002 | MW | NGED South Wales | Aberthaw | 0 | 0 | 0 | 0 | 0 | 0 | 0 | 0 | 0 | 0 | 0 | 0 | 0 | 0 | 0 | 0 | 0 | 0 | 0 | 0 | 0 | 0 | 0 | 0 | 0 | 0 | 0 | 0 | 0
Counterfactual | Gen_BB002 | MW | NGED South Wales | Cardiff East | 0 | 0 | 0 | 0 | 0 | 0 | 0 | 0 | 0 | 0 | 0 | 0 | 0 | 0 | 0 | 0 | 0 | 0 | 0 | 0 | 0 | 0 | 0 | 0 | 0 | 0 | 0 | 0 | 0
Counterfactual | Gen_BB002 | MW | NGED South Wales | Grange | 0 | 0 | 0 | 0 | 0 | 0 | 0 | 0 | 0 | 0 | 0 | 0 | 0 | 0 | 0 | 0 | 0 | 0 | 0 | 0 | 0 | 0 | 0 | 0 | 0 | 0 | 0 | 0 | 0
Counterfactual | Gen_BB002 | MW | NGED South Wales | Pembroke | 0 | 0 | 0 | 0 | 0 | 0 | 0 | 0 | 0 | 0 | 0 | 0 | 0 | 0 | 0 | 0 | 0 | 0 | 0 | 0 | 0 | 0 | 0 | 0 | 0 | 0 | 0 | 0 | 0
Counterfactual | Gen_BB002 | MW | NGED South Wales | Pyle | 0 | 0 | 0 | 0 | 0 | 0 | 0 | 0 | 0 | 0 | 0 | 0 | 0 | 0 | 0 | 0 | 0 | 0 | 0 | 0 | 0 | 0 | 0 | 0 | 0 | 0 | 0 | 0 | 0
Counterfactual | Gen_BB002 | MW | NGED South Wales | Rassau | 0 | 0.211 | 0.211 | 0.211 | 0.211 | 0.211 | 0.211 | 0.211 | 0.211 | 0.211 | 0.211 | 0.211 | 0.211 | 0.211 | 0.211 | 0.211 | 0.211 | 0.211 | 0.211 | 0.211 | 0.211 | 0.211 | 0.211 | 0.211 | 0.211 | 0.211 | 0.211 | 0.211 | 0.211
Counterfactual | Gen_BB002 | MW | NGED South Wales | Swansea North | 0 | 0.115 | 0.115 | 0.115 | 0.115 | 0.115 | 0.115 | 0.115 | 0.115 | 0.115 | 0.115 | 0.115 | 0.115 | 0.115 | 0.115 | 0.115 | 0.115 | 0.115 | 0.115 | 0.115 | 0.115 | 0.115 | 0.115 | 0.115 | 0.115 | 0.115 | 0.115 | 0.115 | 0.115
Counterfactual | Gen_BB002 | MW | NGED South Wales | Upper Boat 132kV | 0 | 0 | 0 | 0 | 0 | 0 | 0 | 0 | 0 | 0 | 0 | 0 | 0 | 0 | 0 | 0 | 0 | 0 | 0 | 0 | 0 | 0 | 0 | 0 | 0 | 0 | 0 | 0 | 0
Counterfactual | Gen_BB002 | MW | NGED South Wales | Uskmouth | 0 | 0.075 | 0.075 | 0.075 | 0.075 | 0.075 | 0.075 | 0.075 | 0.075 | 0.075 | 0.075 | 0.075 | 0.075 | 0.075 | 0.075 | 0.075 | 0.075 | 0.075 | 0.075 | 0.075 | 0.075 | 0.075 | 0.075 | 0.075 | 0.075 | 0.075 | 0.075 | 0.075 | 0.075
Counterfactual | Gen_BB002 | MW | NGED South West | Abham | 0 | 0.246 | 0.246 | 0.246 | 0.246 | 0.246 | 0.246 | 0.246 | 0.246 | 0.246 | 0.247 | 0.247 | 0.247 | 0.247 | 0.247 | 0.247 | 0.247 | 0.247 | 0.247 | 0.247 | 0.247 | 0.247 | 0.247 | 0.247 | 0.247 | 0.247 | 0.247 | 0.247 | 0.247
Counterfactual | Gen_BB002 | MW | NGED South West | Alverdiscott | 0 | 0 | 0 | 0 | 0 | 0 | 0 | 0 | 0 | 0 | 0 | 0 | 0 | 0 | 0 | 0 | 0 | 0 | 0 | 0 | 0 | 0 | 0 | 0 | 0 | 0 | 0 | 0 | 0
Counterfactual | Gen_BB002 | MW | NGED South West | Axminster | 0 | 0.191 | 0.191 | 0.191 | 0.191 | 0.191 | 0.191 | 0.191 | 0.192 | 0.192 | 0.192 | 0.192 | 0.192 | 0.192 | 0.192 | 0.192 | 0.192 | 0.192 | 0.192 | 0.192 | 0.192 | 0.192 | 0.192 | 0.192 | 0.192 | 0.192 | 0.192 | 0.192 | 0.192
Counterfactual | Gen_BB002 | MW | NGED South West | Bridgewater | 0 | 0 | 0 | 0 | 0 | 0 | 0 | 0 | 0 | 0 | 0 | 0 | 0 | 0 | 0 | 0 | 0 | 0 | 0 | 0 | 0 | 0 | 0 | 0 | 0 | 0 | 0 | 0 | 0
Counterfactual | Gen_BB002 | MW | NGED South West | Exeter | 0 | 0.942 | 0.942 | 0.942 | 0.942 | 0.942 | 0.942 | 0.942 | 0.942 | 0.942 | 0.942 | 0.942 | 0.942 | 0.942 | 0.942 | 0.943 | 0.943 | 0.943 | 0.943 | 0.943 | 0.943 | 0.943 | 0.943 | 0.943 | 0.943 | 0.943 | 0.943 | 0.943 | 0.944
Counterfactual | Gen_BB002 | MW | NGED South West | Indian Queens | 0 | 0.287 | 0.287 | 0.287 | 0.287 | 0.287 | 0.287 | 0.287 | 0.287 | 0.287 | 0.287 | 0.287 | 0.287 | 0.287 | 0.287 | 0.287 | 0.287 | 0.287 | 0.287 | 0.288 | 0.288 | 0.288 | 0.288 | 0.288 | 0.288 | 0.288 | 0.288 | 0.288 | 0.288
Counterfactual | Gen_BB002 | MW | NGED South West | Landulph | 0 | 1.291 | 1.291 | 1.291 | 1.291 | 1.291 | 1.292 | 1.292 | 1.292 | 1.292 | 1.292 | 1.292 | 1.292 | 1.292 | 1.292 | 1.292 | 1.293 | 1.293 | 1.293 | 1.293 | 1.293 | 1.293 | 1.293 | 1.293 | 1.293 | 1.293 | 1.294 | 1.294 | 1.294
Counterfactual | Gen_BB002 | MW | NGED South West | Seabank | 0 | 0.072 | 0.072 | 0.072 | 0.072 | 0.072 | 0.072 | 0.072 | 0.072 | 0.072 | 0.072 | 0.072 | 0.072 | 0.072 | 0.072 | 0.072 | 0.072 | 0.072 | 0.072 | 0.072 | 0.072 | 0.072 | 0.072 | 0.072 | 0.072 | 0.072 | 0.072 | 0.072 | 0.072
Counterfactual | Gen_BB002 | MW | NGED South West | Taunton | 0 | 0 | 0 | 0 | 0 | 0 | 0 | 0 | 0 | 0 | 0 | 0 | 0 | 0 | 0 | 0 | 0 | 0 | 0 | 0 | 0 | 0 | 0 | 0 | 0 | 0 | 0 | 0 | 0
Counterfactual | Gen_BB002 | MW | NGED West Midlands | Bishops Wood | 0 | 0.785 | 0.785 | 0.785 | 0.785 | 0.785 | 0.785 | 0.785 | 0.785 | 0.785 | 0.785 | 0.785 | 0.785 | 0.786 | 0.786 | 0.786 | 0.786 | 0.786 | 0.786 | 0.786 | 0.786 | 0.786 | 0.786 | 0.786 | 0.786 | 0.786 | 0.786 | 0.786 | 0.786
Counterfactual | Gen_BB002 | MW | NGED West Midlands | Bushbury | 0 | 0.382 | 0.382 | 0.382 | 0.383 | 0.383 | 0.383 | 0.383 | 0.383 | 0.383 | 0.383 | 0.383 | 0.383 | 0.383 | 0.383 | 0.383 | 0.383 | 0.383 | 0.383 | 0.383 | 0.383 | 0.383 | 0.383 | 0.383 | 0.383 | 0.383 | 0.383 | 0.383 | 0.383
Counterfactual | Gen_BB002 | MW | NGED West Midlands | Bustleholme | 0 | 0 | 0 | 0 | 0 | 0 | 0 | 0 | 0 | 0 | 0 | 0 | 0 | 0 | 0 | 0 | 0 | 0 | 0 | 0 | 0 | 0 | 0 | 0 | 0 | 0 | 0 | 0 | 0
Counterfactual | Gen_BB002 | MW | NGED West Midlands | Cellarhead | 0 | 0.139 | 0.139 | 0.139 | 0.139 | 0.139 | 0.139 | 0.139 | 0.139 | 0.139 | 0.139 | 0.139 | 0.139 | 0.139 | 0.139 | 0.139 | 0.139 | 0.139 | 0.139 | 0.139 | 0.139 | 0.139 | 0.139 | 0.139 | 0.139 | 0.139 | 0.139 | 0.139 | 0.139
Counterfactual | Gen_BB002 | MW | NGED West Midlands | Feckenham | 0 | 0.788 | 0.788 | 0.789 | 0.789 | 0.789 | 0.789 | 0.789 | 0.789 | 0.789 | 0.789 | 0.789 | 0.789 | 0.789 | 0.789 | 0.789 | 0.789 | 0.789 | 0.789 | 0.79 | 0.79 | 0.79 | 0.79 | 0.79 | 0.79 | 0.79 | 0.79 | 0.79 | 0.79
Counterfactual | Gen_BB002 | MW | NGED West Midlands | Hams Hall | 0 | 1.708 | 1.708 | 1.708 | 1.708 | 1.708 | 1.709 | 1.709 | 1.709 | 1.709 | 1.709 | 1.709 | 1.709 | 1.71 | 1.71 | 1.71 | 1.71 | 1.71 | 1.71 | 1.71 | 1.71 | 1.711 | 1.711 | 1.711 | 1.711 | 1.711 | 1.711 | 1.711 | 1.712
Counterfactual | Gen_BB002 | MW | NGED West Midlands | Iron Acton | 0 | 0 | 0 | 0 | 0 | 0 | 0 | 0 | 0 | 0 | 0 | 0 | 0 | 0 | 0 | 0 | 0 | 0 | 0 | 0 | 0 | 0 | 0 | 0 | 0 | 0 | 0 | 0 | 0
Counterfactual | Gen_BB002 | MW | NGED West Midlands | Ironbridge | 0 | 0.685 | 0.685 | 0.685 | 0.685 | 0.685 | 0.686 | 0.686 | 0.686 | 0.686 | 0.686 | 0.686 | 0.686 | 0.686 | 0.686 | 0.686 | 0.686 | 0.686 | 0.686 | 0.686 | 0.686 | 0.686 | 0.686 | 0.686 | 0.686 | 0.687 | 0.687 | 0.687 | 0.687
Counterfactual | Gen_BB002 | MW | NGED West Midlands | Kitwell | 0 | 0.41 | 0.41 | 0.41 | 0.41 | 0.41 | 0.41 | 0.41 | 0.41 | 0.41 | 0.41 | 0.41 | 0.41 | 0.41 | 0.41 | 0.41 | 0.41 | 0.41 | 0.41 | 0.41 | 0.41 | 0.41 | 0.41 | 0.41 | 0.41 | 0.41 | 0.41 | 0.41 | 0.41
Counterfactual | Gen_BB002 | MW | NGED West Midlands | Nechells | 0 | 1.531 | 1.531 | 1.532 | 1.532 | 1.532 | 1.532 | 1.532 | 1.532 | 1.532 | 1.532 | 1.532 | 1.533 | 1.533 | 1.533 | 1.533 | 1.533 | 1.533 | 1.533 | 1.533 | 1.534 | 1.534 | 1.534 | 1.534 | 1.534 | 1.534 | 1.534 | 1.534 | 1.534
Counterfactual | Gen_BB002 | MW | NGED West Midlands | Ocker Hill | 0 | 0 | 0 | 0 | 0 | 0 | 0 | 0 | 0 | 0 | 0 | 0 | 0 | 0 | 0 | 0 | 0 | 0 | 0 | 0 | 0 | 0 | 0 | 0 | 0 | 0 | 0 | 0 | 0
Counterfactual | Gen_BB002 | MW | NGED West Midlands | Oldbury | 0 | 0.297 | 0.297 | 0.297 | 0.297 | 0.297 | 0.297 | 0.297 | 0.297 | 0.297 | 0.297 | 0.297 | 0.297 | 0.297 | 0.297 | 0.297 | 0.297 | 0.297 | 0.297 | 0.297 | 0.297 | 0.297 | 0.297 | 0.297 | 0.297 | 0.297 | 0.297 | 0.297 | 0.297
Counterfactual | Gen_BB002 | MW | NGED West Midlands | Penn | 0 | 0.106 | 0.106 | 0.106 | 0.106 | 0.106 | 0.106 | 0.106 | 0.106 | 0.106 | 0.106 | 0.106 | 0.106 | 0.106 | 0.106 | 0.106 | 0.106 | 0.106 | 0.106 | 0.106 | 0.106 | 0.106 | 0.106 | 0.106 | 0.106 | 0.106 | 0.106 | 0.106 | 0.106
Counterfactual | Gen_BB002 | MW | NGED West Midlands | Rugeley | 0 | 0 | 0 | 0 | 0 | 0 | 0 | 0 | 0 | 0 | 0 | 0 | 0 | 0 | 0 | 0 | 0 | 0 | 0 | 0 | 0 | 0 | 0 | 0 | 0 | 0 | 0 | 0 | 0
Counterfactual | Gen_BB002 | MW | NGED West Midlands | Shrewsbury | 0 | 0.392 | 0.392 | 0.392 | 0.392 | 0.393 | 0.393 | 0.393 | 0.393 | 0.393 | 0.393 | 0.393 | 0.393 | 0.393 | 0.393 | 0.393 | 0.393 | 0.393 | 0.393 | 0.393 | 0.393 | 0.393 | 0.393 | 0.393 | 0.393 | 0.393 | 0.393 | 0.393 | 0.393
Counterfactual | Gen_BB002 | MW | NGED West Midlands | Walham | 0 | 2.323 | 2.323 | 2.323 | 2.323 | 2.324 | 2.324 | 2.324 | 2.324 | 2.324 | 2.325 | 2.325 | 2.325 | 2.325 | 2.325 | 2.325 | 2.326 | 2.326 | 2.326 | 2.326 | 2.326 | 2.327 | 2.327 | 2.327 | 2.327 | 2.327 | 2.327 | 2.328 | 2.328
Counterfactual | Gen_BB002 | MW | NGED West Midlands | Willenhall | 0 | 1.955 | 1.955 | 1.956 | 1.956 | 1.956 | 1.956 | 1.956 | 1.956 | 1.956 | 1.957 | 1.957 | 1.957 | 1.957 | 1.957 | 1.957 | 1.958 | 1.958 | 1.958 | 1.958 | 1.958 | 1.958 | 1.958 | 1.959 | 1.959 | 1.959 | 1.959 | 1.959 | 1.959
Counterfactual | Gen_BB002 | MW | NPg Northeast | Blyth 132kV | 0 | 0 | 0 | 0 | 0 | 0 | 0 | 0 | 0 | 0 | 0 | 0 | 0 | 0 | 0 | 0 | 0 | 0 | 0 | 0 | 0 | 0 | 0 | 0 | 0 | 0 | 0 | 0 | 0
Counterfactual | Gen_BB002 | MW | NPg Northeast | Blyth 66kV | 0 | 0 | 0 | 0 | 0 | 0 | 0 | 0 | 0 | 0 | 0 | 0 | 0 | 0 | 0 | 0 | 0 | 0 | 0 | 0 | 0 | 0 | 0 | 0 | 0 | 0 | 0 | 0 | 0
Counterfactual | Gen_BB002 | MW | NPg Northeast | Fourstones | 0 | 0 | 0 | 0 | 0 | 0 | 0 | 0 | 0 | 0 | 0 | 0 | 0 | 0 | 0 | 0 | 0 | 0 | 0 | 0 | 0 | 0 | 0 | 0 | 0 | 0 | 0 | 0 | 0
Counterfactual | Gen_BB002 | MW | NPg Northeast | Hart Moor | 0 | 0 | 0 | 0 | 0 | 0 | 0 | 0 | 0 | 0 | 0 | 0 | 0 | 0 | 0 | 0 | 0 | 0 | 0 | 0 | 0 | 0 | 0 | 0 | 0 | 0 | 0 | 0 | 0
Counterfactual | Gen_BB002 | MW | NPg Northeast | Hawthorn Pit | 0 | 0.382 | 0.382 | 0.382 | 0.382 | 0.382 | 0.382 | 0.382 | 0.382 | 0.382 | 0.382 | 0.382 | 0.382 | 0.382 | 0.382 | 0.382 | 0.382 | 0.382 | 0.382 | 0.382 | 0.382 | 0.382 | 0.382 | 0.383 | 0.383 | 0.383 | 0.383 | 0.383 | 0.383
Counterfactual | Gen_BB002 | MW | NPg Northeast | Knaresborough | 0 | 0.273 | 0.273 | 0.273 | 0.273 | 0.273 | 0.273 | 0.273 | 0.273 | 0.273 | 0.273 | 0.273 | 0.273 | 0.273 | 0.273 | 0.273 | 0.273 | 0.273 | 0.273 | 0.273 | 0.273 | 0.273 | 0.273 | 0.273 | 0.273 | 0.273 | 0.273 | 0.273 | 0.273
Counterfactual | Gen_BB002 | MW | NPg Northeast | Lackenby | 0 | 0 | 0 | 0 | 0 | 0 | 0 | 0 | 0 | 0 | 0 | 0 | 0 | 0 | 0 | 0 | 0 | 0 | 0 | 0 | 0 | 0 | 0 | 0 | 0 | 0 | 0 | 0 | 0
Counterfactual | Gen_BB002 | MW | NPg Northeast | Norton | 0 | 0.299 | 0.299 | 0.299 | 0.299 | 0.299 | 0.299 | 0.299 | 0.299 | 0.299 | 0.299 | 0.299 | 0.299 | 0.299 | 0.299 | 0.299 | 0.299 | 0.299 | 0.299 | 0.299 | 0.299 | 0.299 | 0.299 | 0.299 | 0.299 | 0.299 | 0.299 | 0.299 | 0.299
Counterfactual | Gen_BB002 | MW | NPg Northeast | Offerton | 0 | 0.096 | 0.096 | 0.096 | 0.096 | 0.096 | 0.096 | 0.096 | 0.096 | 0.096 | 0.096 | 0.096 | 0.096 | 0.096 | 0.096 | 0.096 | 0.096 | 0.096 | 0.096 | 0.096 | 0.096 | 0.096 | 0.096 | 0.096 | 0.096 | 0.096 | 0.096 | 0.096 | 0.096
Counterfactual | Gen_BB002 | MW | NPg Northeast | Osbaldwick | 0 | 0.222 | 0.222 | 0.222 | 0.222 | 0.222 | 0.222 | 0.222 | 0.222 | 0.222 | 0.222 | 0.222 | 0.222 | 0.222 | 0.222 | 0.222 | 0.222 | 0.223 | 0.223 | 0.223 | 0.223 | 0.223 | 0.223 | 0.223 | 0.223 | 0.223 | 0.223 | 0.223 | 0.223
Counterfactual | Gen_BB002 | MW | NPg Northeast | Poppleton | 0 | 0 | 0 | 0 | 0 | 0 | 0 | 0 | 0 | 0 | 0 | 0 | 0 | 0 | 0 | 0 | 0 | 0 | 0 | 0 | 0 | 0 | 0 | 0 | 0 | 0 | 0 | 0 | 0
Counterfactual | Gen_BB002 | MW | NPg Northeast | Saltholme | 0 | 12.585 | 12.586 | 12.587 | 12.588 | 12.589 | 12.59 | 12.591 | 12.592 | 12.593 | 12.594 | 12.595 | 12.596 | 12.597 | 12.598 | 12.599 | 12.6 | 12.601 | 12.602 | 12.603 | 12.604 | 12.605 | 12.606 | 12.607 | 12.608 | 12.609 | 12.61 | 12.61 | 12.611
Counterfactual | Gen_BB002 | MW | NPg Northeast | South Shields | 0 | 0 | 0 | 0 | 0 | 0 | 0 | 0 | 0 | 0 | 0 | 0 | 0 | 0 | 0 | 0 | 0 | 0 | 0 | 0 | 0 | 0 | 0 | 0 | 0 | 0 | 0 | 0 | 0
Counterfactual | Gen_BB002 | MW | NPg Northeast | Spennymoor | 0 | 0 | 0 | 0 | 0 | 0 | 0 | 0 | 0 | 0 | 0 | 0 | 0 | 0 | 0 | 0 | 0 | 0 | 0 | 0 | 0 | 0 | 0 | 0 | 0 | 0 | 0 | 0 | 0
Counterfactual | Gen_BB002 | MW | NPg Northeast | Stella North | 0 | 2.297 | 2.297 | 2.297 | 2.297 | 2.298 | 2.298 | 2.298 | 2.298 | 2.298 | 2.299 | 2.299 | 2.299 | 2.299 | 2.299 | 2.299 | 2.3 | 2.3 | 2.3 | 2.3 | 2.3 | 2.3 | 2.301 | 2.301 | 2.301 | 2.301 | 2.301 | 2.302 | 2.302
Counterfactual | Gen_BB002 | MW | NPg Northeast | Stella South | 0 | 0 | 0 | 0 | 0 | 0 | 0 | 0 | 0 | 0 | 0 | 0 | 0 | 0 | 0 | 0 | 0 | 0 | 0 | 0 | 0 | 0 | 0 | 0 | 0 | 0 | 0 | 0 | 0
Counterfactual | Gen_BB002 | MW | NPg Northeast | West Boldon | 0 | 0 | 0 | 0 | 0 | 0 | 0 | 0 | 0 | 0 | 0 | 0 | 0 | 0 | 0 | 0 | 0 | 0 | 0 | 0 | 0 | 0 | 0 | 0 | 0 | 0 | 0 | 0 | 0
Counterfactual | Gen_BB002 | MW | NPg Yorkshire | Bradford West | 0 | 2.787 | 2.787 | 2.787 | 2.787 | 2.787 | 2.788 | 2.788 | 2.788 | 2.788 | 2.788 | 2.789 | 2.789 | 2.789 | 2.789 | 2.79 | 2.79 | 2.79 | 2.79 | 2.79 | 2.791 | 2.791 | 2.791 | 2.791 | 2.791 | 2.792 | 2.792 | 2.792 | 2.792
Counterfactual | Gen_BB002 | MW | NPg Yorkshire | Camblesforth | 0 | 1.929 | 1.93 | 1.93 | 1.93 | 1.93 | 1.93 | 1.93 | 1.93 | 1.931 | 1.931 | 1.931 | 1.931 | 1.931 | 1.931 | 1.931 | 1.932 | 1.932 | 1.932 | 1.932 | 1.932 | 1.932 | 1.933 | 1.933 | 1.933 | 1.933 | 1.933 | 1.933 | 1.933
Counterfactual | Gen_BB002 | MW | NPg Yorkshire | Creyke Beck | 0 | 5.413 | 5.414 | 5.414 | 5.414 | 5.415 | 5.415 | 5.416 | 5.416 | 5.417 | 5.417 | 5.417 | 5.418 | 5.418 | 5.419 | 5.419 | 5.42 | 5.42 | 5.42 | 5.421 | 5.421 | 5.422 | 5.422 | 5.422 | 5.423 | 5.423 | 5.424 | 5.424 | 5.425
Counterfactual | Gen_BB002 | MW | NPg Yorkshire | Drax | 0 | 1.546 | 1.546 | 1.546 | 1.546 | 1.546 | 1.546 | 1.546 | 1.546 | 1.547 | 1.547 | 1.547 | 1.547 | 1.547 | 1.547 | 1.547 | 1.547 | 1.548 | 1.548 | 1.548 | 1.548 | 1.548 | 1.548 | 1.548 | 1.548 | 1.549 | 1.549 | 1.549 | 1.549
Counterfactual | Gen_BB002 | MW | NPg Yorkshire | Elland | 0 | 9.379 | 9.38 | 9.38 | 9.381 | 9.382 | 9.383 | 9.383 | 9.384 | 9.385 | 9.386 | 9.386 | 9.387 | 9.388 | 9.388 | 9.389 | 9.39 | 9.391 | 9.391 | 9.392 | 9.393 | 9.394 | 9.394 | 9.395 | 9.396 | 9.396 | 9.397 | 9.398 | 9.399
Counterfactual | Gen_BB002 | MW | NPg Yorkshire | Ferrybridge A | 0 | 1.818 | 1.819 | 1.819 | 1.819 | 1.819 | 1.819 | 1.819 | 1.819 | 1.82 | 1.82 | 1.82 | 1.82 | 1.82 | 1.82 | 1.82 | 1.82 | 1.821 | 1.821 | 1.821 | 1.821 | 1.821 | 1.821 | 1.821 | 1.822 | 1.822 | 1.822 | 1.822 | 1.822
Counterfactual | Gen_BB002 | MW | NPg Yorkshire | Ferrybridge B (_M) | 0 | 0.291 | 0.291 | 0.291 | 0.291 | 0.291 | 0.291 | 0.291 | 0.291 | 0.291 | 0.291 | 0.291 | 0.291 | 0.291 | 0.291 | 0.291 | 0.291 | 0.291 | 0.291 | 0.291 | 0.291 | 0.291 | 0.291 | 0.291 | 0.291 | 0.291 | 0.292 | 0.292 | 0.292
Counterfactual | Gen_BB002 | MW | NPg Yorkshire | Grimsby West | 0 | 25.854 | 25.857 | 25.859 | 25.861 | 25.863 | 25.865 | 25.867 | 25.869 | 25.871 | 25.873 | 25.875 | 25.877 | 25.879 | 25.881 | 25.883 | 25.885 | 25.887 | 25.889 | 25.891 | 25.893 | 25.895 | 25.897 | 25.899 | 25.901 | 25.903 | 25.905 | 25.907 | 25.909
Counterfactual | Gen_BB002 | MW | NPg Yorkshire | Keadby | 0 | 11.11 | 11.111 | 11.112 | 11.113 | 11.114 | 11.115 | 11.116 | 11.117 | 11.117 | 11.118 | 11.119 | 11.12 | 11.121 | 11.122 | 11.123 | 11.123 | 11.124 | 11.125 | 11.126 | 11.127 | 11.128 | 11.129 | 11.129 | 11.13 | 11.131 | 11.132 | 11.133 | 11.134
Counterfactual | Gen_BB002 | MW | NPg Yorkshire | Kirkstall B | 0 | 2.871 | 2.871 | 2.872 | 2.872 | 2.872 | 2.872 | 2.872 | 2.873 | 2.873 | 2.873 | 2.873 | 2.874 | 2.874 | 2.874 | 2.874 | 2.874 | 2.875 | 2.875 | 2.875 | 2.875 | 2.876 | 2.876 | 2.876 | 2.876 | 2.876 | 2.877 | 2.877 | 2.877
Counterfactual | Gen_BB002 | MW | NPg Yorkshire | Neepsend | 0 | 0 | 0 | 0 | 0 | 0 | 0 | 0 | 0 | 0 | 0 | 0 | 0 | 0 | 0 | 0 | 0 | 0 | 0 | 0 | 0 | 0 | 0 | 0 | 0 | 0 | 0 | 0 | 0
Counterfactual | Gen_BB002 | MW | NPg Yorkshire | Saltend North | 0 | 6.221 | 6.222 | 6.222 | 6.223 | 6.223 | 6.224 | 6.224 | 6.225 | 6.225 | 6.226 | 6.226 | 6.227 | 6.227 | 6.228 | 6.228 | 6.229 | 6.229 | 6.23 | 6.23 | 6.231 | 6.231 | 6.231 | 6.232 | 6.232 | 6.233 | 6.233 | 6.234 | 6.234
Counterfactual | Gen_BB002 | MW | NPg Yorkshire | Sheffield City | 0 | 0.373 | 0.373 | 0.373 | 0.373 | 0.373 | 0.373 | 0.373 | 0.373 | 0.373 | 0.374 | 0.374 | 0.374 | 0.374 | 0.374 | 0.374 | 0.374 | 0.374 | 0.374 | 0.374 | 0.374 | 0.374 | 0.374 | 0.374 | 0.374 | 0.374 | 0.374 | 0.374 | 0.374
Counterfactual | Gen_BB002 | MW | NPg Yorkshire | Skelton Grange | 0 | 9.833 | 9.834 | 9.835 | 9.836 | 9.836 | 9.837 | 9.838 | 9.839 | 9.839 | 9.84 | 9.841 | 9.842 | 9.842 | 9.843 | 9.844 | 9.845 | 9.845 | 9.846 | 9.847 | 9.848 | 9.848 | 9.849 | 9.85 | 9.851 | 9.852 | 9.852 | 9.853 | 9.854
Counterfactual | Gen_BB002 | MW | NPg Yorkshire | Templeborough | 0 | 0.191 | 0.191 | 0.191 | 0.191 | 0.191 | 0.191 | 0.191 | 0.192 | 0.192 | 0.192 | 0.192 | 0.192 | 0.192 | 0.192 | 0.192 | 0.192 | 0.192 | 0.192 | 0.192 | 0.192 | 0.192 | 0.192 | 0.192 | 0.192 | 0.192 | 0.192 | 0.192 | 0.192
Counterfactual | Gen_BB002 | MW | NPg Yorkshire | Thurcroft | 0 | 5.742 | 5.743 | 5.743 | 5.744 | 5.744 | 5.744 | 5.745 | 5.745 | 5.746 | 5.746 | 5.747 | 5.747 | 5.748 | 5.748 | 5.748 | 5.749 | 5.749 | 5.75 | 5.75 | 5.751 | 5.751 | 5.752 | 5.752 | 5.752 | 5.753 | 5.753 | 5.754 | 5.754
Counterfactual | Gen_BB002 | MW | NPg Yorkshire | West Melton | 0 | 0.383 | 0.383 | 0.383 | 0.383 | 0.383 | 0.383 | 0.383 | 0.383 | 0.383 | 0.383 | 0.383 | 0.383 | 0.383 | 0.383 | 0.383 | 0.383 | 0.383 | 0.383 | 0.383 | 0.383 | 0.383 | 0.383 | 0.383 | 0.383 | 0.384 | 0.384 | 0.384 | 0.384
Counterfactual | Gen_BB002 | MW | NPg Yorkshire | Wincobank | 0 | 0 | 0 | 0 | 0 | 0 | 0 | 0 | 0 | 0 | 0 | 0 | 0 | 0 | 0 | 0 | 0 | 0 | 0 | 0 | 0 | 0 | 0 | 0 | 0 | 0 | 0 | 0 | 0
Counterfactual | Gen_BB002 | MW | SPEN | Bainsford | 0 | 0 | 0 | 0 | 0 | 0 | 0 | 0 | 0 | 0 | 0 | 0 | 0 | 0 | 0 | 0 | 0 | 0 | 0 | 0 | 0 | 0 | 0 | 0 | 0 | 0 | 0 | 0 | 0
Counterfactual | Gen_BB002 | MW | SPEN | Bathgate | 0 | 0 | 0 | 0 | 0 | 0 | 0 | 0 | 0 | 0 | 0 | 0 | 0 | 0 | 0 | 0 | 0 | 0 | 0 | 0 | 0 | 0 | 0 | 0 | 0 | 0 | 0 | 0 | 0
Counterfactual | Gen_BB002 | MW | SPEN | Berwick | 0 | 0 | 0 | 0 | 0 | 0 | 0 | 0 | 0 | 0 | 0 | 0 | 0 | 0 | 0 | 0 | 0 | 0 | 0 | 0 | 0 | 0 | 0 | 0 | 0 | 0 | 0 | 0 | 0
Counterfactual | Gen_BB002 | MW | SPEN | Bonnybridge | 0 | 0 | 0 | 0 | 0 | 0 | 0 | 0 | 0 | 0 | 0 | 0 | 0 | 0 | 0 | 0 | 0 | 0 | 0 | 0 | 0 | 0 | 0 | 0 | 0 | 0 | 0 | 0 | 0
Counterfactual | Gen_BB002 | MW | SPEN | Chapelcross | 0 | 0 | 0 | 0 | 0 | 0 | 0 | 0 | 0 | 0 | 0 | 0 | 0 | 0 | 0 | 0 | 0 | 0 | 0 | 0 | 0 | 0 | 0 | 0 | 0 | 0 | 0 | 0 | 0
Counterfactual | Gen_BB002 | MW | SPEN | Clyde’s Mill | 0 | 0 | 0 | 0 | 0 | 0 | 0 | 0 | 0 | 0 | 0 | 0 | 0 | 0 | 0 | 0 | 0 | 0 | 0 | 0 | 0 | 0 | 0 | 0 | 0 | 0 | 0 | 0 | 0 | GSP also referred to as Westburn Road
Counterfactual | Gen_BB002 | MW | SPEN | Cockenzie | 0 | 0 | 0 | 0 | 0 | 0 | 0 | 0 | 0 | 0 | 0 | 0 | 0 | 0 | 0 | 0 | 0 | 0 | 0 | 0 | 0 | 0 | 0 | 0 | 0 | 0 | 0 | 0 | 0
Counterfactual | Gen_BB002 | MW | SPEN | Coylton | 0 | 0 | 0 | 0 | 0 | 0 | 0 | 0 | 0 | 0 | 0 | 0 | 0 | 0 | 0 | 0 | 0 | 0 | 0 | 0 | 0 | 0 | 0 | 0 | 0 | 0 | 0 | 0 | 0
Counterfactual | Gen_BB002 | MW | SPEN | Crookston B | 0 | 0 | 0 | 0 | 0 | 0 | 0 | 0 | 0 | 0 | 0 | 0 | 0 | 0 | 0 | 0 | 0 | 0 | 0 | 0 | 0 | 0 | 0 | 0 | 0 | 0 | 0 | 0 | 0
Counterfactual | Gen_BB002 | MW | SPEN | Cumbernauld | 0 | 0 | 0 | 0 | 0 | 0 | 0 | 0 | 0 | 0 | 0 | 0 | 0 | 0 | 0 | 0 | 0 | 0 | 0 | 0 | 0 | 0 | 0 | 0 | 0 | 0 | 0 | 0 | 0
Counterfactual | Gen_BB002 | MW | SPEN | Cupar | 0 | 0 | 0 | 0 | 0 | 0 | 0 | 0 | 0 | 0 | 0 | 0 | 0 | 0 | 0 | 0 | 0 | 0 | 0 | 0 | 0 | 0 | 0 | 0 | 0 | 0 | 0 | 0 | 0
Counterfactual | Gen_BB002 | MW | SPEN | Dalmarnock | 0 | 0.191 | 0.191 | 0.191 | 0.191 | 0.191 | 0.191 | 0.191 | 0.192 | 0.192 | 0.192 | 0.192 | 0.192 | 0.192 | 0.192 | 0.192 | 0.192 | 0.192 | 0.192 | 0.192 | 0.192 | 0.192 | 0.192 | 0.192 | 0.192 | 0.192 | 0.192 | 0.192 | 0.192
Counterfactual | Gen_BB002 | MW | SPEN | Devol Moor | 0 | 0 | 0 | 0 | 0 | 0 | 0 | 0 | 0 | 0 | 0 | 0 | 0 | 0 | 0 | 0 | 0 | 0 | 0 | 0 | 0 | 0 | 0 | 0 | 0 | 0 | 0 | 0 | 0
Counterfactual | Gen_BB002 | MW | SPEN | Devonside | 0 | 0 | 0 | 0 | 0 | 0 | 0 | 0 | 0 | 0 | 0 | 0 | 0 | 0 | 0 | 0 | 0 | 0 | 0 | 0 | 0 | 0 | 0 | 0 | 0 | 0 | 0 | 0 | 0
Counterfactual | Gen_BB002 | MW | SPEN | Dumfries 33 | 0 | 0 | 0 | 0 | 0 | 0 | 0 | 0 | 0 | 0 | 0 | 0 | 0 | 0 | 0 | 0 | 0 | 0 | 0 | 0 | 0 | 0 | 0 | 0 | 0 | 0 | 0 | 0 | 0
Counterfactual | Gen_BB002 | MW | SPEN | Dunbar | 0 | 0 | 0 | 0 | 0 | 0 | 0 | 0 | 0 | 0 | 0 | 0 | 0 | 0 | 0 | 0 | 0 | 0 | 0 | 0 | 0 | 0 | 0 | 0 | 0 | 0 | 0 | 0 | 0
Counterfactual | Gen_BB002 | MW | SPEN | Dunfermline | 0 | 0 | 0 | 0 | 0 | 0 | 0 | 0 | 0 | 0 | 0 | 0 | 0 | 0 | 0 | 0 | 0 | 0 | 0 | 0 | 0 | 0 | 0 | 0 | 0 | 0 | 0 | 0 | 0
Counterfactual | Gen_BB002 | MW | SPEN | Earlstoun | 0 | 0 | 0 | 0 | 0 | 0 | 0 | 0 | 0 | 0 | 0 | 0 | 0 | 0 | 0 | 0 | 0 | 0 | 0 | 0 | 0 | 0 | 0 | 0 | 0 | 0 | 0 | 0 | 0
Counterfactual | Gen_BB002 | MW | SPEN | East Kilbride South | 0 | 0 | 0 | 0 | 0 | 0 | 0 | 0 | 0 | 0 | 0 | 0 | 0 | 0 | 0 | 0 | 0 | 0 | 0 | 0 | 0 | 0 | 0 | 0 | 0 | 0 | 0 | 0 | 0
Counterfactual | Gen_BB002 | MW | SPEN | Eccles | 0 | 0 | 0 | 0 | 0 | 0 | 0 | 0 | 0 | 0 | 0 | 0 | 0 | 0 | 0 | 0 | 0 | 0 | 0 | 0 | 0 | 0 | 0 | 0 | 0 | 0 | 0 | 0 | 0
Counterfactual | Gen_BB002 | MW | SPEN | Galashiels | 0 | 0 | 0 | 0 | 0 | 0 | 0 | 0 | 0 | 0 | 0 | 0 | 0 | 0 | 0 | 0 | 0 | 0 | 0 | 0 | 0 | 0 | 0 | 0 | 0 | 0 | 0 | 0 | 0
Counterfactual | Gen_BB002 | MW | SPEN | Giffnock | 0 | 0 | 0 | 0 | 0 | 0 | 0 | 0 | 0 | 0 | 0 | 0 | 0 | 0 | 0 | 0 | 0 | 0 | 0 | 0 | 0 | 0 | 0 | 0 | 0 | 0 | 0 | 0 | 0
Counterfactual | Gen_BB002 | MW | SPEN | Glenlee | 0 | 0 | 0 | 0 | 0 | 0 | 0 | 0 | 0 | 0 | 0 | 0 | 0 | 0 | 0 | 0 | 0 | 0 | 0 | 0 | 0 | 0 | 0 | 0 | 0 | 0 | 0 | 0 | 0
Counterfactual | Gen_BB002 | MW | SPEN | Glenluce | 0 | 0 | 0 | 0 | 0 | 0 | 0 | 0 | 0 | 0 | 0 | 0 | 0 | 0 | 0 | 0 | 0 | 0 | 0 | 0 | 0 | 0 | 0 | 0 | 0 | 0 | 0 | 0 | 0
Counterfactual | Gen_BB002 | MW | SPEN | Glenniston | 0 | 0 | 0 | 0 | 0 | 0 | 0 | 0 | 0 | 0 | 0 | 0 | 0 | 0 | 0 | 0 | 0 | 0 | 0 | 0 | 0 | 0 | 0 | 0 | 0 | 0 | 0 | 0 | 0
Counterfactual | Gen_BB002 | MW | SPEN | Glenrothes | 0 | 0 | 0 | 0 | 0 | 0 | 0 | 0 | 0 | 0 | 0 | 0 | 0 | 0 | 0 | 0 | 0 | 0 | 0 | 0 | 0 | 0 | 0 | 0 | 0 | 0 | 0 | 0 | 0
Counterfactual | Gen_BB002 | MW | SPEN | Grangemouth A | 0 | 0 | 0 | 0 | 0 | 0 | 0 | 0 | 0 | 0 | 0 | 0 | 0 | 0 | 0 | 0 | 0 | 0 | 0 | 0 | 0 | 0 | 0 | 0 | 0 | 0 | 0 | 0 | 0
Counterfactual | Gen_BB002 | MW | SPEN | Hawick | 0 | 0 | 0 | 0 | 0 | 0 | 0 | 0 | 0 | 0 | 0 | 0 | 0 | 0 | 0 | 0 | 0 | 0 | 0 | 0 | 0 | 0 | 0 | 0 | 0 | 0 | 0 | 0 | 0
Counterfactual | Gen_BB002 | MW | SPEN | Hunterston Farm | 0 | 0 | 0 | 0 | 0 | 0 | 0 | 0 | 0 | 0 | 0 | 0 | 0 | 0 | 0 | 0 | 0 | 0 | 0 | 0 | 0 | 0 | 0 | 0 | 0 | 0 | 0 | 0 | 0
Counterfactual | Gen_BB002 | MW | SPEN | Inverkeithing | 0 | 0 | 0 | 0 | 0 | 0 | 0 | 0 | 0 | 0 | 0 | 0 | 0 | 0 | 0 | 0 | 0 | 0 | 0 | 0 | 0 | 0 | 0 | 0 | 0 | 0 | 0 | 0 | 0
Counterfactual | Gen_BB002 | MW | SPEN | Johnstone | 0 | 0 | 0 | 0 | 0 | 0 | 0 | 0 | 0 | 0 | 0 | 0 | 0 | 0 | 0 | 0 | 0 | 0 | 0 | 0 | 0 | 0 | 0 | 0 | 0 | 0 | 0 | 0 | 0
Counterfactual | Gen_BB002 | MW | SPEN | Kaimes | 0 | 0 | 0 | 0 | 0 | 0 | 0 | 0 | 0 | 0 | 0 | 0 | 0 | 0 | 0 | 0 | 0 | 0 | 0 | 0 | 0 | 0 | 0 | 0 | 0 | 0 | 0 | 0 | 0
Counterfactual | Gen_BB002 | MW | SPEN | Kendoon | 0 | 0 | 0 | 0 | 0 | 0 | 0 | 0 | 0 | 0 | 0 | 0 | 0 | 0 | 0 | 0 | 0 | 0 | 0 | 0 | 0 | 0 | 0 | 0 | 0 | 0 | 0 | 0 | 0
Counterfactual | Gen_BB002 | MW | SPEN | Killermont | 0 | 0 | 0 | 0 | 0 | 0 | 0 | 0 | 0 | 0 | 0 | 0 | 0 | 0 | 0 | 0 | 0 | 0 | 0 | 0 | 0 | 0 | 0 | 0 | 0 | 0 | 0 | 0 | 0
Counterfactual | Gen_BB002 | MW | SPEN | Kilwinning | 0 | 0 | 0 | 0 | 0 | 0 | 0 | 0 | 0 | 0 | 0 | 0 | 0 | 0 | 0 | 0 | 0 | 0 | 0 | 0 | 0 | 0 | 0 | 0 | 0 | 0 | 0 | 0 | 0
Counterfactual | Gen_BB002 | MW | SPEN | Leven | 0 | 0 | 0 | 0 | 0 | 0 | 0 | 0 | 0 | 0 | 0 | 0 | 0 | 0 | 0 | 0 | 0 | 0 | 0 | 0 | 0 | 0 | 0 | 0 | 0 | 0 | 0 | 0 | 0
Counterfactual | Gen_BB002 | MW | SPEN | Livingston East | 0 | 0 | 0 | 0 | 0 | 0 | 0 | 0 | 0 | 0 | 0 | 0 | 0 | 0 | 0 | 0 | 0 | 0 | 0 | 0 | 0 | 0 | 0 | 0 | 0 | 0 | 0 | 0 | 0
Counterfactual | Gen_BB002 | MW | SPEN | Maybole | 0 | 0 | 0 | 0 | 0 | 0 | 0 | 0 | 0 | 0 | 0 | 0 | 0 | 0 | 0 | 0 | 0 | 0 | 0 | 0 | 0 | 0 | 0 | 0 | 0 | 0 | 0 | 0 | 0
Counterfactual | Gen_BB002 | MW | SPEN | Newarthill | 0 | 0 | 0 | 0 | 0 | 0 | 0 | 0 | 0 | 0 | 0 | 0 | 0 | 0 | 0 | 0 | 0 | 0 | 0 | 0 | 0 | 0 | 0 | 0 | 0 | 0 | 0 | 0 | 0
Counterfactual | Gen_BB002 | MW | SPEN | Paisley | 0 | 0 | 0 | 0 | 0 | 0 | 0 | 0 | 0 | 0 | 0 | 0 | 0 | 0 | 0 | 0 | 0 | 0 | 0 | 0 | 0 | 0 | 0 | 0 | 0 | 0 | 0 | 0 | 0
Counterfactual | Gen_BB002 | MW | SPEN | Portobello | 0 | 0 | 0 | 0 | 0 | 0 | 0 | 0 | 0 | 0 | 0 | 0 | 0 | 0 | 0 | 0 | 0 | 0 | 0 | 0 | 0 | 0 | 0 | 0 | 0 | 0 | 0 | 0 | 0
Counterfactual | Gen_BB002 | MW | SPEN | Ravenscraig | 0 | 0 | 0 | 0 | 0 | 0 | 0 | 0 | 0 | 0 | 0 | 0 | 0 | 0 | 0 | 0 | 0 | 0 | 0 | 0 | 0 | 0 | 0 | 0 | 0 | 0 | 0 | 0 | 0
Counterfactual | Gen_BB002 | MW | SPEN | Redhouse | 0 | 0 | 0 | 0 | 0 | 0 | 0 | 0 | 0 | 0 | 0 | 0 | 0 | 0 | 0 | 0 | 0 | 0 | 0 | 0 | 0 | 0 | 0 | 0 | 0 | 0 | 0 | 0 | 0
Counterfactual | Gen_BB002 | MW | SPEN | Saltcoats A | 0 | 0 | 0 | 0 | 0 | 0 | 0 | 0 | 0 | 0 | 0 | 0 | 0 | 0 | 0 | 0 | 0 | 0 | 0 | 0 | 0 | 0 | 0 | 0 | 0 | 0 | 0 | 0 | 0
Counterfactual | Gen_BB002 | MW | SPEN | Saltcoats B | 0 | 0 | 0 | 0 | 0 | 0 | 0 | 0 | 0 | 0 | 0 | 0 | 0 | 0 | 0 | 0 | 0 | 0 | 0 | 0 | 0 | 0 | 0 | 0 | 0 | 0 | 0 | 0 | 0
Counterfactual | Gen_BB002 | MW | SPEN | Sighthill | 0 | 0 | 0 | 0 | 0 | 0 | 0 | 0 | 0 | 0 | 0 | 0 | 0 | 0 | 0 | 0 | 0 | 0 | 0 | 0 | 0 | 0 | 0 | 0 | 0 | 0 | 0 | 0 | 0
Counterfactual | Gen_BB002 | MW | SPEN | Stirling | 0 | 0 | 0 | 0 | 0 | 0 | 0 | 0 | 0 | 0 | 0 | 0 | 0 | 0 | 0 | 0 | 0 | 0 | 0 | 0 | 0 | 0 | 0 | 0 | 0 | 0 | 0 | 0 | 0
Counterfactual | Gen_BB002 | MW | SPEN | Strathaven | 0 | 0 | 0 | 0 | 0 | 0 | 0 | 0 | 0 | 0 | 0 | 0 | 0 | 0 | 0 | 0 | 0 | 0 | 0 | 0 | 0 | 0 | 0 | 0 | 0 | 0 | 0 | 0 | 0
Counterfactual | Gen_BB002 | MW | SPEN | Strathleven | 0 | 0 | 0 | 0 | 0 | 0 | 0 | 0 | 0 | 0 | 0 | 0 | 0 | 0 | 0 | 0 | 0 | 0 | 0 | 0 | 0 | 0 | 0 | 0 | 0 | 0 | 0 | 0 | 0
Counterfactual | Gen_BB002 | MW | SPEN | Telford Road | 0 | 0 | 0 | 0 | 0 | 0 | 0 | 0 | 0 | 0 | 0 | 0 | 0 | 0 | 0 | 0 | 0 | 0 | 0 | 0 | 0 | 0 | 0 | 0 | 0 | 0 | 0 | 0 | 0
Counterfactual | Gen_BB002 | MW | SPEN | Tongland | 0 | 0 | 0 | 0 | 0 | 0 | 0 | 0 | 0 | 0 | 0 | 0 | 0 | 0 | 0 | 0 | 0 | 0 | 0 | 0 | 0 | 0 | 0 | 0 | 0 | 0 | 0 | 0 | 0
Counterfactual | Gen_BB002 | MW | SPEN | Westfield | 0 | 0 | 0 | 0 | 0 | 0 | 0 | 0 | 0 | 0 | 0 | 0 | 0 | 0 | 0 | 0 | 0 | 0 | 0 | 0 | 0 | 0 | 0 | 0 | 0 | 0 | 0 | 0 | 0
Counterfactual | Gen_BB002 | MW | SPEN | Wishaw | 0 | 0 | 0 | 0 | 0 | 0 | 0 | 0 | 0 | 0 | 0 | 0 | 0 | 0 | 0 | 0 | 0 | 0 | 0 | 0 | 0 | 0 | 0 | 0 | 0 | 0 | 0 | 0 | 0
Counterfactual | Gen_BB002 | MW | SPEN Manweb | Birkenhead | 0 | 0.402 | 0.402 | 0.402 | 0.402 | 0.402 | 0.402 | 0.402 | 0.402 | 0.402 | 0.402 | 0.402 | 0.402 | 0.402 | 0.402 | 0.402 | 0.402 | 0.402 | 0.402 | 0.403 | 0.403 | 0.403 | 0.403 | 0.403 | 0.403 | 0.403 | 0.403 | 0.403 | 0.403
Counterfactual | Gen_BB002 | MW | SPEN Manweb | Capenhurst | 0 | 0 | 0 | 0 | 0 | 0 | 0 | 0 | 0 | 0 | 0 | 0 | 0 | 0 | 0 | 0 | 0 | 0 | 0 | 0 | 0 | 0 | 0 | 0 | 0 | 0 | 0 | 0 | 0
Counterfactual | Gen_BB002 | MW | SPEN Manweb | Carrington | 0 | 10.097 | 10.098 | 10.098 | 10.099 | 10.1 | 10.101 | 10.101 | 10.102 | 10.103 | 10.104 | 10.105 | 10.105 | 10.106 | 10.107 | 10.108 | 10.109 | 10.109 | 10.11 | 10.111 | 10.112 | 10.112 | 10.113 | 10.114 | 10.115 | 10.116 | 10.116 | 10.117 | 10.118
Counterfactual | Gen_BB002 | MW | SPEN Manweb | Connah's Quay | 0 | 1.474 | 1.474 | 1.474 | 1.474 | 1.474 | 1.474 | 1.475 | 1.475 | 1.475 | 1.475 | 1.475 | 1.475 | 1.475 | 1.475 | 1.475 | 1.476 | 1.476 | 1.476 | 1.476 | 1.476 | 1.476 | 1.476 | 1.476 | 1.476 | 1.477 | 1.477 | 1.477 | 1.477
Counterfactual | Gen_BB002 | MW | SPEN Manweb | Fiddlers Ferry | 0 | 0 | 0 | 0 | 0 | 0 | 0 | 0 | 0 | 0 | 0 | 0 | 0 | 0 | 0 | 0 | 0 | 0 | 0 | 0 | 0 | 0 | 0 | 0 | 0 | 0 | 0 | 0 | 0
Counterfactual | Gen_BB002 | MW | SPEN Manweb | Frodsham | 0 | 0 | 0 | 0 | 0 | 0 | 0 | 0 | 0 | 0 | 0 | 0 | 0 | 0 | 0 | 0 | 0 | 0 | 0 | 0 | 0 | 0 | 0 | 0 | 0 | 0 | 0 | 0 | 0
Counterfactual | Gen_BB002 | MW | SPEN Manweb | Legacy | 0 | 0.274 | 0.274 | 0.274 | 0.274 | 0.274 | 0.274 | 0.274 | 0.274 | 0.274 | 0.274 | 0.274 | 0.274 | 0.274 | 0.274 | 0.274 | 0.274 | 0.274 | 0.274 | 0.274 | 0.274 | 0.274 | 0.274 | 0.274 | 0.274 | 0.274 | 0.274 | 0.274 | 0.274
Counterfactual | Gen_BB002 | MW | SPEN Manweb | Lister Drive | 0 | 0 | 0 | 0 | 0 | 0 | 0 | 0 | 0 | 0 | 0 | 0 | 0 | 0 | 0 | 0 | 0 | 0 | 0 | 0 | 0 | 0 | 0 | 0 | 0 | 0 | 0 | 0 | 0
Counterfactual | Gen_BB002 | MW | SPEN Manweb | Pentir | 0 | 0 | 0 | 0 | 0 | 0 | 0 | 0 | 0 | 0 | 0 | 0 | 0 | 0 | 0 | 0 | 0 | 0 | 0 | 0 | 0 | 0 | 0 | 0 | 0 | 0 | 0 | 0 | 0
Counterfactual | Gen_BB002 | MW | SPEN Manweb | Rainhill | 0 | 4.211 | 4.211 | 4.212 | 4.212 | 4.212 | 4.213 | 4.213 | 4.213 | 4.214 | 4.214 | 4.214 | 4.215 | 4.215 | 4.215 | 4.216 | 4.216 | 4.216 | 4.217 | 4.217 | 4.217 | 4.218 | 4.218 | 4.218 | 4.218 | 4.219 | 4.219 | 4.219 | 4.22
Counterfactual | Gen_BB002 | MW | SPEN Manweb | Trawsfynydd | 0 | 0 | 0 | 0 | 0 | 0 | 0 | 0 | 0 | 0 | 0 | 0 | 0 | 0 | 0 | 0 | 0 | 0 | 0 | 0 | 0 | 0 | 0 | 0 | 0 | 0 | 0 | 0 | 0
Counterfactual | Gen_BB002 | MW | SPEN Manweb | Wylfa | 0 | 0 | 0 | 0 | 0 | 0 | 0 | 0 | 0 | 0 | 0 | 0 | 0 | 0 | 0 | 0 | 0 | 0 | 0 | 0 | 0 | 0 | 0 | 0 | 0 | 0 | 0 | 0 | 0
Counterfactual | Gen_BB002 | MW | SPTL | Direct(SPTL) | 0 | 0 | 0 | 0 | 0 | 0 | 0 | 0 | 0 | 0 | 0 | 0 | 0 | 0 | 0 | 0 | 0 | 0 | 0 | 0 | 0 | 0 | 0 | 0 | 0 | 0 | 0 | 0 | 0
Counterfactual | Gen_BB002 | MW | SSEN (SHEPD) | Abernethy | 0 | 0 | 0 | 0 | 0 | 0 | 0 | 0 | 0 | 0 | 0 | 0 | 0 | 0 | 0 | 0 | 0 | 0 | 0 | 0 | 0 | 0 | 0 | 0 | 0 | 0 | 0 | 0 | 0
Counterfactual | Gen_BB002 | MW | SSEN (SHEPD) | Alness | 0 | 0 | 0 | 0 | 0 | 0 | 0 | 0 | 0 | 0 | 0 | 0 | 0 | 0 | 0 | 0 | 0 | 0 | 0 | 0 | 0 | 0 | 0 | 0 | 0 | 0 | 0 | 0 | 0
Counterfactual | Gen_BB002 | MW | SSEN (SHEPD) | Arbroath | 0 | 0 | 0 | 0 | 0 | 0 | 0 | 0 | 0 | 0 | 0 | 0 | 0 | 0 | 0 | 0 | 0 | 0 | 0 | 0 | 0 | 0 | 0 | 0 | 0 | 0 | 0 | 0 | 0
Counterfactual | Gen_BB002 | MW | SSEN (SHEPD) | Ardmore | 0 | 0 | 0 | 0 | 0 | 0 | 0 | 0 | 0 | 0 | 0 | 0 | 0 | 0 | 0 | 0 | 0 | 0 | 0 | 0 | 0 | 0 | 0 | 0 | 0 | 0 | 0 | 0 | 0
Counterfactual | Gen_BB002 | MW | SSEN (SHEPD) | Beauly | 0 | 0 | 0 | 0 | 0 | 0 | 0 | 0 | 0 | 0 | 0 | 0 | 0 | 0 | 0 | 0 | 0 | 0 | 0 | 0 | 0 | 0 | 0 | 0 | 0 | 0 | 0 | 0 | 0
Counterfactual | Gen_BB002 | MW | SSEN (SHEPD) | Boat of Garten | 0 | 0 | 0 | 0 | 0 | 0 | 0 | 0 | 0 | 0 | 0 | 0 | 0 | 0 | 0 | 0 | 0 | 0 | 0 | 0 | 0 | 0 | 0 | 0 | 0 | 0 | 0 | 0 | 0
Counterfactual | Gen_BB002 | MW | SSEN (SHEPD) | Bridge of Dun | 0 | 0 | 0 | 0 | 0 | 0 | 0 | 0 | 0 | 0 | 0 | 0 | 0 | 0 | 0 | 0 | 0 | 0 | 0 | 0 | 0 | 0 | 0 | 0 | 0 | 0 | 0 | 0 | 0
Counterfactual | Gen_BB002 | MW | SSEN (SHEPD) | Burghmuir | 0 | 0 | 0 | 0 | 0 | 0 | 0 | 0 | 0 | 0 | 0 | 0 | 0 | 0 | 0 | 0 | 0 | 0 | 0 | 0 | 0 | 0 | 0 | 0 | 0 | 0 | 0 | 0 | 0
Counterfactual | Gen_BB002 | MW | SSEN (SHEPD) | Carradale | 0 | 0 | 0 | 0 | 0 | 0 | 0 | 0 | 0 | 0 | 0 | 0 | 0 | 0 | 0 | 0 | 0 | 0 | 0 | 0 | 0 | 0 | 0 | 0 | 0 | 0 | 0 | 0 | 0
Counterfactual | Gen_BB002 | MW | SSEN (SHEPD) | Ceannacroc | 0 | 0 | 0 | 0 | 0 | 0 | 0 | 0 | 0 | 0 | 0 | 0 | 0 | 0 | 0 | 0 | 0 | 0 | 0 | 0 | 0 | 0 | 0 | 0 | 0 | 0 | 0 | 0 | 0
Counterfactual | Gen_BB002 | MW | SSEN (SHEPD) | Coupar Angus | 0 | 0 | 0 | 0 | 0 | 0 | 0 | 0 | 0 | 0 | 0 | 0 | 0 | 0 | 0 | 0 | 0 | 0 | 0 | 0 | 0 | 0 | 0 | 0 | 0 | 0 | 0 | 0 | 0
Counterfactual | Gen_BB002 | MW | SSEN (SHEPD) | Dunvegan | 0 | 0 | 0 | 0 | 0 | 0 | 0 | 0 | 0 | 0 | 0 | 0 | 0 | 0 | 0 | 0 | 0 | 0 | 0 | 0 | 0 | 0 | 0 | 0 | 0 | 0 | 0 | 0 | 0
Counterfactual | Gen_BB002 | MW | SSEN (SHEPD) | Dyce | 0 | 0 | 0 | 0 | 0 | 0 | 0 | 0 | 0 | 0 | 0 | 0 | 0 | 0 | 0 | 0 | 0 | 0 | 0 | 0 | 0 | 0 | 0 | 0 | 0 | 0 | 0 | 0 | 0
Counterfactual | Gen_BB002 | MW | SSEN (SHEPD) | Fiddes | 0 | 0 | 0 | 0 | 0 | 0 | 0 | 0 | 0 | 0 | 0 | 0 | 0 | 0 | 0 | 0 | 0 | 0 | 0 | 0 | 0 | 0 | 0 | 0 | 0 | 0 | 0 | 0 | 0
Counterfactual | Gen_BB002 | MW | SSEN (SHEPD) | Fort William | 0 | 0 | 0 | 0 | 0 | 0 | 0 | 0 | 0 | 0 | 0 | 0 | 0 | 0 | 0 | 0 | 0 | 0 | 0 | 0 | 0 | 0 | 0 | 0 | 0 | 0 | 0 | 0 | 0
Counterfactual | Gen_BB002 | MW | SSEN (SHEPD) | Fraserburgh | 0 | 0 | 0 | 0 | 0 | 0 | 0 | 0 | 0 | 0 | 0 | 0 | 0 | 0 | 0 | 0 | 0 | 0 | 0 | 0 | 0 | 0 | 0 | 0 | 0 | 0 | 0 | 0 | 0
Counterfactual | Gen_BB002 | MW | SSEN (SHEPD) | Grudie Bridge | 0 | 0 | 0 | 0 | 0 | 0 | 0 | 0 | 0 | 0 | 0 | 0 | 0 | 0 | 0 | 0 | 0 | 0 | 0 | 0 | 0 | 0 | 0 | 0 | 0 | 0 | 0 | 0 | 0
Counterfactual | Gen_BB002 | MW | SSEN (SHEPD) | Inverness | 0 | 0 | 0 | 0 | 0 | 0 | 0 | 0 | 0 | 0 | 0 | 0 | 0 | 0 | 0 | 0 | 0 | 0 | 0 | 0 | 0 | 0 | 0 | 0 | 0 | 0 | 0 | 0 | 0
Counterfactual | Gen_BB002 | MW | SSEN (SHEPD) | Keith | 0 | 0 | 0 | 0 | 0 | 0 | 0 | 0 | 0 | 0 | 0 | 0 | 0 | 0 | 0 | 0 | 0 | 0 | 0 | 0 | 0 | 0 | 0 | 0 | 0 | 0 | 0 | 0 | 0
Counterfactual | Gen_BB002 | MW | SSEN (SHEPD) | Killin | 0 | 0 | 0 | 0 | 0 | 0 | 0 | 0 | 0 | 0 | 0 | 0 | 0 | 0 | 0 | 0 | 0 | 0 | 0 | 0 | 0 | 0 | 0 | 0 | 0 | 0 | 0 | 0 | 0
Counterfactual | Gen_BB002 | MW | SSEN (SHEPD) | Kinlochleven | 0 | 0 | 0 | 0 | 0 | 0 | 0 | 0 | 0 | 0 | 0 | 0 | 0 | 0 | 0 | 0 | 0 | 0 | 0 | 0 | 0 | 0 | 0 | 0 | 0 | 0 | 0 | 0 | 0
Counterfactual | Gen_BB002 | MW | SSEN (SHEPD) | Kintore | 0 | 0 | 0 | 0 | 0 | 0 | 0 | 0 | 0 | 0 | 0 | 0 | 0 | 0 | 0 | 0 | 0 | 0 | 0 | 0 | 0 | 0 | 0 | 0 | 0 | 0 | 0 | 0 | 0
Counterfactual | Gen_BB002 | MW | SSEN (SHEPD) | Lairg | 0 | 0 | 0 | 0 | 0 | 0 | 0 | 0 | 0 | 0 | 0 | 0 | 0 | 0 | 0 | 0 | 0 | 0 | 0 | 0 | 0 | 0 | 0 | 0 | 0 | 0 | 0 | 0 | 0
Counterfactual | Gen_BB002 | MW | SSEN (SHEPD) | Lunanhead | 0 | 0 | 0 | 0 | 0 | 0 | 0 | 0 | 0 | 0 | 0 | 0 | 0 | 0 | 0 | 0 | 0 | 0 | 0 | 0 | 0 | 0 | 0 | 0 | 0 | 0 | 0 | 0 | 0
Counterfactual | Gen_BB002 | MW | SSEN (SHEPD) | Macduff | 0 | 0 | 0 | 0 | 0 | 0 | 0 | 0 | 0 | 0 | 0 | 0 | 0 | 0 | 0 | 0 | 0 | 0 | 0 | 0 | 0 | 0 | 0 | 0 | 0 | 0 | 0 | 0 | 0
Counterfactual | Gen_BB002 | MW | SSEN (SHEPD) | Milton of Craigie | 0 | 0 | 0 | 0 | 0 | 0 | 0 | 0 | 0 | 0 | 0 | 0 | 0 | 0 | 0 | 0 | 0 | 0 | 0 | 0 | 0 | 0 | 0 | 0 | 0 | 0 | 0 | 0 | 0
Counterfactual | Gen_BB002 | MW | SSEN (SHEPD) | Mybster | 0 | 0 | 0 | 0 | 0 | 0 | 0 | 0 | 0 | 0 | 0 | 0 | 0 | 0 | 0 | 0 | 0 | 0 | 0 | 0 | 0 | 0 | 0 | 0 | 0 | 0 | 0 | 0 | 0
Counterfactual | Gen_BB002 | MW | SSEN (SHEPD) | Nairn | 0 | 0 | 0 | 0 | 0 | 0 | 0 | 0 | 0 | 0 | 0 | 0 | 0 | 0 | 0 | 0 | 0 | 0 | 0 | 0 | 0 | 0 | 0 | 0 | 0 | 0 | 0 | 0 | 0
Counterfactual | Gen_BB002 | MW | SSEN (SHEPD) | Persley | 0 | 0 | 0 | 0 | 0 | 0 | 0 | 0 | 0 | 0 | 0 | 0 | 0 | 0 | 0 | 0 | 0 | 0 | 0 | 0 | 0 | 0 | 0 | 0 | 0 | 0 | 0 | 0 | 0
Counterfactual | Gen_BB002 | MW | SSEN (SHEPD) | Port Ann | 0 | 0 | 0 | 0 | 0 | 0 | 0 | 0 | 0 | 0 | 0 | 0 | 0 | 0 | 0 | 0 | 0 | 0 | 0 | 0 | 0 | 0 | 0 | 0 | 0 | 0 | 0 | 0 | 0
Counterfactual | Gen_BB002 | MW | SSEN (SHEPD) | Redmoss | 0 | 0 | 0 | 0 | 0 | 0 | 0 | 0 | 0 | 0 | 0 | 0 | 0 | 0 | 0 | 0 | 0 | 0 | 0 | 0 | 0 | 0 | 0 | 0 | 0 | 0 | 0 | 0 | 0
Counterfactual | Gen_BB002 | MW | SSEN (SHEPD) | Shin | 0 | 0 | 0 | 0 | 0 | 0 | 0 | 0 | 0 | 0 | 0 | 0 | 0 | 0 | 0 | 0 | 0 | 0 | 0 | 0 | 0 | 0 | 0 | 0 | 0 | 0 | 0 | 0 | 0
Counterfactual | Gen_BB002 | MW | SSEN (SHEPD) | Sloy | 0 | 0 | 0 | 0 | 0 | 0 | 0 | 0 | 0 | 0 | 0 | 0 | 0 | 0 | 0 | 0 | 0 | 0 | 0 | 0 | 0 | 0 | 0 | 0 | 0 | 0 | 0 | 0 | 0
Counterfactual | Gen_BB002 | MW | SSEN (SHEPD) | Strichen | 0 | 0 | 0 | 0 | 0 | 0 | 0 | 0 | 0 | 0 | 0 | 0 | 0 | 0 | 0 | 0 | 0 | 0 | 0 | 0 | 0 | 0 | 0 | 0 | 0 | 0 | 0 | 0 | 0
Counterfactual | Gen_BB002 | MW | SSEN (SHEPD) | Tarland | 0 | 0 | 0 | 0 | 0 | 0 | 0 | 0 | 0 | 0 | 0 | 0 | 0 | 0 | 0 | 0 | 0 | 0 | 0 | 0 | 0 | 0 | 0 | 0 | 0 | 0 | 0 | 0 | 0
Counterfactual | Gen_BB002 | MW | SSEN (SHEPD) | Taynuilt | 0 | 0 | 0 | 0 | 0 | 0 | 0 | 0 | 0 | 0 | 0 | 0 | 0 | 0 | 0 | 0 | 0 | 0 | 0 | 0 | 0 | 0 | 0 | 0 | 0 | 0 | 0 | 0 | 0
Counterfactual | Gen_BB002 | MW | SSEN (SHEPD) | Thurso | 0 | 0 | 0 | 0 | 0 | 0 | 0 | 0 | 0 | 0 | 0 | 0 | 0 | 0 | 0 | 0 | 0 | 0 | 0 | 0 | 0 | 0 | 0 | 0 | 0 | 0 | 0 | 0 | 0
Counterfactual | Gen_BB002 | MW | SSEN (SHEPD) | Tummel Bridge | 0 | 0 | 0 | 0 | 0 | 0 | 0 | 0 | 0 | 0 | 0 | 0 | 0 | 0 | 0 | 0 | 0 | 0 | 0 | 0 | 0 | 0 | 0 | 0 | 0 | 0 | 0 | 0 | 0
Counterfactual | Gen_BB002 | MW | SSEN (SHEPD) | Willowdale | 0 | 0 | 0 | 0 | 0 | 0 | 0 | 0 | 0 | 0 | 0 | 0 | 0 | 0 | 0 | 0 | 0 | 0 | 0 | 0 | 0 | 0 | 0 | 0 | 0 | 0 | 0 | 0 | 0
Counterfactual | Gen_BB002 | MW | SSEN South | Botley Wood | 0 | 0 | 0 | 0 | 0 | 0 | 0 | 0 | 0 | 0 | 0 | 0 | 0 | 0 | 0 | 0 | 0 | 0 | 0 | 0 | 0 | 0 | 0 | 0 | 0 | 0 | 0 | 0 | 0
Counterfactual | Gen_BB002 | MW | SSEN South | Bramley | 0 | 0.249 | 0.249 | 0.249 | 0.249 | 0.249 | 0.249 | 0.249 | 0.249 | 0.249 | 0.249 | 0.249 | 0.249 | 0.249 | 0.249 | 0.249 | 0.249 | 0.249 | 0.249 | 0.249 | 0.249 | 0.249 | 0.249 | 0.249 | 0.249 | 0.249 | 0.249 | 0.249 | 0.249
Counterfactual | Gen_BB002 | MW | SSEN South | Chickerell | 0 | 0 | 0 | 0 | 0 | 0 | 0 | 0 | 0 | 0 | 0 | 0 | 0 | 0 | 0 | 0 | 0 | 0 | 0 | 0 | 0 | 0 | 0 | 0 | 0 | 0 | 0 | 0 | 0
Counterfactual | Gen_BB002 | MW | SSEN South | Cowley | 0 | 0 | 0 | 0 | 0 | 0 | 0 | 0 | 0 | 0 | 0 | 0 | 0 | 0 | 0 | 0 | 0 | 0 | 0 | 0 | 0 | 0 | 0 | 0 | 0 | 0 | 0 | 0 | 0
Counterfactual | Gen_BB002 | MW | SSEN South | Fawley | 0 | 0 | 0 | 0 | 0 | 0 | 0 | 0 | 0 | 0 | 0 | 0 | 0 | 0 | 0 | 0 | 0 | 0 | 0 | 0 | 0 | 0 | 0 | 0 | 0 | 0 | 0 | 0 | 0
Counterfactual | Gen_BB002 | MW | SSEN South | Iver 132kV | 0 | 0 | 0 | 0 | 0 | 0 | 0 | 0 | 0 | 0 | 0 | 0 | 0 | 0 | 0 | 0 | 0 | 0 | 0 | 0 | 0 | 0 | 0 | 0 | 0 | 0 | 0 | 0 | 0
Counterfactual | Gen_BB002 | MW | SSEN South | Lovedean | 0 | 0.6 | 0.6 | 0.6 | 0.6 | 0.6 | 0.6 | 0.6 | 0.6 | 0.6 | 0.6 | 0.601 | 0.601 | 0.601 | 0.601 | 0.601 | 0.601 | 0.601 | 0.601 | 0.601 | 0.601 | 0.601 | 0.601 | 0.601 | 0.601 | 0.601 | 0.601 | 0.601 | 0.601
Counterfactual | Gen_BB002 | MW | SSEN South | Mannington | 0 | 0 | 0 | 0 | 0 | 0 | 0 | 0 | 0 | 0 | 0 | 0 | 0 | 0 | 0 | 0 | 0 | 0 | 0 | 0 | 0 | 0 | 0 | 0 | 0 | 0 | 0 | 0 | 0
Counterfactual | Gen_BB002 | MW | SSEN South | Melksham | 0 | 0 | 0 | 0 | 0 | 0 | 0 | 0 | 0 | 0 | 0 | 0 | 0 | 0 | 0 | 0 | 0 | 0 | 0 | 0 | 0 | 0 | 0 | 0 | 0 | 0 | 0 | 0 | 0
Counterfactual | Gen_BB002 | MW | SSEN South | Minety | 0 | 0 | 0 | 0 | 0 | 0 | 0 | 0 | 0 | 0 | 0 | 0 | 0 | 0 | 0 | 0 | 0 | 0 | 0 | 0 | 0 | 0 | 0 | 0 | 0 | 0 | 0 | 0 | 0
Counterfactual | Gen_BB002 | MW | SSEN South | Nursling | 0 | 0 | 0 | 0 | 0 | 0 | 0 | 0 | 0 | 0 | 0 | 0 | 0 | 0 | 0 | 0 | 0 | 0 | 0 | 0 | 0 | 0 | 0 | 0 | 0 | 0 | 0 | 0 | 0
Counterfactual | Gen_BB002 | MW | UKPN Eastern | Amersham Main | 0 | 0 | 0 | 0 | 0 | 0 | 0 | 0 | 0 | 0 | 0 | 0 | 0 | 0 | 0 | 0 | 0 | 0 | 0 | 0 | 0 | 0 | 0 | 0 | 0 | 0 | 0 | 0 | 0
Counterfactual | Gen_BB002 | MW | UKPN Eastern | Braintree | 0 | 0 | 0 | 0 | 0 | 0 | 0 | 0 | 0 | 0 | 0 | 0 | 0 | 0 | 0 | 0 | 0 | 0 | 0 | 0 | 0 | 0 | 0 | 0 | 0 | 0 | 0 | 0 | 0
Counterfactual | Gen_BB002 | MW | UKPN Eastern | Bramford | 0 | 0.459 | 0.459 | 0.459 | 0.459 | 0.46 | 0.46 | 0.46 | 0.46 | 0.46 | 0.46 | 0.46 | 0.46 | 0.46 | 0.46 | 0.46 | 0.46 | 0.46 | 0.46 | 0.46 | 0.46 | 0.46 | 0.46 | 0.46 | 0.46 | 0.46 | 0.46 | 0.46 | 0.46
Counterfactual | Gen_BB002 | MW | UKPN Eastern | Brimsdown | 0 | 0 | 0 | 0 | 0 | 0 | 0 | 0 | 0 | 0 | 0 | 0 | 0 | 0 | 0 | 0 | 0 | 0 | 0 | 0 | 0 | 0 | 0 | 0 | 0 | 0 | 0 | 0 | 0
Counterfactual | Gen_BB002 | MW | UKPN Eastern | Burwell Main | 0 | 0 | 0 | 0 | 0 | 0 | 0 | 0 | 0 | 0 | 0 | 0 | 0 | 0 | 0 | 0 | 0 | 0 | 0 | 0 | 0 | 0 | 0 | 0 | 0 | 0 | 0 | 0 | 0
Counterfactual | Gen_BB002 | MW | UKPN Eastern | Eaton Socon | 0 | 0 | 0 | 0 | 0 | 0 | 0 | 0 | 0 | 0 | 0 | 0 | 0 | 0 | 0 | 0 | 0 | 0 | 0 | 0 | 0 | 0 | 0 | 0 | 0 | 0 | 0 | 0 | 0
Counterfactual | Gen_BB002 | MW | UKPN Eastern | Elstree | 0 | 0 | 0 | 0 | 0 | 0 | 0 | 0 | 0 | 0 | 0 | 0 | 0 | 0 | 0 | 0 | 0 | 0 | 0 | 0 | 0 | 0 | 0 | 0 | 0 | 0 | 0 | 0 | 0
Counterfactual | Gen_BB002 | MW | UKPN Eastern | Loudwater | 0 | 0 | 0 | 0 | 0 | 0 | 0 | 0 | 0 | 0 | 0 | 0 | 0 | 0 | 0 | 0 | 0 | 0 | 0 | 0 | 0 | 0 | 0 | 0 | 0 | 0 | 0 | 0 | 0
Counterfactual | Gen_BB002 | MW | UKPN Eastern | Mill Hill | 0 | 0 | 0 | 0 | 0 | 0 | 0 | 0 | 0 | 0 | 0 | 0 | 0 | 0 | 0 | 0 | 0 | 0 | 0 | 0 | 0 | 0 | 0 | 0 | 0 | 0 | 0 | 0 | 0
Counterfactual | Gen_BB002 | MW | UKPN Eastern | Norwich Main | 0 | 0 | 0 | 0 | 0 | 0 | 0 | 0 | 0 | 0 | 0 | 0 | 0 | 0 | 0 | 0 | 0 | 0 | 0 | 0 | 0 | 0 | 0 | 0 | 0 | 0 | 0 | 0 | 0
Counterfactual | Gen_BB002 | MW | UKPN Eastern | Pelham | 0 | 0 | 0 | 0 | 0 | 0 | 0 | 0 | 0 | 0 | 0 | 0 | 0 | 0 | 0 | 0 | 0 | 0 | 0 | 0 | 0 | 0 | 0 | 0 | 0 | 0 | 0 | 0 | 0
Counterfactual | Gen_BB002 | MW | UKPN Eastern | Rayleigh | 0 | 0 | 0 | 0 | 0 | 0 | 0 | 0 | 0 | 0 | 0 | 0 | 0 | 0 | 0 | 0 | 0 | 0 | 0 | 0 | 0 | 0 | 0 | 0 | 0 | 0 | 0 | 0 | 0
Counterfactual | Gen_BB002 | MW | UKPN Eastern | Rye House | 0 | 0 | 0 | 0 | 0 | 0 | 0 | 0 | 0 | 0 | 0 | 0 | 0 | 0 | 0 | 0 | 0 | 0 | 0 | 0 | 0 | 0 | 0 | 0 | 0 | 0 | 0 | 0 | 0
Counterfactual | Gen_BB002 | MW | UKPN Eastern | Sundon | 0 | 0 | 0 | 0 | 0 | 0 | 0 | 0 | 0 | 0 | 0 | 0 | 0 | 0 | 0 | 0 | 0 | 0 | 0 | 0 | 0 | 0 | 0 | 0 | 0 | 0 | 0 | 0 | 0
Counterfactual | Gen_BB002 | MW | UKPN Eastern | Tilbury | 0 | 0 | 0 | 0 | 0 | 0 | 0 | 0 | 0 | 0 | 0 | 0 | 0 | 0 | 0 | 0 | 0 | 0 | 0 | 0 | 0 | 0 | 0 | 0 | 0 | 0 | 0 | 0 | 0
Counterfactual | Gen_BB002 | MW | UKPN Eastern | Tottenham | 0 | 0 | 0 | 0 | 0 | 0 | 0 | 0 | 0 | 0 | 0 | 0 | 0 | 0 | 0 | 0 | 0 | 0 | 0 | 0 | 0 | 0 | 0 | 0 | 0 | 0 | 0 | 0 | 0
Counterfactual | Gen_BB002 | MW | UKPN Eastern | Walpole (_A) | 0 | 0 | 0 | 0 | 0 | 0 | 0 | 0 | 0 | 0 | 0 | 0 | 0 | 0 | 0 | 0 | 0 | 0 | 0 | 0 | 0 | 0 | 0 | 0 | 0 | 0 | 0 | 0 | 0
Counterfactual | Gen_BB002 | MW | UKPN Eastern | Warley | 0 | 0 | 0 | 0 | 0 | 0 | 0 | 0 | 0 | 0 | 0 | 0 | 0 | 0 | 0 | 0 | 0 | 0 | 0 | 0 | 0 | 0 | 0 | 0 | 0 | 0 | 0 | 0 | 0
Counterfactual | Gen_BB002 | MW | UKPN Eastern | Watford South | 0 | 0 | 0 | 0 | 0 | 0 | 0 | 0 | 0 | 0 | 0 | 0 | 0 | 0 | 0 | 0 | 0 | 0 | 0 | 0 | 0 | 0 | 0 | 0 | 0 | 0 | 0 | 0 | 0
Counterfactual | Gen_BB002 | MW | UKPN Eastern | West Thurrock | 0 | 0 | 0 | 0 | 0 | 0 | 0 | 0 | 0 | 0 | 0 | 0 | 0 | 0 | 0 | 0 | 0 | 0 | 0 | 0 | 0 | 0 | 0 | 0 | 0 | 0 | 0 | 0 | 0
Counterfactual | Gen_BB002 | MW | UKPN Eastern | Wymondley | 0 | 0 | 0 | 0 | 0 | 0 | 0 | 0 | 0 | 0 | 0 | 0 | 0 | 0 | 0 | 0 | 0 | 0 | 0 | 0 | 0 | 0 | 0 | 0 | 0 | 0 | 0 | 0 | 0
Counterfactual | Gen_BB002 | MW | UKPN London | Barking | 0 | 0 | 0 | 0 | 0 | 0 | 0 | 0 | 0 | 0 | 0 | 0 | 0 | 0 | 0 | 0 | 0 | 0 | 0 | 0 | 0 | 0 | 0 | 0 | 0 | 0 | 0 | 0 | 0
Counterfactual | Gen_BB002 | MW | UKPN London | Barking West | 0 | 0 | 0 | 0 | 0 | 0 | 0 | 0 | 0 | 0 | 0 | 0 | 0 | 0 | 0 | 0 | 0 | 0 | 0 | 0 | 0 | 0 | 0 | 0 | 0 | 0 | 0 | 0 | 0
Counterfactual | Gen_BB002 | MW | UKPN London | City Road | 0 | 0 | 0 | 0 | 0 | 0 | 0 | 0 | 0 | 0 | 0 | 0 | 0 | 0 | 0 | 0 | 0 | 0 | 0 | 0 | 0 | 0 | 0 | 0 | 0 | 0 | 0 | 0 | 0
Counterfactual | Gen_BB002 | MW | UKPN London | Hackney 132kV | 0 | 0 | 0 | 0 | 0 | 0 | 0 | 0 | 0 | 0 | 0 | 0 | 0 | 0 | 0 | 0 | 0 | 0 | 0 | 0 | 0 | 0 | 0 | 0 | 0 | 0 | 0 | 0 | 0
Counterfactual | Gen_BB002 | MW | UKPN London | Hackney 66kV | 0 | 0 | 0 | 0 | 0 | 0 | 0 | 0 | 0 | 0 | 0 | 0 | 0 | 0 | 0 | 0 | 0 | 0 | 0 | 0 | 0 | 0 | 0 | 0 | 0 | 0 | 0 | 0 | 0
Counterfactual | Gen_BB002 | MW | UKPN London | Hurst | 0 | 0 | 0 | 0 | 0 | 0 | 0 | 0 | 0 | 0 | 0 | 0 | 0 | 0 | 0 | 0 | 0 | 0 | 0 | 0 | 0 | 0 | 0 | 0 | 0 | 0 | 0 | 0 | 0
Counterfactual | Gen_BB002 | MW | UKPN London | Littlebrook (_C) | 0 | 0 | 0 | 0 | 0 | 0 | 0 | 0 | 0 | 0 | 0 | 0 | 0 | 0 | 0 | 0 | 0 | 0 | 0 | 0 | 0 | 0 | 0 | 0 | 0 | 0 | 0 | 0 | 0
Counterfactual | Gen_BB002 | MW | UKPN London | Lodge Road | 0 | 0 | 0 | 0 | 0 | 0 | 0 | 0 | 0 | 0 | 0 | 0 | 0 | 0 | 0 | 0 | 0 | 0 | 0 | 0 | 0 | 0 | 0 | 0 | 0 | 0 | 0 | 0 | 0
Counterfactual | Gen_BB002 | MW | UKPN London | New Cross | 0 | 6.049 | 6.049 | 6.049 | 6.05 | 6.05 | 6.051 | 6.051 | 6.052 | 6.052 | 6.053 | 6.053 | 6.054 | 6.054 | 6.055 | 6.055 | 6.056 | 6.056 | 6.056 | 6.057 | 6.057 | 6.058 | 6.058 | 6.059 | 6.059 | 6.06 | 6.06 | 6.061 | 6.061
Counterfactual | Gen_BB002 | MW | UKPN London | Redbridge | 0 | 0 | 0 | 0 | 0 | 0 | 0 | 0 | 0 | 0 | 0 | 0 | 0 | 0 | 0 | 0 | 0 | 0 | 0 | 0 | 0 | 0 | 0 | 0 | 0 | 0 | 0 | 0 | 0
Counterfactual | Gen_BB002 | MW | UKPN London | St John's Wood | 0 | 0 | 0 | 0 | 0 | 0 | 0 | 0 | 0 | 0 | 0 | 0 | 0 | 0 | 0 | 0 | 0 | 0 | 0 | 0 | 0 | 0 | 0 | 0 | 0 | 0 | 0 | 0 | 0
Counterfactual | Gen_BB002 | MW | UKPN London | West Ham | 0 | 0 | 0 | 0 | 0 | 0 | 0 | 0 | 0 | 0 | 0 | 0 | 0 | 0 | 0 | 0 | 0 | 0 | 0 | 0 | 0 | 0 | 0 | 0 | 0 | 0 | 0 | 0 | 0
Counterfactual | Gen_BB002 | MW | UKPN London | Willesden 132kV | 0 | 0 | 0 | 0 | 0 | 0 | 0 | 0 | 0 | 0 | 0 | 0 | 0 | 0 | 0 | 0 | 0 | 0 | 0 | 0 | 0 | 0 | 0 | 0 | 0 | 0 | 0 | 0 | 0
Counterfactual | Gen_BB002 | MW | UKPN London | Willesden 66kV | 0 | 0 | 0 | 0 | 0 | 0 | 0 | 0 | 0 | 0 | 0 | 0 | 0 | 0 | 0 | 0 | 0 | 0 | 0 | 0 | 0 | 0 | 0 | 0 | 0 | 0 | 0 | 0 | 0
Counterfactual | Gen_BB002 | MW | UKPN London | Wimbledon South | 0 | 0 | 0 | 0 | 0 | 0 | 0 | 0 | 0 | 0 | 0 | 0 | 0 | 0 | 0 | 0 | 0 | 0 | 0 | 0 | 0 | 0 | 0 | 0 | 0 | 0 | 0 | 0 | 0
Counterfactual | Gen_BB002 | MW | UKPN South East | Beddington (_J) | 0 | 0 | 0 | 0 | 0 | 0 | 0 | 0 | 0 | 0 | 0 | 0 | 0 | 0 | 0 | 0 | 0 | 0 | 0 | 0 | 0 | 0 | 0 | 0 | 0 | 0 | 0 | 0 | 0
Counterfactual | Gen_BB002 | MW | UKPN South East | Bolney | 0 | 0 | 0 | 0 | 0 | 0 | 0 | 0 | 0 | 0 | 0 | 0 | 0 | 0 | 0 | 0 | 0 | 0 | 0 | 0 | 0 | 0 | 0 | 0 | 0 | 0 | 0 | 0 | 0
Counterfactual | Gen_BB002 | MW | UKPN South East | Canterbury | 0 | 5.742 | 5.743 | 5.743 | 5.744 | 5.744 | 5.744 | 5.745 | 5.745 | 5.746 | 5.746 | 5.747 | 5.747 | 5.748 | 5.748 | 5.748 | 5.749 | 5.749 | 5.75 | 5.75 | 5.751 | 5.751 | 5.752 | 5.752 | 5.752 | 5.753 | 5.753 | 5.754 | 5.754
Counterfactual | Gen_BB002 | MW | UKPN South East | Chessington | 0 | 0 | 0 | 0 | 0 | 0 | 0 | 0 | 0 | 0 | 0 | 0 | 0 | 0 | 0 | 0 | 0 | 0 | 0 | 0 | 0 | 0 | 0 | 0 | 0 | 0 | 0 | 0 | 0
Counterfactual | Gen_BB002 | MW | UKPN South East | Kemsley | 0 | 8.039 | 8.04 | 8.04 | 8.041 | 8.042 | 8.042 | 8.043 | 8.044 | 8.044 | 8.045 | 8.045 | 8.046 | 8.047 | 8.047 | 8.048 | 8.049 | 8.049 | 8.05 | 8.05 | 8.051 | 8.052 | 8.052 | 8.053 | 8.053 | 8.054 | 8.055 | 8.055 | 8.056
Counterfactual | Gen_BB002 | MW | UKPN South East | Kingsnorth | 0 | 7.656 | 7.657 | 7.658 | 7.658 | 7.659 | 7.659 | 7.66 | 7.66 | 7.661 | 7.662 | 7.662 | 7.663 | 7.663 | 7.664 | 7.665 | 7.665 | 7.666 | 7.666 | 7.667 | 7.668 | 7.668 | 7.669 | 7.669 | 7.67 | 7.671 | 7.671 | 7.672 | 7.672
Counterfactual | Gen_BB002 | MW | UKPN South East | Littlebrook (_J) | 0 | 0 | 0 | 0 | 0 | 0 | 0 | 0 | 0 | 0 | 0 | 0 | 0 | 0 | 0 | 0 | 0 | 0 | 0 | 0 | 0 | 0 | 0 | 0 | 0 | 0 | 0 | 0 | 0
Counterfactual | Gen_BB002 | MW | UKPN South East | Ninfield | 0 | 0 | 0 | 0 | 0 | 0 | 0 | 0 | 0 | 0 | 0 | 0 | 0 | 0 | 0 | 0 | 0 | 0 | 0 | 0 | 0 | 0 | 0 | 0 | 0 | 0 | 0 | 0 | 0
Counterfactual | Gen_BB002 | MW | UKPN South East | Northfleet East | 0 | 9.57 | 9.571 | 9.572 | 9.573 | 9.573 | 9.574 | 9.575 | 9.576 | 9.576 | 9.577 | 9.578 | 9.579 | 9.579 | 9.58 | 9.581 | 9.582 | 9.582 | 9.583 | 9.584 | 9.585 | 9.585 | 9.586 | 9.587 | 9.587 | 9.588 | 9.589 | 9.59 | 9.59
Counterfactual | Gen_BB002 | MW | UKPN South East | Sellindge | 0 | 0 | 0 | 0 | 0 | 0 | 0 | 0 | 0 | 0 | 0 | 0 | 0 | 0 | 0 | 0 | 0 | 0 | 0 | 0 | 0 | 0 | 0 | 0 | 0 | 0 | 0 | 0 | 0
Counterfactual | Gen_BB002 | MW | UKPN South East | West Weybridge | 0 | 0 | 0 | 0 | 0 | 0 | 0 | 0 | 0 | 0 | 0 | 0 | 0 | 0 | 0 | 0 | 0 | 0 | 0 | 0 | 0 | 0 | 0 | 0 | 0 | 0 | 0 | 0 | 0
Counterfactual | Gen_BB003 | MW | Electricity North West | Bredbury |  | 0 | 0 | 0 | 0 | 0 | 0 | 0 | 0 | 0 | 0 | 0 | 0 | 0 | 0 | 0 | 0 | 0 | 0 | 0 | 0 | 0 | 0 | 0 | 0 | 0 | 0 | 0 | 0
Counterfactual | Gen_BB003 | MW | Electricity North West | Harker |  | 0 | 0 | 0 | 0 | 0 | 0 | 0 | 0 | 0 | 0 | 0 | 0 | 0 | 0 | 0 | 0 | 0 | 0 | 0 | 0 | 0 | 0 | 0 | 0 | 0 | 0 | 0 | 0
Counterfactual | Gen_BB003 | MW | Electricity North West | Heysham (NGET) |  | 0 | 0 | 0 | 0 | 0 | 0 | 0 | 0 | 0 | 0 | 0 | 0 | 0 | 0 | 0 | 0 | 0 | 0 | 0 | 0 | 0 | 0 | 0 | 0 | 0 | 0 | 0 | 0
Counterfactual | Gen_BB003 | MW | Electricity North West | Hutton |  | 0 | 0 | 0 | 0 | 0 | 0 | 0 | 0 | 0 | 0 | 0 | 0 | 0 | 0 | 0 | 0 | 0 | 0 | 0 | 0 | 0 | 0 | 0 | 0 | 0 | 0 | 0 | 0
Counterfactual | Gen_BB003 | MW | Electricity North West | Kearsley |  | 0 | 0 | 0 | 0 | 0 | 0 | 0 | 0 | 0 | 0 | 0 | 0 | 0 | 0 | 0 | 0 | 0 | 0 | 0 | 0 | 0 | 0 | 0 | 0 | 0 | 0 | 0 | 0
Counterfactual | Gen_BB003 | MW | Electricity North West | Kearsley 132kV |  | 0 | 0 | 0 | 0 | 0 | 0 | 0 | 0 | 0 | 0 | 0 | 0 | 0 | 0 | 0 | 0 | 0 | 0 | 0 | 0 | 0 | 0 | 0 | 0 | 0 | 0 | 0 | 0
Counterfactual | Gen_BB003 | MW | Electricity North West | Kearsley 33kV |  | 0 | 0 | 0 | 0 | 0 | 0 | 0 | 0 | 0 | 0 | 0 | 0 | 0 | 0 | 0 | 0 | 0 | 0 | 0 | 0 | 0 | 0 | 0 | 0 | 0 | 0 | 0 | 0
Counterfactual | Gen_BB003 | MW | Electricity North West | Kirkby (_G) |  | 0 | 0 | 0 | 0 | 0 | 0 | 0 | 0 | 0 | 0 | 0 | 0 | 0 | 0 | 0 | 0 | 0 | 0 | 0 | 0 | 0 | 0 | 0 | 0 | 0 | 0 | 0 | 0
Counterfactual | Gen_BB003 | MW | Electricity North West | Macclesfield |  | 0 | 0 | 0 | 0 | 0 | 0 | 0 | 0 | 0 | 0 | 0 | 0 | 0 | 0 | 0 | 0 | 0 | 0 | 0 | 0 | 0 | 0 | 0 | 0 | 0 | 0 | 0 | 0
Counterfactual | Gen_BB003 | MW | Electricity North West | Ormonde |  | 0 | 0 | 0 | 0 | 0 | 0 | 0 | 0 | 0 | 0 | 0 | 0 | 0 | 0 | 0 | 0 | 0 | 0 | 0 | 0 | 0 | 0 | 0 | 0 | 0 | 0 | 0 | 0
Counterfactual | Gen_BB003 | MW | Electricity North West | Padiham |  | 0 | 0 | 0 | 0 | 0 | 0 | 0 | 0 | 0 | 0 | 0 | 0 | 0 | 0 | 0 | 0 | 0 | 0 | 0 | 0 | 0 | 0 | 0 | 0 | 0 | 0 | 0 | 0
Counterfactual | Gen_BB003 | MW | Electricity North West | Penwortham East |  | 0 | 0 | 0 | 0 | 0 | 0 | 0 | 0 | 0 | 0 | 0 | 0 | 0 | 0 | 0 | 0 | 0 | 0 | 0 | 0 | 0 | 0 | 0 | 0 | 0 | 0 | 0 | 0
Counterfactual | Gen_BB003 | MW | Electricity North West | Penwortham West |  | 0 | 0 | 0 | 0 | 0 | 0 | 0 | 0 | 0 | 0 | 0 | 0 | 0 | 0 | 0 | 0 | 0 | 0 | 0 | 0 | 0 | 0 | 0 | 0 | 0 | 0 | 0 | 0
Counterfactual | Gen_BB003 | MW | Electricity North West | Robin Rigg |  | 0 | 0 | 0 | 0 | 0 | 0 | 0 | 0 | 0 | 0 | 0 | 0 | 0 | 0 | 0 | 0 | 0 | 0 | 0 | 0 | 0 | 0 | 0 | 0 | 0 | 0 | 0 | 0
Counterfactual | Gen_BB003 | MW | Electricity North West | Rochdale |  | 0 | 0 | 0 | 0 | 0 | 0 | 0 | 0 | 0 | 0 | 0 | 0 | 0 | 0 | 0 | 0 | 0 | 0 | 0 | 0 | 0 | 0 | 0 | 0 | 0 | 0 | 0 | 0
Counterfactual | Gen_BB003 | MW | Electricity North West | Roosecote |  | 0 | 0 | 0 | 0 | 0 | 0 | 0 | 0 | 0 | 0 | 0 | 0 | 0 | 0 | 0 | 0 | 0 | 0 | 0 | 0 | 0 | 0 | 0 | 0 | 0 | 0 | 0 | 0
Counterfactual | Gen_BB003 | MW | Electricity North West | South Manchester |  | 0 | 0 | 0 | 0 | 0 | 0 | 0 | 0 | 0 | 0 | 0 | 0 | 0 | 0 | 0 | 0 | 0 | 0 | 0 | 0 | 0 | 0 | 0 | 0 | 0 | 0 | 0 | 0
Counterfactual | Gen_BB003 | MW | Electricity North West | Stalybridge |  | 0 | 0 | 0 | 0 | 0 | 0 | 0 | 0 | 0 | 0 | 0 | 0 | 0 | 0 | 0 | 0 | 0 | 0 | 0 | 0 | 0 | 0 | 0 | 0 | 0 | 0 | 0 | 0
Counterfactual | Gen_BB003 | MW | Electricity North West | Stanah |  | 0 | 0 | 0 | 0 | 0 | 0 | 0 | 0 | 0 | 0 | 0 | 0 | 0 | 0 | 0 | 0 | 0 | 0 | 0 | 0 | 0 | 0 | 0 | 0 | 0 | 0 | 0 | 0
Counterfactual | Gen_BB003 | MW | Electricity North West | Walney 2 |  | 0 | 0 | 0 | 0 | 0 | 0 | 0 | 0 | 0 | 0 | 0 | 0 | 0 | 0 | 0 | 0 | 0 | 0 | 0 | 0 | 0 | 0 | 0 | 0 | 0 | 0 | 0 | 0
Counterfactual | Gen_BB003 | MW | Electricity North West | Washway Farm |  | 0 | 0 | 0 | 0 | 0 | 0 | 0 | 0 | 0 | 0 | 0 | 0 | 0 | 0 | 0 | 0 | 0 | 0 | 0 | 0 | 0 | 0 | 0 | 0 | 0 | 0 | 0 | 0
Counterfactual | Gen_BB003 | MW | Electricity North West | Whitegate |  | 0 | 0 | 0 | 0 | 0 | 0 | 0 | 0 | 0 | 0 | 0 | 0 | 0 | 0 | 0 | 0 | 0 | 0 | 0 | 0 | 0 | 0 | 0 | 0 | 0 | 0 | 0 | 0
Counterfactual | Gen_BB003 | MW | IDNO - Refer to Comment Field | Tynemouth 2 |  | 0 | 0 | 0 | 0 | 0 | 0 | 0 | 0 | 0 | 0 | 0 | 0 | 0 | 0 | 0 | 0 | 0 | 0 | 0 | 0 | 0 | 0 | 0 | 0 | 0 | 0 | 0 | 0 | Note: TYNE2 is operated by an IDNO allocated to GSP Group/licence area F
Counterfactual | Gen_BB003 | MW | NGED East Midlands | Berkswell |  | 0 | 0 | 0 | 0 | 0 | 0 | 0 | 0 | 0 | 0 | 0 | 0 | 0 | 0 | 0 | 0 | 0 | 0 | 0 | 0 | 0 | 0 | 0 | 0 | 0 | 0 | 0 | 0
Counterfactual | Gen_BB003 | MW | NGED East Midlands | Bicker Fen |  | 0 | 0 | 0 | 0 | 0 | 0 | 0 | 0 | 0 | 0 | 0 | 0 | 0 | 0 | 0 | 0 | 0 | 0 | 0 | 0 | 0 | 0 | 0 | 0 | 0 | 0 | 0 | 0
Counterfactual | Gen_BB003 | MW | NGED East Midlands | Chesterfield |  | 0 | 0 | 0 | 0 | 0 | 0 | 0 | 0 | 0 | 0 | 0 | 0 | 0 | 0 | 0 | 0 | 0 | 0 | 0 | 0 | 0 | 0 | 0 | 0 | 0 | 0 | 0 | 0
Counterfactual | Gen_BB003 | MW | NGED East Midlands | Coventry |  | 0 | 0 | 0 | 0 | 0 | 0 | 0 | 0 | 0 | 0 | 0 | 0 | 0 | 0 | 0 | 0 | 0 | 0 | 0 | 0 | 0 | 0 | 0 | 0 | 0 | 0 | 0 | 0
Counterfactual | Gen_BB003 | MW | NGED East Midlands | Drakelow |  | 0 | 0 | 0 | 0 | 0 | 0 | 0 | 0 | 0 | 0 | 0 | 0 | 0 | 0 | 0 | 0 | 0 | 0 | 0 | 0 | 0 | 0 | 0 | 0 | 0 | 0 | 0 | 0
Counterfactual | Gen_BB003 | MW | NGED East Midlands | East Claydon (_B) |  | 0 | 0 | 0 | 0 | 0 | 0 | 0 | 0 | 0 | 0 | 0 | 0 | 0 | 0 | 0 | 0 | 0 | 0 | 0 | 0 | 0 | 0 | 0 | 0 | 0 | 0 | 0 | 0
Counterfactual | Gen_BB003 | MW | NGED East Midlands | Enderby |  | 0 | 0 | 0 | 0 | 0 | 0 | 0 | 0 | 0 | 0 | 0 | 0 | 0 | 0 | 0 | 0 | 0 | 0 | 0 | 0 | 0 | 0 | 0 | 0 | 0 | 0 | 0 | 0
Counterfactual | Gen_BB003 | MW | NGED East Midlands | Grendon |  | 0 | 0 | 0 | 0 | 0 | 0 | 0 | 0 | 0 | 0 | 0 | 0 | 0 | 0 | 0 | 0 | 0 | 0 | 0 | 0 | 0 | 0 | 0 | 0 | 0 | 0 | 0 | 0
Counterfactual | Gen_BB003 | MW | NGED East Midlands | Ratcliffe |  | 0 | 0 | 0 | 0 | 0 | 0 | 0 | 0 | 0 | 0 | 0 | 0 | 0 | 0 | 0 | 0 | 0 | 0 | 0 | 0 | 0 | 0 | 0 | 0 | 0 | 0 | 0 | 0
Counterfactual | Gen_BB003 | MW | NGED East Midlands | Staythorpe |  | 0 | 0 | 0 | 0 | 0 | 0 | 0 | 0 | 0 | 0 | 0 | 0 | 0 | 0 | 0 | 0 | 0 | 0 | 0 | 0 | 0 | 0 | 0 | 0 | 0 | 0 | 0 | 0
Counterfactual | Gen_BB003 | MW | NGED East Midlands | Stoke Bardolph |  | 0 | 0 | 0 | 0 | 0 | 0 | 0 | 0 | 0 | 0 | 0 | 0 | 0 | 0 | 0 | 0 | 0 | 0 | 0 | 0 | 0 | 0 | 0 | 0 | 0 | 0 | 0 | 0
Counterfactual | Gen_BB003 | MW | NGED East Midlands | Walpole (_B) |  | 0 | 0 | 0 | 0 | 0 | 0 | 0 | 0 | 0 | 0 | 0 | 0 | 0 | 0 | 0 | 0 | 0 | 0 | 0 | 0 | 0 | 0 | 0 | 0 | 0 | 0 | 0 | 0
Counterfactual | Gen_BB003 | MW | NGED East Midlands | West Burton |  | 0 | 0 | 0 | 0 | 0 | 0 | 0 | 0 | 0 | 0 | 0 | 0 | 0 | 0 | 0 | 0 | 0 | 0 | 0 | 0 | 0 | 0 | 0 | 0 | 0 | 0 | 0 | 0
Counterfactual | Gen_BB003 | MW | NGED East Midlands | Willington |  | 0 | 0 | 0 | 0 | 0 | 0 | 0 | 0 | 0 | 0 | 0 | 0 | 0 | 0 | 0 | 0 | 0 | 0 | 0 | 0 | 0 | 0 | 0 | 0 | 0 | 0 | 0 | 0
Counterfactual | Gen_BB003 | MW | NGED South Wales | Aberthaw |  | 0 | 0 | 0 | 0 | 0 | 0 | 0 | 0 | 0 | 0 | 0 | 0 | 0 | 0 | 0 | 0 | 0 | 0 | 0 | 0 | 0 | 0 | 0 | 0 | 0 | 0 | 0 | 0
Counterfactual | Gen_BB003 | MW | NGED South Wales | Alpha Steel (Uskmouth) |  | 0 | 0 | 0 | 0 | 0 | 0 | 0 | 0 | 0 | 0 | 0 | 0 | 0 | 0 | 0 | 0 | 0 | 0 | 0 | 0 | 0 | 0 | 0 | 0 | 0 | 0 | 0 | 0
Counterfactual | Gen_BB003 | MW | NGED South Wales | Cardiff East |  | 0 | 0 | 0 | 0 | 0 | 0 | 0 | 0 | 0 | 0 | 0 | 0 | 0 | 0 | 0 | 0 | 0 | 0 | 0 | 0 | 0 | 0 | 0 | 0 | 0 | 0 | 0 | 0
Counterfactual | Gen_BB003 | MW | NGED South Wales | Grange |  | 0 | 0 | 0 | 0 | 0 | 0 | 0 | 0 | 0 | 0 | 0 | 0 | 0 | 0 | 0 | 0 | 0 | 0 | 0 | 0 | 0 | 0 | 0 | 0 | 0 | 0 | 0 | 0
Counterfactual | Gen_BB003 | MW | NGED South Wales | Imperial Park |  | 0 | 0 | 0 | 0 | 0 | 0 | 0 | 0 | 0 | 0 | 0 | 0 | 0 | 0 | 0 | 0 | 0 | 0 | 0 | 0 | 0 | 0 | 0 | 0 | 0 | 0 | 0 | 0
Counterfactual | Gen_BB003 | MW | NGED South Wales | Pembroke |  | 0 | 0 | 0 | 0 | 0 | 0 | 0 | 0 | 0 | 0 | 0 | 0 | 0 | 0 | 0 | 0 | 0 | 0 | 0 | 0 | 0 | 0 | 0 | 0 | 0 | 0 | 0 | 0
Counterfactual | Gen_BB003 | MW | NGED South Wales | Pyle |  | 0 | 0 | 0 | 0 | 0 | 0 | 0 | 0 | 0 | 0 | 0 | 0 | 0 | 0 | 0 | 0 | 0 | 0 | 0 | 0 | 0 | 0 | 0 | 0 | 0 | 0 | 0 | 0
Counterfactual | Gen_BB003 | MW | NGED South Wales | Rassau |  | 0 | 0 | 0 | 0 | 0 | 0 | 0 | 0 | 0 | 0 | 0 | 0 | 0 | 0 | 0 | 0 | 0 | 0 | 0 | 0 | 0 | 0 | 0 | 0 | 0 | 0 | 0 | 0
Counterfactual | Gen_BB003 | MW | NGED South Wales | Swansea North |  | 0 | 0 | 0 | 0 | 0 | 0 | 0 | 0 | 0 | 0 | 0 | 0 | 0 | 0 | 0 | 0 | 0 | 0 | 0 | 0 | 0 | 0 | 0 | 0 | 0 | 0 | 0 | 0
Counterfactual | Gen_BB003 | MW | NGED South Wales | Upper Boat 132kV |  | 0 | 0 | 0 | 0 | 0 | 0 | 0 | 0 | 0 | 0 | 0 | 0 | 0 | 0 | 0 | 0 | 0 | 0 | 0 | 0 | 0 | 0 | 0 | 0 | 0 | 0 | 0 | 0
Counterfactual | Gen_BB003 | MW | NGED South Wales | Upper Boat 33kV |  | 0 | 0 | 0 | 0 | 0 | 0 | 0 | 0 | 0 | 0 | 0 | 0 | 0 | 0 | 0 | 0 | 0 | 0 | 0 | 0 | 0 | 0 | 0 | 0 | 0 | 0 | 0 | 0
Counterfactual | Gen_BB003 | MW | NGED South Wales | Uskmouth |  | 0 | 0 | 0 | 0 | 0 | 0 | 0 | 0 | 0 | 0 | 0 | 0 | 0 | 0 | 0 | 0 | 0 | 0 | 0 | 0 | 0 | 0 | 0 | 0 | 0 | 0 | 0 | 0
Counterfactual | Gen_BB003 | MW | NGED South West | Abham |  | 0 | 0 | 0 | 0 | 0 | 0 | 0 | 0 | 0 | 0 | 0 | 0 | 0 | 0 | 0 | 0 | 0 | 0 | 0 | 0 | 0 | 0 | 0 | 0 | 0 | 0 | 0 | 0
Counterfactual | Gen_BB003 | MW | NGED South West | Alverdiscott |  | 0 | 0 | 0 | 0 | 0 | 0 | 0 | 0 | 0 | 0 | 0 | 0 | 0 | 0 | 0 | 0 | 0 | 0 | 0 | 0 | 0 | 0 | 0 | 0 | 0 | 0 | 0 | 0
Counterfactual | Gen_BB003 | MW | NGED South West | Axminster |  | 0 | 0 | 0 | 0 | 0 | 0 | 0 | 0 | 0 | 0 | 0 | 0 | 0 | 0 | 0 | 0 | 0 | 0 | 0 | 0 | 0 | 0 | 0 | 0 | 0 | 0 | 0 | 0
Counterfactual | Gen_BB003 | MW | NGED South West | Bridgewater |  | 0 | 0 | 0 | 0 | 0 | 0 | 0 | 0 | 0 | 0 | 0 | 0 | 0 | 0 | 0 | 0 | 0 | 0 | 0 | 0 | 0 | 0 | 0 | 0 | 0 | 0 | 0 | 0
Counterfactual | Gen_BB003 | MW | NGED South West | Exeter |  | 0 | 0 | 0 | 0 | 0 | 0 | 0 | 0 | 0 | 0 | 0 | 0 | 0 | 0 | 0 | 0 | 0 | 0 | 0 | 0 | 0 | 0 | 0 | 0 | 0 | 0 | 0 | 0
Counterfactual | Gen_BB003 | MW | NGED South West | Indian Queens |  | 0 | 0 | 0 | 0 | 0 | 0 | 0 | 0 | 0 | 0 | 0 | 0 | 0 | 0 | 0 | 0 | 0 | 0 | 0 | 0 | 0 | 0 | 0 | 0 | 0 | 0 | 0 | 0
Counterfactual | Gen_BB003 | MW | NGED South West | Landulph |  | 0 | 0 | 0 | 0 | 0 | 0 | 0 | 0 | 0 | 0 | 0 | 0 | 0 | 0 | 0 | 0 | 0 | 0 | 0 | 0 | 0 | 0 | 0 | 0 | 0 | 0 | 0 | 0
Counterfactual | Gen_BB003 | MW | NGED South West | Sandford |  | 0 | 0 | 0 | 0 | 0 | 0 | 0 | 0 | 0 | 0 | 0 | 0 | 0 | 0 | 0 | 0 | 0 | 0 | 0 | 0 | 0 | 0 | 0 | 0 | 0 | 0 | 0 | 0
Counterfactual | Gen_BB003 | MW | NGED South West | Seabank |  | 0 | 0 | 0 | 0 | 0 | 0 | 0 | 0 | 0 | 0 | 0 | 0 | 0 | 0 | 0 | 0 | 0 | 0 | 0 | 0 | 0 | 0 | 0 | 0 | 0 | 0 | 0 | 0
Counterfactual | Gen_BB003 | MW | NGED South West | Taunton |  | 0 | 0 | 0 | 0 | 0 | 0 | 0 | 0 | 0 | 0 | 0 | 0 | 0 | 0 | 0 | 0 | 0 | 0 | 0 | 0 | 0 | 0 | 0 | 0 | 0 | 0 | 0 | 0
Counterfactual | Gen_BB003 | MW | NGED West Midlands | Bishops Wood |  | 0 | 0 | 0 | 0 | 0 | 0 | 0 | 0 | 0 | 0 | 0 | 0 | 0 | 0 | 0 | 0 | 0 | 0 | 0 | 0 | 0 | 0 | 0 | 0 | 0 | 0 | 0 | 0
Counterfactual | Gen_BB003 | MW | NGED West Midlands | Bushbury |  | 0 | 0 | 0 | 0 | 0 | 0 | 0 | 0 | 0 | 0 | 0 | 0 | 0 | 0 | 0 | 0 | 0 | 0 | 0 | 0 | 0 | 0 | 0 | 0 | 0 | 0 | 0 | 0
Counterfactual | Gen_BB003 | MW | NGED West Midlands | Bustleholme |  | 0 | 0 | 0 | 0 | 0 | 0 | 0 | 0 | 0 | 0 | 0 | 0 | 0 | 0 | 0 | 0 | 0 | 0 | 0 | 0 | 0 | 0 | 0 | 0 | 0 | 0 | 0 | 0
Counterfactual | Gen_BB003 | MW | NGED West Midlands | Cellarhead |  | 0 | 0 | 0 | 0 | 0 | 0 | 0 | 0 | 0 | 0 | 0 | 0 | 0 | 0 | 0 | 0 | 0 | 0 | 0 | 0 | 0 | 0 | 0 | 0 | 0 | 0 | 0 | 0
Counterfactual | Gen_BB003 | MW | NGED West Midlands | Feckenham |  | 0 | 0 | 0 | 0 | 0 | 0 | 0 | 0 | 0 | 0 | 0 | 0 | 0 | 0 | 0 | 0 | 0 | 0 | 0 | 0 | 0 | 0 | 0 | 0 | 0 | 0 | 0 | 0
Counterfactual | Gen_BB003 | MW | NGED West Midlands | Hams Hall |  | 0 | 0 | 0 | 0 | 0 | 0 | 0 | 0 | 0 | 0 | 0 | 0 | 0 | 0 | 0 | 0 | 0 | 0 | 0 | 0 | 0 | 0 | 0 | 0 | 0 | 0 | 0 | 0
Counterfactual | Gen_BB003 | MW | NGED West Midlands | Iron Acton |  | 0 | 0 | 0 | 0 | 0 | 0 | 0 | 0 | 0 | 0 | 0 | 0 | 0 | 0 | 0 | 0 | 0 | 0 | 0 | 0 | 0 | 0 | 0 | 0 | 0 | 0 | 0 | 0
Counterfactual | Gen_BB003 | MW | NGED West Midlands | Ironbridge |  | 0 | 0 | 0 | 0 | 0 | 0 | 0 | 0 | 0 | 0 | 0 | 0 | 0 | 0 | 0 | 0 | 0 | 0 | 0 | 0 | 0 | 0 | 0 | 0 | 0 | 0 | 0 | 0
Counterfactual | Gen_BB003 | MW | NGED West Midlands | Kitwell |  | 0 | 0 | 0 | 0 | 0 | 0 | 0 | 0 | 0 | 0 | 0 | 0 | 0 | 0 | 0 | 0 | 0 | 0 | 0 | 0 | 0 | 0 | 0 | 0 | 0 | 0 | 0 | 0
Counterfactual | Gen_BB003 | MW | NGED West Midlands | Nechells |  | 0 | 0 | 0 | 0 | 0 | 0 | 0 | 0 | 0 | 0 | 0 | 0 | 0 | 0 | 0 | 0 | 0 | 0 | 0 | 0 | 0 | 0 | 0 | 0 | 0 | 0 | 0 | 0
Counterfactual | Gen_BB003 | MW | NGED West Midlands | Ocker Hill |  | 0 | 0 | 0 | 0 | 0 | 0 | 0 | 0 | 0 | 0 | 0 | 0 | 0 | 0 | 0 | 0 | 0 | 0 | 0 | 0 | 0 | 0 | 0 | 0 | 0 | 0 | 0 | 0
Counterfactual | Gen_BB003 | MW | NGED West Midlands | Oldbury |  | 0 | 0 | 0 | 0 | 0 | 0 | 0 | 0 | 0 | 0 | 0 | 0 | 0 | 0 | 0 | 0 | 0 | 0 | 0 | 0 | 0 | 0 | 0 | 0 | 0 | 0 | 0 | 0
Counterfactual | Gen_BB003 | MW | NGED West Midlands | Penn |  | 0 | 0 | 0 | 0 | 0 | 0 | 0 | 0 | 0 | 0 | 0 | 0 | 0 | 0 | 0 | 0 | 0 | 0 | 0 | 0 | 0 | 0 | 0 | 0 | 0 | 0 | 0 | 0
Counterfactual | Gen_BB003 | MW | NGED West Midlands | Port Ham |  | 0 | 0 | 0 | 0 | 0 | 0 | 0 | 0 | 0 | 0 | 0 | 0 | 0 | 0 | 0 | 0 | 0 | 0 | 0 | 0 | 0 | 0 | 0 | 0 | 0 | 0 | 0 | 0
Counterfactual | Gen_BB003 | MW | NGED West Midlands | Rugeley |  | 0 | 0 | 0 | 0 | 0 | 0 | 0 | 0 | 0 | 0 | 0 | 0 | 0 | 0 | 0 | 0 | 0 | 0 | 0 | 0 | 0 | 0 | 0 | 0 | 0 | 0 | 0 | 0
Counterfactual | Gen_BB003 | MW | NGED West Midlands | Shrewsbury |  | 0 | 0 | 0 | 0 | 0 | 0 | 0 | 0 | 0 | 0 | 0 | 0 | 0 | 0 | 0 | 0 | 0 | 0 | 0 | 0 | 0 | 0 | 0 | 0 | 0 | 0 | 0 | 0
Counterfactual | Gen_BB003 | MW | NGED West Midlands | Walham |  | 0 | 0 | 0 | 0 | 0 | 0 | 0 | 0 | 0 | 0 | 0 | 0 | 0 | 0 | 0 | 0 | 0 | 0 | 0 | 0 | 0 | 0 | 0 | 0 | 0 | 0 | 0 | 0
Counterfactual | Gen_BB003 | MW | NGED West Midlands | Willenhall |  | 0 | 0 | 0 | 0 | 0 | 0 | 0 | 0 | 0 | 0 | 0 | 0 | 0 | 0 | 0 | 0 | 0 | 0 | 0 | 0 | 0 | 0 | 0 | 0 | 0 | 0 | 0 | 0
Counterfactual | Gen_BB003 | MW | NGET | Direct(NGET) |  | 0 | 0 | 0 | 0 | 0 | 0 | 0 | 0 | 0 | 0 | 0 | 0 | 0 | 0 | 0 | 0 | 0 | 0 | 0 | 0 | 0 | 0 | 0 | 0 | 0 | 0 | 0 | 0
Counterfactual | Gen_BB003 | MW | NPg Northeast | Blyth 132kV |  | 0 | 0 | 0 | 0 | 0 | 0 | 0 | 0 | 0 | 0 | 0 | 0 | 0 | 0 | 0 | 0 | 0 | 0 | 0 | 0 | 0 | 0 | 0 | 0 | 0 | 0 | 0 | 0
Counterfactual | Gen_BB003 | MW | NPg Northeast | Blyth 66kV |  | 0 | 0 | 0 | 0 | 0 | 0 | 0 | 0 | 0 | 0 | 0 | 0 | 0 | 0 | 0 | 0 | 0 | 0 | 0 | 0 | 0 | 0 | 0 | 0 | 0 | 0 | 0 | 0
Counterfactual | Gen_BB003 | MW | NPg Northeast | Fourstones |  | 0 | 0 | 0 | 0 | 0 | 0 | 0 | 0 | 0 | 0 | 0 | 0 | 0 | 0 | 0 | 0 | 0 | 0 | 0 | 0 | 0 | 0 | 0 | 0 | 0 | 0 | 0 | 0
Counterfactual | Gen_BB003 | MW | NPg Northeast | Hart Moor |  | 0 | 0 | 0 | 0 | 0 | 0 | 0 | 0 | 0 | 0 | 0 | 0 | 0 | 0 | 0 | 0 | 0 | 0 | 0 | 0 | 0 | 0 | 0 | 0 | 0 | 0 | 0 | 0
Counterfactual | Gen_BB003 | MW | NPg Northeast | Hawthorn Pit |  | 0 | 0 | 0 | 0 | 0 | 0 | 0 | 0 | 0 | 0 | 0 | 0 | 0 | 0 | 0 | 0 | 0 | 0 | 0 | 0 | 0 | 0 | 0 | 0 | 0 | 0 | 0 | 0
Counterfactual | Gen_BB003 | MW | NPg Northeast | Knaresborough |  | 0 | 0 | 0 | 0 | 0 | 0 | 0 | 0 | 0 | 0 | 0 | 0 | 0 | 0 | 0 | 0 | 0 | 0 | 0 | 0 | 0 | 0 | 0 | 0 | 0 | 0 | 0 | 0
Counterfactual | Gen_BB003 | MW | NPg Northeast | Lackenby |  | 0 | 0 | 0 | 0 | 0 | 0 | 0 | 0 | 0 | 0 | 0 | 0 | 0 | 0 | 0 | 0 | 0 | 0 | 0 | 0 | 0 | 0 | 0 | 0 | 0 | 0 | 0 | 0
Counterfactual | Gen_BB003 | MW | NPg Northeast | Norton |  | 0 | 0 | 0 | 0 | 0 | 0 | 0 | 0 | 0 | 0 | 0 | 0 | 0 | 0 | 0 | 0 | 0 | 0 | 0 | 0 | 0 | 0 | 0 | 0 | 0 | 0 | 0 | 0
Counterfactual | Gen_BB003 | MW | NPg Northeast | Offerton |  | 0 | 0 | 0 | 0 | 0 | 0 | 0 | 0 | 0 | 0 | 0 | 0 | 0 | 0 | 0 | 0 | 0 | 0 | 0 | 0 | 0 | 0 | 0 | 0 | 0 | 0 | 0 | 0
Counterfactual | Gen_BB003 | MW | NPg Northeast | Osbaldwick |  | 0 | 0 | 0 | 0 | 0 | 0 | 0 | 0 | 0 | 0 | 0 | 0 | 0 | 0 | 0 | 0 | 0 | 0 | 0 | 0 | 0 | 0 | 0 | 0 | 0 | 0 | 0 | 0
Counterfactual | Gen_BB003 | MW | NPg Northeast | Poppleton |  | 0 | 0 | 0 | 0 | 0 | 0 | 0 | 0 | 0 | 0 | 0 | 0 | 0 | 0 | 0 | 0 | 0 | 0 | 0 | 0 | 0 | 0 | 0 | 0 | 0 | 0 | 0 | 0
Counterfactual | Gen_BB003 | MW | NPg Northeast | Saltholme |  | 0 | 0 | 0 | 0 | 0 | 0 | 0 | 0 | 0 | 0 | 0 | 0 | 0 | 0 | 0 | 0 | 0 | 0 | 0 | 0 | 0 | 0 | 0 | 0 | 0 | 0 | 0 | 0
Counterfactual | Gen_BB003 | MW | NPg Northeast | South Shields |  | 0 | 0 | 0 | 0 | 0 | 0 | 0 | 0 | 0 | 0 | 0 | 0 | 0 | 0 | 0 | 0 | 0 | 0 | 0 | 0 | 0 | 0 | 0 | 0 | 0 | 0 | 0 | 0
Counterfactual | Gen_BB003 | MW | NPg Northeast | Spennymoor |  | 0 | 0 | 0 | 0 | 0 | 0 | 0 | 0 | 0 | 0 | 0 | 0 | 0 | 0 | 0 | 0 | 0 | 0 | 0 | 0 | 0 | 0 | 0 | 0 | 0 | 0 | 0 | 0
Counterfactual | Gen_BB003 | MW | NPg Northeast | Stella North |  | 0 | 0 | 0 | 0 | 0 | 0 | 0 | 0 | 0 | 0 | 0 | 0 | 0 | 0 | 0 | 0 | 0 | 0 | 0 | 0 | 0 | 0 | 0 | 0 | 0 | 0 | 0 | 0
Counterfactual | Gen_BB003 | MW | NPg Northeast | Stella South |  | 0 | 0 | 0 | 0 | 0 | 0 | 0 | 0 | 0 | 0 | 0 | 0 | 0 | 0 | 0 | 0 | 0 | 0 | 0 | 0 | 0 | 0 | 0 | 0 | 0 | 0 | 0 | 0
Counterfactual | Gen_BB003 | MW | NPg Northeast | Tynemouth 1 |  | 0 | 0 | 0 | 0 | 0 | 0 | 0 | 0 | 0 | 0 | 0 | 0 | 0 | 0 | 0 | 0 | 0 | 0 | 0 | 0 | 0 | 0 | 0 | 0 | 0 | 0 | 0 | 0
Counterfactual | Gen_BB003 | MW | NPg Northeast | West Boldon |  | 0 | 0 | 0 | 0 | 0 | 0 | 0 | 0 | 0 | 0 | 0 | 0 | 0 | 0 | 0 | 0 | 0 | 0 | 0 | 0 | 0 | 0 | 0 | 0 | 0 | 0 | 0 | 0
Counterfactual | Gen_BB003 | MW | NPg Yorkshire | Bradford West |  | 0 | 0 | 0 | 0 | 0 | 0 | 0 | 0 | 0 | 0 | 0 | 0 | 0 | 0 | 0 | 0 | 0 | 0 | 0 | 0 | 0 | 0 | 0 | 0 | 0 | 0 | 0 | 0
Counterfactual | Gen_BB003 | MW | NPg Yorkshire | Camblesforth |  | 0 | 0 | 0 | 0 | 0 | 0 | 0 | 0 | 0 | 0 | 0 | 0 | 0 | 0 | 0 | 0 | 0 | 0 | 0 | 0 | 0 | 0 | 0 | 0 | 0 | 0 | 0 | 0
Counterfactual | Gen_BB003 | MW | NPg Yorkshire | Creyke Beck |  | 0 | 0 | 0 | 0 | 0 | 0 | 0 | 0 | 0 | 0 | 0 | 0 | 0 | 0 | 0 | 0 | 0 | 0 | 0 | 0 | 0 | 0 | 0 | 0 | 0 | 0 | 0 | 0
Counterfactual | Gen_BB003 | MW | NPg Yorkshire | Drax |  | 0 | 0 | 0 | 0 | 0 | 0 | 0 | 0 | 0 | 0 | 0 | 0 | 0 | 0 | 0 | 0 | 0 | 0 | 0 | 0 | 0 | 0 | 0 | 0 | 0 | 0 | 0 | 0
Counterfactual | Gen_BB003 | MW | NPg Yorkshire | Elland |  | 0 | 0 | 0 | 0 | 0 | 0 | 0 | 0 | 0 | 0 | 0 | 0 | 0 | 0 | 0 | 0 | 0 | 0 | 0 | 0 | 0 | 0 | 0 | 0 | 0 | 0 | 0 | 0
Counterfactual | Gen_BB003 | MW | NPg Yorkshire | Ferrybridge A |  | 0 | 0 | 0 | 0 | 0 | 0 | 0 | 0 | 0 | 0 | 0 | 0 | 0 | 0 | 0 | 0 | 0 | 0 | 0 | 0 | 0 | 0 | 0 | 0 | 0 | 0 | 0 | 0
Counterfactual | Gen_BB003 | MW | NPg Yorkshire | Ferrybridge B (_M) |  | 0 | 0 | 0 | 0 | 0 | 0 | 0 | 0 | 0 | 0 | 0 | 0 | 0 | 0 | 0 | 0 | 0 | 0 | 0 | 0 | 0 | 0 | 0 | 0 | 0 | 0 | 0 | 0
Counterfactual | Gen_BB003 | MW | NPg Yorkshire | Grimsby West |  | 0 | 0 | 0 | 0 | 0 | 0 | 0 | 0 | 0 | 0 | 0 | 0 | 0 | 0 | 0 | 0 | 0 | 0 | 0 | 0 | 0 | 0 | 0 | 0 | 0 | 0 | 0 | 0
Counterfactual | Gen_BB003 | MW | NPg Yorkshire | Jordanthorpe |  | 0 | 0 | 0 | 0 | 0 | 0 | 0 | 0 | 0 | 0 | 0 | 0 | 0 | 0 | 0 | 0 | 0 | 0 | 0 | 0 | 0 | 0 | 0 | 0 | 0 | 0 | 0 | 0
Counterfactual | Gen_BB003 | MW | NPg Yorkshire | Keadby |  | 0 | 0 | 0 | 0 | 0 | 0 | 0 | 0 | 0 | 0 | 0 | 0 | 0 | 0 | 0 | 0 | 0 | 0 | 0 | 0 | 0 | 0 | 0 | 0 | 0 | 0 | 0 | 0
Counterfactual | Gen_BB003 | MW | NPg Yorkshire | Kirkstall B |  | 0 | 0 | 0 | 0 | 0 | 0 | 0 | 0 | 0 | 0 | 0 | 0 | 0 | 0 | 0 | 0 | 0 | 0 | 0 | 0 | 0 | 0 | 0 | 0 | 0 | 0 | 0 | 0
Counterfactual | Gen_BB003 | MW | NPg Yorkshire | Neepsend |  | 0 | 0 | 0 | 0 | 0 | 0 | 0 | 0 | 0 | 0 | 0 | 0 | 0 | 0 | 0 | 0 | 0 | 0 | 0 | 0 | 0 | 0 | 0 | 0 | 0 | 0 | 0 | 0
Counterfactual | Gen_BB003 | MW | NPg Yorkshire | Norton Lees |  | 0 | 0 | 0 | 0 | 0 | 0 | 0 | 0 | 0 | 0 | 0 | 0 | 0 | 0 | 0 | 0 | 0 | 0 | 0 | 0 | 0 | 0 | 0 | 0 | 0 | 0 | 0 | 0
Counterfactual | Gen_BB003 | MW | NPg Yorkshire | Pitsmoor |  | 0 | 0 | 0 | 0 | 0 | 0 | 0 | 0 | 0 | 0 | 0 | 0 | 0 | 0 | 0 | 0 | 0 | 0 | 0 | 0 | 0 | 0 | 0 | 0 | 0 | 0 | 0 | 0
Counterfactual | Gen_BB003 | MW | NPg Yorkshire | Saltend North |  | 0 | 0 | 0 | 0 | 0 | 0 | 0 | 0 | 0 | 0 | 0 | 0 | 0 | 0 | 0 | 0 | 0 | 0 | 0 | 0 | 0 | 0 | 0 | 0 | 0 | 0 | 0 | 0
Counterfactual | Gen_BB003 | MW | NPg Yorkshire | Sheffield City |  | 0 | 0 | 0 | 0 | 0 | 0 | 0 | 0 | 0 | 0 | 0 | 0 | 0 | 0 | 0 | 0 | 0 | 0 | 0 | 0 | 0 | 0 | 0 | 0 | 0 | 0 | 0 | 0
Counterfactual | Gen_BB003 | MW | NPg Yorkshire | Skelton Grange |  | 0 | 0 | 0 | 0 | 0 | 0 | 0 | 0 | 0 | 0 | 0 | 0 | 0 | 0 | 0 | 0 | 0 | 0 | 0 | 0 | 0 | 0 | 0 | 0 | 0 | 0 | 0 | 0
Counterfactual | Gen_BB003 | MW | NPg Yorkshire | Templeborough |  | 0 | 0 | 0 | 0 | 0 | 0 | 0 | 0 | 0 | 0 | 0 | 0 | 0 | 0 | 0 | 0 | 0 | 0 | 0 | 0 | 0 | 0 | 0 | 0 | 0 | 0 | 0 | 0
Counterfactual | Gen_BB003 | MW | NPg Yorkshire | Thorpe Marsh |  | 0 | 0 | 0 | 0 | 0 | 0 | 0 | 0 | 0 | 0 | 0 | 0 | 0 | 0 | 0 | 0 | 0 | 0 | 0 | 0 | 0 | 0 | 0 | 0 | 0 | 0 | 0 | 0
Counterfactual | Gen_BB003 | MW | NPg Yorkshire | Thurcroft |  | 0 | 0 | 0 | 0 | 0 | 0 | 0 | 0 | 0 | 0 | 0 | 0 | 0 | 0 | 0 | 0 | 0 | 0 | 0 | 0 | 0 | 0 | 0 | 0 | 0 | 0 | 0 | 0
Counterfactual | Gen_BB003 | MW | NPg Yorkshire | West Melton |  | 0 | 0 | 0 | 0 | 0 | 0 | 0 | 0 | 0 | 0 | 0 | 0 | 0 | 0 | 0 | 0 | 0 | 0 | 0 | 0 | 0 | 0 | 0 | 0 | 0 | 0 | 0 | 0
Counterfactual | Gen_BB003 | MW | NPg Yorkshire | Wincobank |  | 0 | 0 | 0 | 0 | 0 | 0 | 0 | 0 | 0 | 0 | 0 | 0 | 0 | 0 | 0 | 0 | 0 | 0 | 0 | 0 | 0 | 0 | 0 | 0 | 0 | 0 | 0 | 0
Counterfactual | Gen_BB003 | MW | Not Connected | Not Connected |  | 0 | 0 | 0 | 0 | 0 | 0 | 0 | 0 | 0 | 0 | 0 | 0 | 0 | 0 | 0 | 0 | 0 | 0 | 0 | 0 | 0 | 0 | 0 | 0 | 0 | 0 | 0 | 0
Counterfactual | Gen_BB003 | MW | SHETL | Direct(SHETL) |  | 0 | 0 | 0 | 0 | 0 | 0 | 0 | 0 | 0 | 0 | 0 | 0 | 0 | 0 | 0 | 0 | 0 | 0 | 0 | 0 | 0 | 0 | 0 | 0 | 0 | 0 | 0 | 0
Counterfactual | Gen_BB003 | MW | SPEN | Ayr |  | 0 | 0 | 0 | 0 | 0 | 0 | 0 | 0 | 0 | 0 | 0 | 0 | 0 | 0 | 0 | 0 | 0 | 0 | 0 | 0 | 0 | 0 | 0 | 0 | 0 | 0 | 0 | 0
Counterfactual | Gen_BB003 | MW | SPEN | Bainsford |  | 0 | 0 | 0 | 0 | 0 | 0 | 0 | 0 | 0 | 0 | 0 | 0 | 0 | 0 | 0 | 0 | 0 | 0 | 0 | 0 | 0 | 0 | 0 | 0 | 0 | 0 | 0 | 0
Counterfactual | Gen_BB003 | MW | SPEN | Bathgate |  | 0 | 0 | 0 | 0 | 0 | 0 | 0 | 0 | 0 | 0 | 0 | 0 | 0 | 0 | 0 | 0 | 0 | 0 | 0 | 0 | 0 | 0 | 0 | 0 | 0 | 0 | 0 | 0
Counterfactual | Gen_BB003 | MW | SPEN | Berwick |  | 0 | 0 | 0 | 0 | 0 | 0 | 0 | 0 | 0 | 0 | 0 | 0 | 0 | 0 | 0 | 0 | 0 | 0 | 0 | 0 | 0 | 0 | 0 | 0 | 0 | 0 | 0 | 0
Counterfactual | Gen_BB003 | MW | SPEN | Bonnybridge |  | 0 | 0 | 0 | 0 | 0 | 0 | 0 | 0 | 0 | 0 | 0 | 0 | 0 | 0 | 0 | 0 | 0 | 0 | 0 | 0 | 0 | 0 | 0 | 0 | 0 | 0 | 0 | 0
Counterfactual | Gen_BB003 | MW | SPEN | Braehead Park |  | 0 | 0 | 0 | 0 | 0 | 0 | 0 | 0 | 0 | 0 | 0 | 0 | 0 | 0 | 0 | 0 | 0 | 0 | 0 | 0 | 0 | 0 | 0 | 0 | 0 | 0 | 0 | 0
Counterfactual | Gen_BB003 | MW | SPEN | Carntyne |  | 0 | 0 | 0 | 0 | 0 | 0 | 0 | 0 | 0 | 0 | 0 | 0 | 0 | 0 | 0 | 0 | 0 | 0 | 0 | 0 | 0 | 0 | 0 | 0 | 0 | 0 | 0 | 0
Counterfactual | Gen_BB003 | MW | SPEN | Carsfad |  | 0 | 0 | 0 | 0 | 0 | 0 | 0 | 0 | 0 | 0 | 0 | 0 | 0 | 0 | 0 | 0 | 0 | 0 | 0 | 0 | 0 | 0 | 0 | 0 | 0 | 0 | 0 | 0
Counterfactual | Gen_BB003 | MW | SPEN | Chapelcross |  | 0 | 0 | 0 | 0 | 0 | 0 | 0 | 0 | 0 | 0 | 0 | 0 | 0 | 0 | 0 | 0 | 0 | 0 | 0 | 0 | 0 | 0 | 0 | 0 | 0 | 0 | 0 | 0
Counterfactual | Gen_BB003 | MW | SPEN | Charlotte Street |  | 0 | 0 | 0 | 0 | 0 | 0 | 0 | 0 | 0 | 0 | 0 | 0 | 0 | 0 | 0 | 0 | 0 | 0 | 0 | 0 | 0 | 0 | 0 | 0 | 0 | 0 | 0 | 0
Counterfactual | Gen_BB003 | MW | SPEN | Clyde’s Mill |  | 0 | 0 | 0 | 0 | 0 | 0 | 0 | 0 | 0 | 0 | 0 | 0 | 0 | 0 | 0 | 0 | 0 | 0 | 0 | 0 | 0 | 0 | 0 | 0 | 0 | 0 | 0 | 0 | GSP also referred to as Westburn Road
Counterfactual | Gen_BB003 | MW | SPEN | Coatbridge |  | 0 | 0 | 0 | 0 | 0 | 0 | 0 | 0 | 0 | 0 | 0 | 0 | 0 | 0 | 0 | 0 | 0 | 0 | 0 | 0 | 0 | 0 | 0 | 0 | 0 | 0 | 0 | 0
Counterfactual | Gen_BB003 | MW | SPEN | Cockenzie |  | 0 | 0 | 0 | 0 | 0 | 0 | 0 | 0 | 0 | 0 | 0 | 0 | 0 | 0 | 0 | 0 | 0 | 0 | 0 | 0 | 0 | 0 | 0 | 0 | 0 | 0 | 0 | 0
Counterfactual | Gen_BB003 | MW | SPEN | Coylton |  | 0 | 0 | 0 | 0 | 0 | 0 | 0 | 0 | 0 | 0 | 0 | 0 | 0 | 0 | 0 | 0 | 0 | 0 | 0 | 0 | 0 | 0 | 0 | 0 | 0 | 0 | 0 | 0
Counterfactual | Gen_BB003 | MW | SPEN | Crookston A |  | 0 | 0 | 0 | 0 | 0 | 0 | 0 | 0 | 0 | 0 | 0 | 0 | 0 | 0 | 0 | 0 | 0 | 0 | 0 | 0 | 0 | 0 | 0 | 0 | 0 | 0 | 0 | 0
Counterfactual | Gen_BB003 | MW | SPEN | Crookston B |  | 0 | 0 | 0 | 0 | 0 | 0 | 0 | 0 | 0 | 0 | 0 | 0 | 0 | 0 | 0 | 0 | 0 | 0 | 0 | 0 | 0 | 0 | 0 | 0 | 0 | 0 | 0 | 0
Counterfactual | Gen_BB003 | MW | SPEN | Cumbernauld |  | 0 | 0 | 0 | 0 | 0 | 0 | 0 | 0 | 0 | 0 | 0 | 0 | 0 | 0 | 0 | 0 | 0 | 0 | 0 | 0 | 0 | 0 | 0 | 0 | 0 | 0 | 0 | 0
Counterfactual | Gen_BB003 | MW | SPEN | Cupar |  | 0 | 0 | 0 | 0 | 0 | 0 | 0 | 0 | 0 | 0 | 0 | 0 | 0 | 0 | 0 | 0 | 0 | 0 | 0 | 0 | 0 | 0 | 0 | 0 | 0 | 0 | 0 | 0
Counterfactual | Gen_BB003 | MW | SPEN | Currie |  | 0 | 0 | 0 | 0 | 0 | 0 | 0 | 0 | 0 | 0 | 0 | 0 | 0 | 0 | 0 | 0 | 0 | 0 | 0 | 0 | 0 | 0 | 0 | 0 | 0 | 0 | 0 | 0
Counterfactual | Gen_BB003 | MW | SPEN | Dalmarnock |  | 0 | 0 | 0 | 0 | 0 | 0 | 0 | 0 | 0 | 0 | 0 | 0 | 0 | 0 | 0 | 0 | 0 | 0 | 0 | 0 | 0 | 0 | 0 | 0 | 0 | 0 | 0 | 0
Counterfactual | Gen_BB003 | MW | SPEN | Devol Moor |  | 0 | 0 | 0 | 0 | 0 | 0 | 0 | 0 | 0 | 0 | 0 | 0 | 0 | 0 | 0 | 0 | 0 | 0 | 0 | 0 | 0 | 0 | 0 | 0 | 0 | 0 | 0 | 0
Counterfactual | Gen_BB003 | MW | SPEN | Devonside |  | 0 | 0 | 0 | 0 | 0 | 0 | 0 | 0 | 0 | 0 | 0 | 0 | 0 | 0 | 0 | 0 | 0 | 0 | 0 | 0 | 0 | 0 | 0 | 0 | 0 | 0 | 0 | 0
Counterfactual | Gen_BB003 | MW | SPEN | Dewar Place |  | 0 | 0 | 0 | 0 | 0 | 0 | 0 | 0 | 0 | 0 | 0 | 0 | 0 | 0 | 0 | 0 | 0 | 0 | 0 | 0 | 0 | 0 | 0 | 0 | 0 | 0 | 0 | 0
Counterfactual | Gen_BB003 | MW | SPEN | Drumchapel |  | 0 | 0 | 0 | 0 | 0 | 0 | 0 | 0 | 0 | 0 | 0 | 0 | 0 | 0 | 0 | 0 | 0 | 0 | 0 | 0 | 0 | 0 | 0 | 0 | 0 | 0 | 0 | 0
Counterfactual | Gen_BB003 | MW | SPEN | Drumcross |  | 0 | 0 | 0 | 0 | 0 | 0 | 0 | 0 | 0 | 0 | 0 | 0 | 0 | 0 | 0 | 0 | 0 | 0 | 0 | 0 | 0 | 0 | 0 | 0 | 0 | 0 | 0 | 0
Counterfactual | Gen_BB003 | MW | SPEN | Dumfries 11 |  | 0 | 0 | 0 | 0 | 0 | 0 | 0 | 0 | 0 | 0 | 0 | 0 | 0 | 0 | 0 | 0 | 0 | 0 | 0 | 0 | 0 | 0 | 0 | 0 | 0 | 0 | 0 | 0
Counterfactual | Gen_BB003 | MW | SPEN | Dumfries 33 |  | 0 | 0 | 0 | 0 | 0 | 0 | 0 | 0 | 0 | 0 | 0 | 0 | 0 | 0 | 0 | 0 | 0 | 0 | 0 | 0 | 0 | 0 | 0 | 0 | 0 | 0 | 0 | 0
Counterfactual | Gen_BB003 | MW | SPEN | Dumfries ICI |  | 0 | 0 | 0 | 0 | 0 | 0 | 0 | 0 | 0 | 0 | 0 | 0 | 0 | 0 | 0 | 0 | 0 | 0 | 0 | 0 | 0 | 0 | 0 | 0 | 0 | 0 | 0 | 0
Counterfactual | Gen_BB003 | MW | SPEN | Dunbar |  | 0 | 0 | 0 | 0 | 0 | 0 | 0 | 0 | 0 | 0 | 0 | 0 | 0 | 0 | 0 | 0 | 0 | 0 | 0 | 0 | 0 | 0 | 0 | 0 | 0 | 0 | 0 | 0
Counterfactual | Gen_BB003 | MW | SPEN | Dunbar A |  | 0 | 0 | 0 | 0 | 0 | 0 | 0 | 0 | 0 | 0 | 0 | 0 | 0 | 0 | 0 | 0 | 0 | 0 | 0 | 0 | 0 | 0 | 0 | 0 | 0 | 0 | 0 | 0
Counterfactual | Gen_BB003 | MW | SPEN | Dunbar B |  | 0 | 0 | 0 | 0 | 0 | 0 | 0 | 0 | 0 | 0 | 0 | 0 | 0 | 0 | 0 | 0 | 0 | 0 | 0 | 0 | 0 | 0 | 0 | 0 | 0 | 0 | 0 | 0
Counterfactual | Gen_BB003 | MW | SPEN | Dunfermline |  | 0 | 0 | 0 | 0 | 0 | 0 | 0 | 0 | 0 | 0 | 0 | 0 | 0 | 0 | 0 | 0 | 0 | 0 | 0 | 0 | 0 | 0 | 0 | 0 | 0 | 0 | 0 | 0
Counterfactual | Gen_BB003 | MW | SPEN | Earlstoun |  | 0 | 0 | 0 | 0 | 0 | 0 | 0 | 0 | 0 | 0 | 0 | 0 | 0 | 0 | 0 | 0 | 0 | 0 | 0 | 0 | 0 | 0 | 0 | 0 | 0 | 0 | 0 | 0
Counterfactual | Gen_BB003 | MW | SPEN | East Kilbride |  | 0 | 0 | 0 | 0 | 0 | 0 | 0 | 0 | 0 | 0 | 0 | 0 | 0 | 0 | 0 | 0 | 0 | 0 | 0 | 0 | 0 | 0 | 0 | 0 | 0 | 0 | 0 | 0
Counterfactual | Gen_BB003 | MW | SPEN | East Kilbride South |  | 0 | 0 | 0 | 0 | 0 | 0 | 0 | 0 | 0 | 0 | 0 | 0 | 0 | 0 | 0 | 0 | 0 | 0 | 0 | 0 | 0 | 0 | 0 | 0 | 0 | 0 | 0 | 0
Counterfactual | Gen_BB003 | MW | SPEN | Easterhouse |  | 0 | 0 | 0 | 0 | 0 | 0 | 0 | 0 | 0 | 0 | 0 | 0 | 0 | 0 | 0 | 0 | 0 | 0 | 0 | 0 | 0 | 0 | 0 | 0 | 0 | 0 | 0 | 0
Counterfactual | Gen_BB003 | MW | SPEN | Eccles |  | 0 | 0 | 0 | 0 | 0 | 0 | 0 | 0 | 0 | 0 | 0 | 0 | 0 | 0 | 0 | 0 | 0 | 0 | 0 | 0 | 0 | 0 | 0 | 0 | 0 | 0 | 0 | 0
Counterfactual | Gen_BB003 | MW | SPEN | Elderslie |  | 0 | 0 | 0 | 0 | 0 | 0 | 0 | 0 | 0 | 0 | 0 | 0 | 0 | 0 | 0 | 0 | 0 | 0 | 0 | 0 | 0 | 0 | 0 | 0 | 0 | 0 | 0 | 0
Counterfactual | Gen_BB003 | MW | SPEN | Erskine |  | 0 | 0 | 0 | 0 | 0 | 0 | 0 | 0 | 0 | 0 | 0 | 0 | 0 | 0 | 0 | 0 | 0 | 0 | 0 | 0 | 0 | 0 | 0 | 0 | 0 | 0 | 0 | 0
Counterfactual | Gen_BB003 | MW | SPEN | Finnieston |  | 0 | 0 | 0 | 0 | 0 | 0 | 0 | 0 | 0 | 0 | 0 | 0 | 0 | 0 | 0 | 0 | 0 | 0 | 0 | 0 | 0 | 0 | 0 | 0 | 0 | 0 | 0 | 0
Counterfactual | Gen_BB003 | MW | SPEN | Galashiels |  | 0 | 0 | 0 | 0 | 0 | 0 | 0 | 0 | 0 | 0 | 0 | 0 | 0 | 0 | 0 | 0 | 0 | 0 | 0 | 0 | 0 | 0 | 0 | 0 | 0 | 0 | 0 | 0
Counterfactual | Gen_BB003 | MW | SPEN | Giffnock |  | 0 | 0 | 0 | 0 | 0 | 0 | 0 | 0 | 0 | 0 | 0 | 0 | 0 | 0 | 0 | 0 | 0 | 0 | 0 | 0 | 0 | 0 | 0 | 0 | 0 | 0 | 0 | 0
Counterfactual | Gen_BB003 | MW | SPEN | Glenlee |  | 0 | 0 | 0 | 0 | 0 | 0 | 0 | 0 | 0 | 0 | 0 | 0 | 0 | 0 | 0 | 0 | 0 | 0 | 0 | 0 | 0 | 0 | 0 | 0 | 0 | 0 | 0 | 0
Counterfactual | Gen_BB003 | MW | SPEN | Glenluce |  | 0 | 0 | 0 | 0 | 0 | 0 | 0 | 0 | 0 | 0 | 0 | 0 | 0 | 0 | 0 | 0 | 0 | 0 | 0 | 0 | 0 | 0 | 0 | 0 | 0 | 0 | 0 | 0
Counterfactual | Gen_BB003 | MW | SPEN | Glenniston |  | 0 | 0 | 0 | 0 | 0 | 0 | 0 | 0 | 0 | 0 | 0 | 0 | 0 | 0 | 0 | 0 | 0 | 0 | 0 | 0 | 0 | 0 | 0 | 0 | 0 | 0 | 0 | 0
Counterfactual | Gen_BB003 | MW | SPEN | Glenrothes |  | 0 | 0 | 0 | 0 | 0 | 0 | 0 | 0 | 0 | 0 | 0 | 0 | 0 | 0 | 0 | 0 | 0 | 0 | 0 | 0 | 0 | 0 | 0 | 0 | 0 | 0 | 0 | 0
Counterfactual | Gen_BB003 | MW | SPEN | Gorgie |  | 0 | 0 | 0 | 0 | 0 | 0 | 0 | 0 | 0 | 0 | 0 | 0 | 0 | 0 | 0 | 0 | 0 | 0 | 0 | 0 | 0 | 0 | 0 | 0 | 0 | 0 | 0 | 0
Counterfactual | Gen_BB003 | MW | SPEN | Govan |  | 0 | 0 | 0 | 0 | 0 | 0 | 0 | 0 | 0 | 0 | 0 | 0 | 0 | 0 | 0 | 0 | 0 | 0 | 0 | 0 | 0 | 0 | 0 | 0 | 0 | 0 | 0 | 0
Counterfactual | Gen_BB003 | MW | SPEN | Grangemouth A |  | 0 | 0 | 0 | 0 | 0 | 0 | 0 | 0 | 0 | 0 | 0 | 0 | 0 | 0 | 0 | 0 | 0 | 0 | 0 | 0 | 0 | 0 | 0 | 0 | 0 | 0 | 0 | 0
Counterfactual | Gen_BB003 | MW | SPEN | Grangemouth C |  | 0 | 0 | 0 | 0 | 0 | 0 | 0 | 0 | 0 | 0 | 0 | 0 | 0 | 0 | 0 | 0 | 0 | 0 | 0 | 0 | 0 | 0 | 0 | 0 | 0 | 0 | 0 | 0
Counterfactual | Gen_BB003 | MW | SPEN | Haggs Road |  | 0 | 0 | 0 | 0 | 0 | 0 | 0 | 0 | 0 | 0 | 0 | 0 | 0 | 0 | 0 | 0 | 0 | 0 | 0 | 0 | 0 | 0 | 0 | 0 | 0 | 0 | 0 | 0
Counterfactual | Gen_BB003 | MW | SPEN | Hawick |  | 0 | 0 | 0 | 0 | 0 | 0 | 0 | 0 | 0 | 0 | 0 | 0 | 0 | 0 | 0 | 0 | 0 | 0 | 0 | 0 | 0 | 0 | 0 | 0 | 0 | 0 | 0 | 0
Counterfactual | Gen_BB003 | MW | SPEN | Helensburgh |  | 0 | 0 | 0 | 0 | 0 | 0 | 0 | 0 | 0 | 0 | 0 | 0 | 0 | 0 | 0 | 0 | 0 | 0 | 0 | 0 | 0 | 0 | 0 | 0 | 0 | 0 | 0 | 0
Counterfactual | Gen_BB003 | MW | SPEN | Hunterston Farm |  | 0 | 0 | 0 | 0 | 0 | 0 | 0 | 0 | 0 | 0 | 0 | 0 | 0 | 0 | 0 | 0 | 0 | 0 | 0 | 0 | 0 | 0 | 0 | 0 | 0 | 0 | 0 | 0
Counterfactual | Gen_BB003 | MW | SPEN | Inverkeithing |  | 0 | 0 | 0 | 0 | 0 | 0 | 0 | 0 | 0 | 0 | 0 | 0 | 0 | 0 | 0 | 0 | 0 | 0 | 0 | 0 | 0 | 0 | 0 | 0 | 0 | 0 | 0 | 0
Counterfactual | Gen_BB003 | MW | SPEN | Johnstone |  | 0 | 0 | 0 | 0 | 0 | 0 | 0 | 0 | 0 | 0 | 0 | 0 | 0 | 0 | 0 | 0 | 0 | 0 | 0 | 0 | 0 | 0 | 0 | 0 | 0 | 0 | 0 | 0
Counterfactual | Gen_BB003 | MW | SPEN | Kaimes |  | 0 | 0 | 0 | 0 | 0 | 0 | 0 | 0 | 0 | 0 | 0 | 0 | 0 | 0 | 0 | 0 | 0 | 0 | 0 | 0 | 0 | 0 | 0 | 0 | 0 | 0 | 0 | 0
Counterfactual | Gen_BB003 | MW | SPEN | Kellwood Road |  | 0 | 0 | 0 | 0 | 0 | 0 | 0 | 0 | 0 | 0 | 0 | 0 | 0 | 0 | 0 | 0 | 0 | 0 | 0 | 0 | 0 | 0 | 0 | 0 | 0 | 0 | 0 | 0
Counterfactual | Gen_BB003 | MW | SPEN | Kendoon |  | 0 | 0 | 0 | 0 | 0 | 0 | 0 | 0 | 0 | 0 | 0 | 0 | 0 | 0 | 0 | 0 | 0 | 0 | 0 | 0 | 0 | 0 | 0 | 0 | 0 | 0 | 0 | 0
Counterfactual | Gen_BB003 | MW | SPEN | Kilbowie 11 |  | 0 | 0 | 0 | 0 | 0 | 0 | 0 | 0 | 0 | 0 | 0 | 0 | 0 | 0 | 0 | 0 | 0 | 0 | 0 | 0 | 0 | 0 | 0 | 0 | 0 | 0 | 0 | 0
Counterfactual | Gen_BB003 | MW | SPEN | Kilbowie 33 |  | 0 | 0 | 0 | 0 | 0 | 0 | 0 | 0 | 0 | 0 | 0 | 0 | 0 | 0 | 0 | 0 | 0 | 0 | 0 | 0 | 0 | 0 | 0 | 0 | 0 | 0 | 0 | 0
Counterfactual | Gen_BB003 | MW | SPEN | Killermont |  | 0 | 0 | 0 | 0 | 0 | 0 | 0 | 0 | 0 | 0 | 0 | 0 | 0 | 0 | 0 | 0 | 0 | 0 | 0 | 0 | 0 | 0 | 0 | 0 | 0 | 0 | 0 | 0
Counterfactual | Gen_BB003 | MW | SPEN | Kilwinning |  | 0 | 0 | 0 | 0 | 0 | 0 | 0 | 0 | 0 | 0 | 0 | 0 | 0 | 0 | 0 | 0 | 0 | 0 | 0 | 0 | 0 | 0 | 0 | 0 | 0 | 0 | 0 | 0
Counterfactual | Gen_BB003 | MW | SPEN | Lesmahagow |  | 0 | 0 | 0 | 0 | 0 | 0 | 0 | 0 | 0 | 0 | 0 | 0 | 0 | 0 | 0 | 0 | 0 | 0 | 0 | 0 | 0 | 0 | 0 | 0 | 0 | 0 | 0 | 0
Counterfactual | Gen_BB003 | MW | SPEN | Leven |  | 0 | 0 | 0 | 0 | 0 | 0 | 0 | 0 | 0 | 0 | 0 | 0 | 0 | 0 | 0 | 0 | 0 | 0 | 0 | 0 | 0 | 0 | 0 | 0 | 0 | 0 | 0 | 0
Counterfactual | Gen_BB003 | MW | SPEN | Livingston East |  | 0 | 0 | 0 | 0 | 0 | 0 | 0 | 0 | 0 | 0 | 0 | 0 | 0 | 0 | 0 | 0 | 0 | 0 | 0 | 0 | 0 | 0 | 0 | 0 | 0 | 0 | 0 | 0
Counterfactual | Gen_BB003 | MW | SPEN | Long Park |  | 0 | 0 | 0 | 0 | 0 | 0 | 0 | 0 | 0 | 0 | 0 | 0 | 0 | 0 | 0 | 0 | 0 | 0 | 0 | 0 | 0 | 0 | 0 | 0 | 0 | 0 | 0 | 0
Counterfactual | Gen_BB003 | MW | SPEN | Maybole |  | 0 | 0 | 0 | 0 | 0 | 0 | 0 | 0 | 0 | 0 | 0 | 0 | 0 | 0 | 0 | 0 | 0 | 0 | 0 | 0 | 0 | 0 | 0 | 0 | 0 | 0 | 0 | 0
Counterfactual | Gen_BB003 | MW | SPEN | Moffat |  | 0 | 0 | 0 | 0 | 0 | 0 | 0 | 0 | 0 | 0 | 0 | 0 | 0 | 0 | 0 | 0 | 0 | 0 | 0 | 0 | 0 | 0 | 0 | 0 | 0 | 0 | 0 | 0
Counterfactual | Gen_BB003 | MW | SPEN | New Cumnock |  | 0 | 0 | 0 | 0 | 0 | 0 | 0 | 0 | 0 | 0 | 0 | 0 | 0 | 0 | 0 | 0 | 0 | 0 | 0 | 0 | 0 | 0 | 0 | 0 | 0 | 0 | 0 | 0
Counterfactual | Gen_BB003 | MW | SPEN | Newarthill |  | 0 | 0 | 0 | 0 | 0 | 0 | 0 | 0 | 0 | 0 | 0 | 0 | 0 | 0 | 0 | 0 | 0 | 0 | 0 | 0 | 0 | 0 | 0 | 0 | 0 | 0 | 0 | 0
Counterfactual | Gen_BB003 | MW | SPEN | Newton Stewart |  | 0 | 0 | 0 | 0 | 0 | 0 | 0 | 0 | 0 | 0 | 0 | 0 | 0 | 0 | 0 | 0 | 0 | 0 | 0 | 0 | 0 | 0 | 0 | 0 | 0 | 0 | 0 | 0
Counterfactual | Gen_BB003 | MW | SPEN | Paisley |  | 0 | 0 | 0 | 0 | 0 | 0 | 0 | 0 | 0 | 0 | 0 | 0 | 0 | 0 | 0 | 0 | 0 | 0 | 0 | 0 | 0 | 0 | 0 | 0 | 0 | 0 | 0 | 0
Counterfactual | Gen_BB003 | MW | SPEN | Partick |  | 0 | 0 | 0 | 0 | 0 | 0 | 0 | 0 | 0 | 0 | 0 | 0 | 0 | 0 | 0 | 0 | 0 | 0 | 0 | 0 | 0 | 0 | 0 | 0 | 0 | 0 | 0 | 0
Counterfactual | Gen_BB003 | MW | SPEN | Port Dundas |  | 0 | 0 | 0 | 0 | 0 | 0 | 0 | 0 | 0 | 0 | 0 | 0 | 0 | 0 | 0 | 0 | 0 | 0 | 0 | 0 | 0 | 0 | 0 | 0 | 0 | 0 | 0 | 0
Counterfactual | Gen_BB003 | MW | SPEN | Portobello |  | 0 | 0 | 0 | 0 | 0 | 0 | 0 | 0 | 0 | 0 | 0 | 0 | 0 | 0 | 0 | 0 | 0 | 0 | 0 | 0 | 0 | 0 | 0 | 0 | 0 | 0 | 0 | 0
Counterfactual | Gen_BB003 | MW | SPEN | Ravenscraig |  | 0 | 0 | 0 | 0 | 0 | 0 | 0 | 0 | 0 | 0 | 0 | 0 | 0 | 0 | 0 | 0 | 0 | 0 | 0 | 0 | 0 | 0 | 0 | 0 | 0 | 0 | 0 | 0
Counterfactual | Gen_BB003 | MW | SPEN | Redhouse |  | 0 | 0 | 0 | 0 | 0 | 0 | 0 | 0 | 0 | 0 | 0 | 0 | 0 | 0 | 0 | 0 | 0 | 0 | 0 | 0 | 0 | 0 | 0 | 0 | 0 | 0 | 0 | 0
Counterfactual | Gen_BB003 | MW | SPEN | Saltcoats A |  | 0 | 0 | 0 | 0 | 0 | 0 | 0 | 0 | 0 | 0 | 0 | 0 | 0 | 0 | 0 | 0 | 0 | 0 | 0 | 0 | 0 | 0 | 0 | 0 | 0 | 0 | 0 | 0
Counterfactual | Gen_BB003 | MW | SPEN | Saltcoats B |  | 0 | 0 | 0 | 0 | 0 | 0 | 0 | 0 | 0 | 0 | 0 | 0 | 0 | 0 | 0 | 0 | 0 | 0 | 0 | 0 | 0 | 0 | 0 | 0 | 0 | 0 | 0 | 0
Counterfactual | Gen_BB003 | MW | SPEN | Shrubhill |  | 0 | 0 | 0 | 0 | 0 | 0 | 0 | 0 | 0 | 0 | 0 | 0 | 0 | 0 | 0 | 0 | 0 | 0 | 0 | 0 | 0 | 0 | 0 | 0 | 0 | 0 | 0 | 0
Counterfactual | Gen_BB003 | MW | SPEN | Sighthill |  | 0 | 0 | 0 | 0 | 0 | 0 | 0 | 0 | 0 | 0 | 0 | 0 | 0 | 0 | 0 | 0 | 0 | 0 | 0 | 0 | 0 | 0 | 0 | 0 | 0 | 0 | 0 | 0
Counterfactual | Gen_BB003 | MW | SPEN | Spango Valley |  | 0 | 0 | 0 | 0 | 0 | 0 | 0 | 0 | 0 | 0 | 0 | 0 | 0 | 0 | 0 | 0 | 0 | 0 | 0 | 0 | 0 | 0 | 0 | 0 | 0 | 0 | 0 | 0
Counterfactual | Gen_BB003 | MW | SPEN | St Andrews Cross |  | 0 | 0 | 0 | 0 | 0 | 0 | 0 | 0 | 0 | 0 | 0 | 0 | 0 | 0 | 0 | 0 | 0 | 0 | 0 | 0 | 0 | 0 | 0 | 0 | 0 | 0 | 0 | 0
Counterfactual | Gen_BB003 | MW | SPEN | Stirling |  | 0 | 0 | 0 | 0 | 0 | 0 | 0 | 0 | 0 | 0 | 0 | 0 | 0 | 0 | 0 | 0 | 0 | 0 | 0 | 0 | 0 | 0 | 0 | 0 | 0 | 0 | 0 | 0
Counterfactual | Gen_BB003 | MW | SPEN | Strathaven |  | 0 | 0 | 0 | 0 | 0 | 0 | 0 | 0 | 0 | 0 | 0 | 0 | 0 | 0 | 0 | 0 | 0 | 0 | 0 | 0 | 0 | 0 | 0 | 0 | 0 | 0 | 0 | 0
Counterfactual | Gen_BB003 | MW | SPEN | Strathleven |  | 0 | 0 | 0 | 0 | 0 | 0 | 0 | 0 | 0 | 0 | 0 | 0 | 0 | 0 | 0 | 0 | 0 | 0 | 0 | 0 | 0 | 0 | 0 | 0 | 0 | 0 | 0 | 0
Counterfactual | Gen_BB003 | MW | SPEN | Telford Road |  | 0 | 0 | 0 | 0 | 0 | 0 | 0 | 0 | 0 | 0 | 0 | 0 | 0 | 0 | 0 | 0 | 0 | 0 | 0 | 0 | 0 | 0 | 0 | 0 | 0 | 0 | 0 | 0
Counterfactual | Gen_BB003 | MW | SPEN | Tongland |  | 0 | 0 | 0 | 0 | 0 | 0 | 0 | 0 | 0 | 0 | 0 | 0 | 0 | 0 | 0 | 0 | 0 | 0 | 0 | 0 | 0 | 0 | 0 | 0 | 0 | 0 | 0 | 0
Counterfactual | Gen_BB003 | MW | SPEN | Well Street Paisley |  | 0 | 0 | 0 | 0 | 0 | 0 | 0 | 0 | 0 | 0 | 0 | 0 | 0 | 0 | 0 | 0 | 0 | 0 | 0 | 0 | 0 | 0 | 0 | 0 | 0 | 0 | 0 | 0
Counterfactual | Gen_BB003 | MW | SPEN | West George Street |  | 0 | 0 | 0 | 0 | 0 | 0 | 0 | 0 | 0 | 0 | 0 | 0 | 0 | 0 | 0 | 0 | 0 | 0 | 0 | 0 | 0 | 0 | 0 | 0 | 0 | 0 | 0 | 0
Counterfactual | Gen_BB003 | MW | SPEN | Westfield |  | 0 | 0 | 0 | 0 | 0 | 0 | 0 | 0 | 0 | 0 | 0 | 0 | 0 | 0 | 0 | 0 | 0 | 0 | 0 | 0 | 0 | 0 | 0 | 0 | 0 | 0 | 0 | 0
Counterfactual | Gen_BB003 | MW | SPEN | Whitehouse |  | 0 | 0 | 0 | 0 | 0 | 0 | 0 | 0 | 0 | 0 | 0 | 0 | 0 | 0 | 0 | 0 | 0 | 0 | 0 | 0 | 0 | 0 | 0 | 0 | 0 | 0 | 0 | 0
Counterfactual | Gen_BB003 | MW | SPEN | Wishaw |  | 0 | 0 | 0 | 0 | 0 | 0 | 0 | 0 | 0 | 0 | 0 | 0 | 0 | 0 | 0 | 0 | 0 | 0 | 0 | 0 | 0 | 0 | 0 | 0 | 0 | 0 | 0 | 0
Counterfactual | Gen_BB003 | MW | SPEN Manweb | Birkenhead |  | 0 | 0 | 0 | 0 | 0 | 0 | 0 | 0 | 0 | 0 | 0 | 0 | 0 | 0 | 0 | 0 | 0 | 0 | 0 | 0 | 0 | 0 | 0 | 0 | 0 | 0 | 0 | 0
Counterfactual | Gen_BB003 | MW | SPEN Manweb | Capenhurst |  | 0 | 0 | 0 | 0 | 0 | 0 | 0 | 0 | 0 | 0 | 0 | 0 | 0 | 0 | 0 | 0 | 0 | 0 | 0 | 0 | 0 | 0 | 0 | 0 | 0 | 0 | 0 | 0
Counterfactual | Gen_BB003 | MW | SPEN Manweb | Carrington |  | 0 | 0 | 0 | 0 | 0 | 0 | 0 | 0 | 0 | 0 | 0 | 0 | 0 | 0 | 0 | 0 | 0 | 0 | 0 | 0 | 0 | 0 | 0 | 0 | 0 | 0 | 0 | 0
Counterfactual | Gen_BB003 | MW | SPEN Manweb | Connah's Quay |  | 0 | 0 | 0 | 0 | 0 | 0 | 0 | 0 | 0 | 0 | 0 | 0 | 0 | 0 | 0 | 0 | 0 | 0 | 0 | 0 | 0 | 0 | 0 | 0 | 0 | 0 | 0 | 0
Counterfactual | Gen_BB003 | MW | SPEN Manweb | Fiddlers Ferry |  | 0 | 0 | 0 | 0 | 0 | 0 | 0 | 0 | 0 | 0 | 0 | 0 | 0 | 0 | 0 | 0 | 0 | 0 | 0 | 0 | 0 | 0 | 0 | 0 | 0 | 0 | 0 | 0
Counterfactual | Gen_BB003 | MW | SPEN Manweb | Frodsham |  | 0 | 0 | 0 | 0 | 0 | 0 | 0 | 0 | 0 | 0 | 0 | 0 | 0 | 0 | 0 | 0 | 0 | 0 | 0 | 0 | 0 | 0 | 0 | 0 | 0 | 0 | 0 | 0
Counterfactual | Gen_BB003 | MW | SPEN Manweb | Kirkby (_D) |  | 0 | 0 | 0 | 0 | 0 | 0 | 0 | 0 | 0 | 0 | 0 | 0 | 0 | 0 | 0 | 0 | 0 | 0 | 0 | 0 | 0 | 0 | 0 | 0 | 0 | 0 | 0 | 0
Counterfactual | Gen_BB003 | MW | SPEN Manweb | Legacy |  | 0 | 0 | 0 | 0 | 0 | 0 | 0 | 0 | 0 | 0 | 0 | 0 | 0 | 0 | 0 | 0 | 0 | 0 | 0 | 0 | 0 | 0 | 0 | 0 | 0 | 0 | 0 | 0
Counterfactual | Gen_BB003 | MW | SPEN Manweb | Lister Drive |  | 0 | 0 | 0 | 0 | 0 | 0 | 0 | 0 | 0 | 0 | 0 | 0 | 0 | 0 | 0 | 0 | 0 | 0 | 0 | 0 | 0 | 0 | 0 | 0 | 0 | 0 | 0 | 0
Counterfactual | Gen_BB003 | MW | SPEN Manweb | Pentir |  | 0 | 0 | 0 | 0 | 0 | 0 | 0 | 0 | 0 | 0 | 0 | 0 | 0 | 0 | 0 | 0 | 0 | 0 | 0 | 0 | 0 | 0 | 0 | 0 | 0 | 0 | 0 | 0
Counterfactual | Gen_BB003 | MW | SPEN Manweb | Rainhill |  | 0 | 0 | 0 | 0 | 0 | 0 | 0 | 0 | 0 | 0 | 0 | 0 | 0 | 0 | 0 | 0 | 0 | 0 | 0 | 0 | 0 | 0 | 0 | 0 | 0 | 0 | 0 | 0
Counterfactual | Gen_BB003 | MW | SPEN Manweb | St. Asaph |  | 0 | 0 | 0 | 0 | 0 | 0 | 0 | 0 | 0 | 0 | 0 | 0 | 0 | 0 | 0 | 0 | 0 | 0 | 0 | 0 | 0 | 0 | 0 | 0 | 0 | 0 | 0 | 0
Counterfactual | Gen_BB003 | MW | SPEN Manweb | Trawsfynydd |  | 0 | 0 | 0 | 0 | 0 | 0 | 0 | 0 | 0 | 0 | 0 | 0 | 0 | 0 | 0 | 0 | 0 | 0 | 0 | 0 | 0 | 0 | 0 | 0 | 0 | 0 | 0 | 0
Counterfactual | Gen_BB003 | MW | SPEN Manweb | Wylfa |  | 0 | 0 | 0 | 0 | 0 | 0 | 0 | 0 | 0 | 0 | 0 | 0 | 0 | 0 | 0 | 0 | 0 | 0 | 0 | 0 | 0 | 0 | 0 | 0 | 0 | 0 | 0 | 0
Counterfactual | Gen_BB003 | MW | SPTL | Direct(SPTL) |  | 0 | 0 | 0 | 0 | 0 | 0 | 0 | 0 | 0 | 0 | 0 | 0 | 0 | 0 | 0 | 0 | 0 | 0 | 0 | 0 | 0 | 0 | 0 | 0 | 0 | 0 | 0 | 0
Counterfactual | Gen_BB003 | MW | SSEN (SHEPD) | Abernethy |  | 0 | 0 | 0 | 0 | 0 | 0 | 0 | 0 | 0 | 0 | 0 | 0 | 0 | 0 | 0 | 0 | 0 | 0 | 0 | 0 | 0 | 0 | 0 | 0 | 0 | 0 | 0 | 0
Counterfactual | Gen_BB003 | MW | SSEN (SHEPD) | Alness |  | 0 | 0 | 0 | 0 | 0 | 0 | 0 | 0 | 0 | 0 | 0 | 0 | 0 | 0 | 0 | 0 | 0 | 0 | 0 | 0 | 0 | 0 | 0 | 0 | 0 | 0 | 0 | 0
Counterfactual | Gen_BB003 | MW | SSEN (SHEPD) | Arbroath |  | 0 | 0 | 0 | 0 | 0 | 0 | 0 | 0 | 0 | 0 | 0 | 0 | 0 | 0 | 0 | 0 | 0 | 0 | 0 | 0 | 0 | 0 | 0 | 0 | 0 | 0 | 0 | 0
Counterfactual | Gen_BB003 | MW | SSEN (SHEPD) | Ardkinglas |  | 0 | 0 | 0 | 0 | 0 | 0 | 0 | 0 | 0 | 0 | 0 | 0 | 0 | 0 | 0 | 0 | 0 | 0 | 0 | 0 | 0 | 0 | 0 | 0 | 0 | 0 | 0 | 0
Counterfactual | Gen_BB003 | MW | SSEN (SHEPD) | Ardmore |  | 0 | 0 | 0 | 0 | 0 | 0 | 0 | 0 | 0 | 0 | 0 | 0 | 0 | 0 | 0 | 0 | 0 | 0 | 0 | 0 | 0 | 0 | 0 | 0 | 0 | 0 | 0 | 0
Counterfactual | Gen_BB003 | MW | SSEN (SHEPD) | Beauly |  | 0 | 0 | 0 | 0 | 0 | 0 | 0 | 0 | 0 | 0 | 0 | 0 | 0 | 0 | 0 | 0 | 0 | 0 | 0 | 0 | 0 | 0 | 0 | 0 | 0 | 0 | 0 | 0
Counterfactual | Gen_BB003 | MW | SSEN (SHEPD) | Berryburn |  | 0 | 0 | 0 | 0 | 0 | 0 | 0 | 0 | 0 | 0 | 0 | 0 | 0 | 0 | 0 | 0 | 0 | 0 | 0 | 0 | 0 | 0 | 0 | 0 | 0 | 0 | 0 | 0
Counterfactual | Gen_BB003 | MW | SSEN (SHEPD) | Boat of Garten |  | 0 | 0 | 0 | 0 | 0 | 0 | 0 | 0 | 0 | 0 | 0 | 0 | 0 | 0 | 0 | 0 | 0 | 0 | 0 | 0 | 0 | 0 | 0 | 0 | 0 | 0 | 0 | 0
Counterfactual | Gen_BB003 | MW | SSEN (SHEPD) | Braco West |  | 0 | 0 | 0 | 0 | 0 | 0 | 0 | 0 | 0 | 0 | 0 | 0 | 0 | 0 | 0 | 0 | 0 | 0 | 0 | 0 | 0 | 0 | 0 | 0 | 0 | 0 | 0 | 0
Counterfactual | Gen_BB003 | MW | SSEN (SHEPD) | Bridge of Dun |  | 0 | 0 | 0 | 0 | 0 | 0 | 0 | 0 | 0 | 0 | 0 | 0 | 0 | 0 | 0 | 0 | 0 | 0 | 0 | 0 | 0 | 0 | 0 | 0 | 0 | 0 | 0 | 0
Counterfactual | Gen_BB003 | MW | SSEN (SHEPD) | Broadford-Skye |  | 0 | 0 | 0 | 0 | 0 | 0 | 0 | 0 | 0 | 0 | 0 | 0 | 0 | 0 | 0 | 0 | 0 | 0 | 0 | 0 | 0 | 0 | 0 | 0 | 0 | 0 | 0 | 0
Counterfactual | Gen_BB003 | MW | SSEN (SHEPD) | Brora |  | 0 | 0 | 0 | 0 | 0 | 0 | 0 | 0 | 0 | 0 | 0 | 0 | 0 | 0 | 0 | 0 | 0 | 0 | 0 | 0 | 0 | 0 | 0 | 0 | 0 | 0 | 0 | 0
Counterfactual | Gen_BB003 | MW | SSEN (SHEPD) | Burghmuir |  | 0 | 0 | 0 | 0 | 0 | 0 | 0 | 0 | 0 | 0 | 0 | 0 | 0 | 0 | 0 | 0 | 0 | 0 | 0 | 0 | 0 | 0 | 0 | 0 | 0 | 0 | 0 | 0
Counterfactual | Gen_BB003 | MW | SSEN (SHEPD) | Cairnford |  | 0 | 0 | 0 | 0 | 0 | 0 | 0 | 0 | 0 | 0 | 0 | 0 | 0 | 0 | 0 | 0 | 0 | 0 | 0 | 0 | 0 | 0 | 0 | 0 | 0 | 0 | 0 | 0
Counterfactual | Gen_BB003 | MW | SSEN (SHEPD) | Carradale |  | 0 | 0 | 0 | 0 | 0 | 0 | 0 | 0 | 0 | 0 | 0 | 0 | 0 | 0 | 0 | 0 | 0 | 0 | 0 | 0 | 0 | 0 | 0 | 0 | 0 | 0 | 0 | 0
Counterfactual | Gen_BB003 | MW | SSEN (SHEPD) | Cassley |  | 0 | 0 | 0 | 0 | 0 | 0 | 0 | 0 | 0 | 0 | 0 | 0 | 0 | 0 | 0 | 0 | 0 | 0 | 0 | 0 | 0 | 0 | 0 | 0 | 0 | 0 | 0 | 0
Counterfactual | Gen_BB003 | MW | SSEN (SHEPD) | Ceannacroc |  | 0 | 0 | 0 | 0 | 0 | 0 | 0 | 0 | 0 | 0 | 0 | 0 | 0 | 0 | 0 | 0 | 0 | 0 | 0 | 0 | 0 | 0 | 0 | 0 | 0 | 0 | 0 | 0
Counterfactual | Gen_BB003 | MW | SSEN (SHEPD) | Charleston |  | 0 | 0 | 0 | 0 | 0 | 0 | 0 | 0 | 0 | 0 | 0 | 0 | 0 | 0 | 0 | 0 | 0 | 0 | 0 | 0 | 0 | 0 | 0 | 0 | 0 | 0 | 0 | 0
Counterfactual | Gen_BB003 | MW | SSEN (SHEPD) | Clachan |  | 0 | 0 | 0 | 0 | 0 | 0 | 0 | 0 | 0 | 0 | 0 | 0 | 0 | 0 | 0 | 0 | 0 | 0 | 0 | 0 | 0 | 0 | 0 | 0 | 0 | 0 | 0 | 0
Counterfactual | Gen_BB003 | MW | SSEN (SHEPD) | Clayhills |  | 0 | 0 | 0 | 0 | 0 | 0 | 0 | 0 | 0 | 0 | 0 | 0 | 0 | 0 | 0 | 0 | 0 | 0 | 0 | 0 | 0 | 0 | 0 | 0 | 0 | 0 | 0 | 0
Counterfactual | Gen_BB003 | MW | SSEN (SHEPD) | Coupar Angus |  | 0 | 0 | 0 | 0 | 0 | 0 | 0 | 0 | 0 | 0 | 0 | 0 | 0 | 0 | 0 | 0 | 0 | 0 | 0 | 0 | 0 | 0 | 0 | 0 | 0 | 0 | 0 | 0
Counterfactual | Gen_BB003 | MW | SSEN (SHEPD) | Craigiebuckler |  | 0 | 0 | 0 | 0 | 0 | 0 | 0 | 0 | 0 | 0 | 0 | 0 | 0 | 0 | 0 | 0 | 0 | 0 | 0 | 0 | 0 | 0 | 0 | 0 | 0 | 0 | 0 | 0
Counterfactual | Gen_BB003 | MW | SSEN (SHEPD) | Dallas |  | 0 | 0 | 0 | 0 | 0 | 0 | 0 | 0 | 0 | 0 | 0 | 0 | 0 | 0 | 0 | 0 | 0 | 0 | 0 | 0 | 0 | 0 | 0 | 0 | 0 | 0 | 0 | 0
Counterfactual | Gen_BB003 | MW | SSEN (SHEPD) | Dounreay |  | 0 | 0 | 0 | 0 | 0 | 0 | 0 | 0 | 0 | 0 | 0 | 0 | 0 | 0 | 0 | 0 | 0 | 0 | 0 | 0 | 0 | 0 | 0 | 0 | 0 | 0 | 0 | 0
Counterfactual | Gen_BB003 | MW | SSEN (SHEPD) | Dudhope |  | 0 | 0 | 0 | 0 | 0 | 0 | 0 | 0 | 0 | 0 | 0 | 0 | 0 | 0 | 0 | 0 | 0 | 0 | 0 | 0 | 0 | 0 | 0 | 0 | 0 | 0 | 0 | 0
Counterfactual | Gen_BB003 | MW | SSEN (SHEPD) | Dunbeath |  | 0 | 0 | 0 | 0 | 0 | 0 | 0 | 0 | 0 | 0 | 0 | 0 | 0 | 0 | 0 | 0 | 0 | 0 | 0 | 0 | 0 | 0 | 0 | 0 | 0 | 0 | 0 | 0
Counterfactual | Gen_BB003 | MW | SSEN (SHEPD) | Dunoon |  | 0 | 0 | 0 | 0 | 0 | 0 | 0 | 0 | 0 | 0 | 0 | 0 | 0 | 0 | 0 | 0 | 0 | 0 | 0 | 0 | 0 | 0 | 0 | 0 | 0 | 0 | 0 | 0
Counterfactual | Gen_BB003 | MW | SSEN (SHEPD) | Dunvegan |  | 0 | 0 | 0 | 0 | 0 | 0 | 0 | 0 | 0 | 0 | 0 | 0 | 0 | 0 | 0 | 0 | 0 | 0 | 0 | 0 | 0 | 0 | 0 | 0 | 0 | 0 | 0 | 0
Counterfactual | Gen_BB003 | MW | SSEN (SHEPD) | Dyce |  | 0 | 0 | 0 | 0 | 0 | 0 | 0 | 0 | 0 | 0 | 0 | 0 | 0 | 0 | 0 | 0 | 0 | 0 | 0 | 0 | 0 | 0 | 0 | 0 | 0 | 0 | 0 | 0
Counterfactual | Gen_BB003 | MW | SSEN (SHEPD) | Elgin |  | 0 | 0 | 0 | 0 | 0 | 0 | 0 | 0 | 0 | 0 | 0 | 0 | 0 | 0 | 0 | 0 | 0 | 0 | 0 | 0 | 0 | 0 | 0 | 0 | 0 | 0 | 0 | 0
Counterfactual | Gen_BB003 | MW | SSEN (SHEPD) | Fasnakyle |  | 0 | 0 | 0 | 0 | 0 | 0 | 0 | 0 | 0 | 0 | 0 | 0 | 0 | 0 | 0 | 0 | 0 | 0 | 0 | 0 | 0 | 0 | 0 | 0 | 0 | 0 | 0 | 0
Counterfactual | Gen_BB003 | MW | SSEN (SHEPD) | Fetteresso |  | 0 | 0 | 0 | 0 | 0 | 0 | 0 | 0 | 0 | 0 | 0 | 0 | 0 | 0 | 0 | 0 | 0 | 0 | 0 | 0 | 0 | 0 | 0 | 0 | 0 | 0 | 0 | 0
Counterfactual | Gen_BB003 | MW | SSEN (SHEPD) | Fiddes |  | 0 | 0 | 0 | 0 | 0 | 0 | 0 | 0 | 0 | 0 | 0 | 0 | 0 | 0 | 0 | 0 | 0 | 0 | 0 | 0 | 0 | 0 | 0 | 0 | 0 | 0 | 0 | 0
Counterfactual | Gen_BB003 | MW | SSEN (SHEPD) | Finstown |  | 0 | 0 | 0 | 0 | 0 | 0 | 0 | 0 | 0 | 0 | 0 | 0 | 0 | 0 | 0 | 0 | 0 | 0 | 0 | 0 | 0 | 0 | 0 | 0 | 0 | 0 | 0 | 0
Counterfactual | Gen_BB003 | MW | SSEN (SHEPD) | Fort Augustus |  | 0 | 0 | 0 | 0 | 0 | 0 | 0 | 0 | 0 | 0 | 0 | 0 | 0 | 0 | 0 | 0 | 0 | 0 | 0 | 0 | 0 | 0 | 0 | 0 | 0 | 0 | 0 | 0
Counterfactual | Gen_BB003 | MW | SSEN (SHEPD) | Fort William |  | 0 | 0 | 0 | 0 | 0 | 0 | 0 | 0 | 0 | 0 | 0 | 0 | 0 | 0 | 0 | 0 | 0 | 0 | 0 | 0 | 0 | 0 | 0 | 0 | 0 | 0 | 0 | 0
Counterfactual | Gen_BB003 | MW | SSEN (SHEPD) | Fraserburgh |  | 0 | 0 | 0 | 0 | 0 | 0 | 0 | 0 | 0 | 0 | 0 | 0 | 0 | 0 | 0 | 0 | 0 | 0 | 0 | 0 | 0 | 0 | 0 | 0 | 0 | 0 | 0 | 0
Counterfactual | Gen_BB003 | MW | SSEN (SHEPD) | Glenfarclas |  | 0 | 0 | 0 | 0 | 0 | 0 | 0 | 0 | 0 | 0 | 0 | 0 | 0 | 0 | 0 | 0 | 0 | 0 | 0 | 0 | 0 | 0 | 0 | 0 | 0 | 0 | 0 | 0
Counterfactual | Gen_BB003 | MW | SSEN (SHEPD) | Grudie Bridge |  | 0 | 0 | 0 | 0 | 0 | 0 | 0 | 0 | 0 | 0 | 0 | 0 | 0 | 0 | 0 | 0 | 0 | 0 | 0 | 0 | 0 | 0 | 0 | 0 | 0 | 0 | 0 | 0
Counterfactual | Gen_BB003 | MW | SSEN (SHEPD) | Inverness |  | 0 | 0 | 0 | 0 | 0 | 0 | 0 | 0 | 0 | 0 | 0 | 0 | 0 | 0 | 0 | 0 | 0 | 0 | 0 | 0 | 0 | 0 | 0 | 0 | 0 | 0 | 0 | 0
Counterfactual | Gen_BB003 | MW | SSEN (SHEPD) | Keith |  | 0 | 0 | 0 | 0 | 0 | 0 | 0 | 0 | 0 | 0 | 0 | 0 | 0 | 0 | 0 | 0 | 0 | 0 | 0 | 0 | 0 | 0 | 0 | 0 | 0 | 0 | 0 | 0
Counterfactual | Gen_BB003 | MW | SSEN (SHEPD) | Killin |  | 0 | 0 | 0 | 0 | 0 | 0 | 0 | 0 | 0 | 0 | 0 | 0 | 0 | 0 | 0 | 0 | 0 | 0 | 0 | 0 | 0 | 0 | 0 | 0 | 0 | 0 | 0 | 0
Counterfactual | Gen_BB003 | MW | SSEN (SHEPD) | Kinlochleven |  | 0 | 0 | 0 | 0 | 0 | 0 | 0 | 0 | 0 | 0 | 0 | 0 | 0 | 0 | 0 | 0 | 0 | 0 | 0 | 0 | 0 | 0 | 0 | 0 | 0 | 0 | 0 | 0
Counterfactual | Gen_BB003 | MW | SSEN (SHEPD) | Kintore |  | 0 | 0 | 0 | 0 | 0 | 0 | 0 | 0 | 0 | 0 | 0 | 0 | 0 | 0 | 0 | 0 | 0 | 0 | 0 | 0 | 0 | 0 | 0 | 0 | 0 | 0 | 0 | 0
Counterfactual | Gen_BB003 | MW | SSEN (SHEPD) | Lairg |  | 0 | 0 | 0 | 0 | 0 | 0 | 0 | 0 | 0 | 0 | 0 | 0 | 0 | 0 | 0 | 0 | 0 | 0 | 0 | 0 | 0 | 0 | 0 | 0 | 0 | 0 | 0 | 0
Counterfactual | Gen_BB003 | MW | SSEN (SHEPD) | Lunanhead |  | 0 | 0 | 0 | 0 | 0 | 0 | 0 | 0 | 0 | 0 | 0 | 0 | 0 | 0 | 0 | 0 | 0 | 0 | 0 | 0 | 0 | 0 | 0 | 0 | 0 | 0 | 0 | 0
Counterfactual | Gen_BB003 | MW | SSEN (SHEPD) | Lyndhurst |  | 0 | 0 | 0 | 0 | 0 | 0 | 0 | 0 | 0 | 0 | 0 | 0 | 0 | 0 | 0 | 0 | 0 | 0 | 0 | 0 | 0 | 0 | 0 | 0 | 0 | 0 | 0 | 0
Counterfactual | Gen_BB003 | MW | SSEN (SHEPD) | Macduff |  | 0 | 0 | 0 | 0 | 0 | 0 | 0 | 0 | 0 | 0 | 0 | 0 | 0 | 0 | 0 | 0 | 0 | 0 | 0 | 0 | 0 | 0 | 0 | 0 | 0 | 0 | 0 | 0
Counterfactual | Gen_BB003 | MW | SSEN (SHEPD) | Milton of Craigie |  | 0 | 0 | 0 | 0 | 0 | 0 | 0 | 0 | 0 | 0 | 0 | 0 | 0 | 0 | 0 | 0 | 0 | 0 | 0 | 0 | 0 | 0 | 0 | 0 | 0 | 0 | 0 | 0
Counterfactual | Gen_BB003 | MW | SSEN (SHEPD) | Mybster |  | 0 | 0 | 0 | 0 | 0 | 0 | 0 | 0 | 0 | 0 | 0 | 0 | 0 | 0 | 0 | 0 | 0 | 0 | 0 | 0 | 0 | 0 | 0 | 0 | 0 | 0 | 0 | 0
Counterfactual | Gen_BB003 | MW | SSEN (SHEPD) | Nairn |  | 0 | 0 | 0 | 0 | 0 | 0 | 0 | 0 | 0 | 0 | 0 | 0 | 0 | 0 | 0 | 0 | 0 | 0 | 0 | 0 | 0 | 0 | 0 | 0 | 0 | 0 | 0 | 0
Counterfactual | Gen_BB003 | MW | SSEN (SHEPD) | Orrin |  | 0 | 0 | 0 | 0 | 0 | 0 | 0 | 0 | 0 | 0 | 0 | 0 | 0 | 0 | 0 | 0 | 0 | 0 | 0 | 0 | 0 | 0 | 0 | 0 | 0 | 0 | 0 | 0
Counterfactual | Gen_BB003 | MW | SSEN (SHEPD) | Persley |  | 0 | 0 | 0 | 0 | 0 | 0 | 0 | 0 | 0 | 0 | 0 | 0 | 0 | 0 | 0 | 0 | 0 | 0 | 0 | 0 | 0 | 0 | 0 | 0 | 0 | 0 | 0 | 0
Counterfactual | Gen_BB003 | MW | SSEN (SHEPD) | Peterhead Grange |  | 0 | 0 | 0 | 0 | 0 | 0 | 0 | 0 | 0 | 0 | 0 | 0 | 0 | 0 | 0 | 0 | 0 | 0 | 0 | 0 | 0 | 0 | 0 | 0 | 0 | 0 | 0 | 0
Counterfactual | Gen_BB003 | MW | SSEN (SHEPD) | Peterhead Shell |  | 0 | 0 | 0 | 0 | 0 | 0 | 0 | 0 | 0 | 0 | 0 | 0 | 0 | 0 | 0 | 0 | 0 | 0 | 0 | 0 | 0 | 0 | 0 | 0 | 0 | 0 | 0 | 0
Counterfactual | Gen_BB003 | MW | SSEN (SHEPD) | Port Ann |  | 0 | 0 | 0 | 0 | 0 | 0 | 0 | 0 | 0 | 0 | 0 | 0 | 0 | 0 | 0 | 0 | 0 | 0 | 0 | 0 | 0 | 0 | 0 | 0 | 0 | 0 | 0 | 0
Counterfactual | Gen_BB003 | MW | SSEN (SHEPD) | Quoich |  | 0 | 0 | 0 | 0 | 0 | 0 | 0 | 0 | 0 | 0 | 0 | 0 | 0 | 0 | 0 | 0 | 0 | 0 | 0 | 0 | 0 | 0 | 0 | 0 | 0 | 0 | 0 | 0
Counterfactual | Gen_BB003 | MW | SSEN (SHEPD) | Rannoch |  | 0 | 0 | 0 | 0 | 0 | 0 | 0 | 0 | 0 | 0 | 0 | 0 | 0 | 0 | 0 | 0 | 0 | 0 | 0 | 0 | 0 | 0 | 0 | 0 | 0 | 0 | 0 | 0
Counterfactual | Gen_BB003 | MW | SSEN (SHEPD) | Redmoss |  | 0 | 0 | 0 | 0 | 0 | 0 | 0 | 0 | 0 | 0 | 0 | 0 | 0 | 0 | 0 | 0 | 0 | 0 | 0 | 0 | 0 | 0 | 0 | 0 | 0 | 0 | 0 | 0
Counterfactual | Gen_BB003 | MW | SSEN (SHEPD) | Rothienorman |  | 0 | 0 | 0 | 0 | 0 | 0 | 0 | 0 | 0 | 0 | 0 | 0 | 0 | 0 | 0 | 0 | 0 | 0 | 0 | 0 | 0 | 0 | 0 | 0 | 0 | 0 | 0 | 0
Counterfactual | Gen_BB003 | MW | SSEN (SHEPD) | Shetland |  | 0 | 0 | 0 | 0 | 0 | 0 | 0 | 0 | 0 | 0 | 0 | 0 | 0 | 0 | 0 | 0 | 0 | 0 | 0 | 0 | 0 | 0 | 0 | 0 | 0 | 0 | 0 | 0
Counterfactual | Gen_BB003 | MW | SSEN (SHEPD) | Shin |  | 0 | 0 | 0 | 0 | 0 | 0 | 0 | 0 | 0 | 0 | 0 | 0 | 0 | 0 | 0 | 0 | 0 | 0 | 0 | 0 | 0 | 0 | 0 | 0 | 0 | 0 | 0 | 0
Counterfactual | Gen_BB003 | MW | SSEN (SHEPD) | Sloy |  | 0 | 0 | 0 | 0 | 0 | 0 | 0 | 0 | 0 | 0 | 0 | 0 | 0 | 0 | 0 | 0 | 0 | 0 | 0 | 0 | 0 | 0 | 0 | 0 | 0 | 0 | 0 | 0
Counterfactual | Gen_BB003 | MW | SSEN (SHEPD) | St Fergus Gas Terminal |  | 0 | 0 | 0 | 0 | 0 | 0 | 0 | 0 | 0 | 0 | 0 | 0 | 0 | 0 | 0 | 0 | 0 | 0 | 0 | 0 | 0 | 0 | 0 | 0 | 0 | 0 | 0 | 0
Counterfactual | Gen_BB003 | MW | SSEN (SHEPD) | Stornoway |  | 0 | 0 | 0 | 0 | 0 | 0 | 0 | 0 | 0 | 0 | 0 | 0 | 0 | 0 | 0 | 0 | 0 | 0 | 0 | 0 | 0 | 0 | 0 | 0 | 0 | 0 | 0 | 0
Counterfactual | Gen_BB003 | MW | SSEN (SHEPD) | Strichen |  | 0 | 0 | 0 | 0 | 0 | 0 | 0 | 0 | 0 | 0 | 0 | 0 | 0 | 0 | 0 | 0 | 0 | 0 | 0 | 0 | 0 | 0 | 0 | 0 | 0 | 0 | 0 | 0
Counterfactual | Gen_BB003 | MW | SSEN (SHEPD) | Tarland |  | 0 | 0 | 0 | 0 | 0 | 0 | 0 | 0 | 0 | 0 | 0 | 0 | 0 | 0 | 0 | 0 | 0 | 0 | 0 | 0 | 0 | 0 | 0 | 0 | 0 | 0 | 0 | 0
Counterfactual | Gen_BB003 | MW | SSEN (SHEPD) | Taynuilt |  | 0 | 0 | 0 | 0 | 0 | 0 | 0 | 0 | 0 | 0 | 0 | 0 | 0 | 0 | 0 | 0 | 0 | 0 | 0 | 0 | 0 | 0 | 0 | 0 | 0 | 0 | 0 | 0
Counterfactual | Gen_BB003 | MW | SSEN (SHEPD) | Thurso |  | 0 | 0 | 0 | 0 | 0 | 0 | 0 | 0 | 0 | 0 | 0 | 0 | 0 | 0 | 0 | 0 | 0 | 0 | 0 | 0 | 0 | 0 | 0 | 0 | 0 | 0 | 0 | 0
Counterfactual | Gen_BB003 | MW | SSEN (SHEPD) | Tummel Bridge |  | 0 | 0 | 0 | 0 | 0 | 0 | 0 | 0 | 0 | 0 | 0 | 0 | 0 | 0 | 0 | 0 | 0 | 0 | 0 | 0 | 0 | 0 | 0 | 0 | 0 | 0 | 0 | 0
Counterfactual | Gen_BB003 | MW | SSEN (SHEPD) | Willowdale |  | 0 | 0 | 0 | 0 | 0 | 0 | 0 | 0 | 0 | 0 | 0 | 0 | 0 | 0 | 0 | 0 | 0 | 0 | 0 | 0 | 0 | 0 | 0 | 0 | 0 | 0 | 0 | 0
Counterfactual | Gen_BB003 | MW | SSEN (SHEPD) | Woodhill |  | 0 | 0 | 0 | 0 | 0 | 0 | 0 | 0 | 0 | 0 | 0 | 0 | 0 | 0 | 0 | 0 | 0 | 0 | 0 | 0 | 0 | 0 | 0 | 0 | 0 | 0 | 0 | 0
Counterfactual | Gen_BB003 | MW | SSEN South | Acton Lane 66kV |  | 0 | 0 | 0 | 0 | 0 | 0 | 0 | 0 | 0 | 0 | 0 | 0 | 0 | 0 | 0 | 0 | 0 | 0 | 0 | 0 | 0 | 0 | 0 | 0 | 0 | 0 | 0 | 0
Counterfactual | Gen_BB003 | MW | SSEN South | Axminster_H |  | 0 | 0 | 0 | 0 | 0 | 0 | 0 | 0 | 0 | 0 | 0 | 0 | 0 | 0 | 0 | 0 | 0 | 0 | 0 | 0 | 0 | 0 | 0 | 0 | 0 | 0 | 0 | 0
Counterfactual | Gen_BB003 | MW | SSEN South | Botley Wood |  | 0 | 0 | 0 | 0 | 0 | 0 | 0 | 0 | 0 | 0 | 0 | 0 | 0 | 0 | 0 | 0 | 0 | 0 | 0 | 0 | 0 | 0 | 0 | 0 | 0 | 0 | 0 | 0
Counterfactual | Gen_BB003 | MW | SSEN South | Bramley |  | 0 | 0 | 0 | 0 | 0 | 0 | 0 | 0 | 0 | 0 | 0 | 0 | 0 | 0 | 0 | 0 | 0 | 0 | 0 | 0 | 0 | 0 | 0 | 0 | 0 | 0 | 0 | 0
Counterfactual | Gen_BB003 | MW | SSEN South | Chickerell |  | 0 | 0 | 0 | 0 | 0 | 0 | 0 | 0 | 0 | 0 | 0 | 0 | 0 | 0 | 0 | 0 | 0 | 0 | 0 | 0 | 0 | 0 | 0 | 0 | 0 | 0 | 0 | 0
Counterfactual | Gen_BB003 | MW | SSEN South | Cowley |  | 0 | 0 | 0 | 0 | 0 | 0 | 0 | 0 | 0 | 0 | 0 | 0 | 0 | 0 | 0 | 0 | 0 | 0 | 0 | 0 | 0 | 0 | 0 | 0 | 0 | 0 | 0 | 0
Counterfactual | Gen_BB003 | MW | SSEN South | Ealing |  | 0 | 0 | 0 | 0 | 0 | 0 | 0 | 0 | 0 | 0 | 0 | 0 | 0 | 0 | 0 | 0 | 0 | 0 | 0 | 0 | 0 | 0 | 0 | 0 | 0 | 0 | 0 | 0
Counterfactual | Gen_BB003 | MW | SSEN South | East Claydon (_H) |  | 0 | 0 | 0 | 0 | 0 | 0 | 0 | 0 | 0 | 0 | 0 | 0 | 0 | 0 | 0 | 0 | 0 | 0 | 0 | 0 | 0 | 0 | 0 | 0 | 0 | 0 | 0 | 0
Counterfactual | Gen_BB003 | MW | SSEN South | Fawley |  | 0 | 0 | 0 | 0 | 0 | 0 | 0 | 0 | 0 | 0 | 0 | 0 | 0 | 0 | 0 | 0 | 0 | 0 | 0 | 0 | 0 | 0 | 0 | 0 | 0 | 0 | 0 | 0
Counterfactual | Gen_BB003 | MW | SSEN South | Fleet |  | 0 | 0 | 0 | 0 | 0 | 0 | 0 | 0 | 0 | 0 | 0 | 0 | 0 | 0 | 0 | 0 | 0 | 0 | 0 | 0 | 0 | 0 | 0 | 0 | 0 | 0 | 0 | 0
Counterfactual | Gen_BB003 | MW | SSEN South | Iver 132kV |  | 0 | 0 | 0 | 0 | 0 | 0 | 0 | 0 | 0 | 0 | 0 | 0 | 0 | 0 | 0 | 0 | 0 | 0 | 0 | 0 | 0 | 0 | 0 | 0 | 0 | 0 | 0 | 0
Counterfactual | Gen_BB003 | MW | SSEN South | Iver 66kV |  | 0 | 0 | 0 | 0 | 0 | 0 | 0 | 0 | 0 | 0 | 0 | 0 | 0 | 0 | 0 | 0 | 0 | 0 | 0 | 0 | 0 | 0 | 0 | 0 | 0 | 0 | 0 | 0
Counterfactual | Gen_BB003 | MW | SSEN South | Laleham |  | 0 | 0 | 0 | 0 | 0 | 0 | 0 | 0 | 0 | 0 | 0 | 0 | 0 | 0 | 0 | 0 | 0 | 0 | 0 | 0 | 0 | 0 | 0 | 0 | 0 | 0 | 0 | 0
Counterfactual | Gen_BB003 | MW | SSEN South | Lovedean |  | 0 | 0 | 0 | 0 | 0 | 0 | 0 | 0 | 0 | 0 | 0 | 0 | 0 | 0 | 0 | 0 | 0 | 0 | 0 | 0 | 0 | 0 | 0 | 0 | 0 | 0 | 0 | 0
Counterfactual | Gen_BB003 | MW | SSEN South | Mannington |  | 0 | 0 | 0 | 0 | 0 | 0 | 0 | 0 | 0 | 0 | 0 | 0 | 0 | 0 | 0 | 0 | 0 | 0 | 0 | 0 | 0 | 0 | 0 | 0 | 0 | 0 | 0 | 0
Counterfactual | Gen_BB003 | MW | SSEN South | Melksham |  | 0 | 0 | 0 | 0 | 0 | 0 | 0 | 0 | 0 | 0 | 0 | 0 | 0 | 0 | 0 | 0 | 0 | 0 | 0 | 0 | 0 | 0 | 0 | 0 | 0 | 0 | 0 | 0
Counterfactual | Gen_BB003 | MW | SSEN South | Minety |  | 0 | 0 | 0 | 0 | 0 | 0 | 0 | 0 | 0 | 0 | 0 | 0 | 0 | 0 | 0 | 0 | 0 | 0 | 0 | 0 | 0 | 0 | 0 | 0 | 0 | 0 | 0 | 0
Counterfactual | Gen_BB003 | MW | SSEN South | North Hyde |  | 0 | 0 | 0 | 0 | 0 | 0 | 0 | 0 | 0 | 0 | 0 | 0 | 0 | 0 | 0 | 0 | 0 | 0 | 0 | 0 | 0 | 0 | 0 | 0 | 0 | 0 | 0 | 0
Counterfactual | Gen_BB003 | MW | SSEN South | Nursling |  | 0 | 0 | 0 | 0 | 0 | 0 | 0 | 0 | 0 | 0 | 0 | 0 | 0 | 0 | 0 | 0 | 0 | 0 | 0 | 0 | 0 | 0 | 0 | 0 | 0 | 0 | 0 | 0
Counterfactual | Gen_BB003 | MW | UKPN Eastern | Amersham Main |  | 0 | 0 | 0 | 0 | 0 | 0 | 0 | 0 | 0 | 0 | 0 | 0 | 0 | 0 | 0 | 0 | 0 | 0 | 0 | 0 | 0 | 0 | 0 | 0 | 0 | 0 | 0 | 0
Counterfactual | Gen_BB003 | MW | UKPN Eastern | Braintree |  | 0 | 0 | 0 | 0 | 0 | 0 | 0 | 0 | 0 | 0 | 0 | 0 | 0 | 0 | 0 | 0 | 0 | 0 | 0 | 0 | 0 | 0 | 0 | 0 | 0 | 0 | 0 | 0
Counterfactual | Gen_BB003 | MW | UKPN Eastern | Bramford |  | 0 | 0 | 0 | 0 | 0 | 0 | 0 | 0 | 0 | 0 | 0 | 0 | 0 | 0 | 0 | 0 | 0 | 0 | 0 | 0 | 0 | 0 | 0 | 0 | 0 | 0 | 0 | 0
Counterfactual | Gen_BB003 | MW | UKPN Eastern | Brimsdown |  | 0 | 0 | 0 | 0 | 0 | 0 | 0 | 0 | 0 | 0 | 0 | 0 | 0 | 0 | 0 | 0 | 0 | 0 | 0 | 0 | 0 | 0 | 0 | 0 | 0 | 0 | 0 | 0
Counterfactual | Gen_BB003 | MW | UKPN Eastern | Burwell Main |  | 0 | 0 | 0 | 0 | 0 | 0 | 0 | 0 | 0 | 0 | 0 | 0 | 0 | 0 | 0 | 0 | 0 | 0 | 0 | 0 | 0 | 0 | 0 | 0 | 0 | 0 | 0 | 0
Counterfactual | Gen_BB003 | MW | UKPN Eastern | Clacton |  | 0 | 0 | 0 | 0 | 0 | 0 | 0 | 0 | 0 | 0 | 0 | 0 | 0 | 0 | 0 | 0 | 0 | 0 | 0 | 0 | 0 | 0 | 0 | 0 | 0 | 0 | 0 | 0
Counterfactual | Gen_BB003 | MW | UKPN Eastern | Eaton Socon |  | 0 | 0 | 0 | 0 | 0 | 0 | 0 | 0 | 0 | 0 | 0 | 0 | 0 | 0 | 0 | 0 | 0 | 0 | 0 | 0 | 0 | 0 | 0 | 0 | 0 | 0 | 0 | 0
Counterfactual | Gen_BB003 | MW | UKPN Eastern | Elstree |  | 0 | 0 | 0 | 0 | 0 | 0 | 0 | 0 | 0 | 0 | 0 | 0 | 0 | 0 | 0 | 0 | 0 | 0 | 0 | 0 | 0 | 0 | 0 | 0 | 0 | 0 | 0 | 0
Counterfactual | Gen_BB003 | MW | UKPN Eastern | Loudwater |  | 0 | 0 | 0 | 0 | 0 | 0 | 0 | 0 | 0 | 0 | 0 | 0 | 0 | 0 | 0 | 0 | 0 | 0 | 0 | 0 | 0 | 0 | 0 | 0 | 0 | 0 | 0 | 0
Counterfactual | Gen_BB003 | MW | UKPN Eastern | Mill Hill |  | 0 | 0 | 0 | 0 | 0 | 0 | 0 | 0 | 0 | 0 | 0 | 0 | 0 | 0 | 0 | 0 | 0 | 0 | 0 | 0 | 0 | 0 | 0 | 0 | 0 | 0 | 0 | 0
Counterfactual | Gen_BB003 | MW | UKPN Eastern | Norwich Main |  | 0 | 0 | 0 | 0 | 0 | 0 | 0 | 0 | 0 | 0 | 0 | 0 | 0 | 0 | 0 | 0 | 0 | 0 | 0 | 0 | 0 | 0 | 0 | 0 | 0 | 0 | 0 | 0
Counterfactual | Gen_BB003 | MW | UKPN Eastern | Pelham |  | 0 | 0 | 0 | 0 | 0 | 0 | 0 | 0 | 0 | 0 | 0 | 0 | 0 | 0 | 0 | 0 | 0 | 0 | 0 | 0 | 0 | 0 | 0 | 0 | 0 | 0 | 0 | 0
Counterfactual | Gen_BB003 | MW | UKPN Eastern | Rayleigh |  | 0 | 0 | 0 | 0 | 0 | 0 | 0 | 0 | 0 | 0 | 0 | 0 | 0 | 0 | 0 | 0 | 0 | 0 | 0 | 0 | 0 | 0 | 0 | 0 | 0 | 0 | 0 | 0
Counterfactual | Gen_BB003 | MW | UKPN Eastern | Rye House |  | 0 | 0 | 0 | 0 | 0 | 0 | 0 | 0 | 0 | 0 | 0 | 0 | 0 | 0 | 0 | 0 | 0 | 0 | 0 | 0 | 0 | 0 | 0 | 0 | 0 | 0 | 0 | 0
Counterfactual | Gen_BB003 | MW | UKPN Eastern | Sheringham Shoal |  | 0 | 0 | 0 | 0 | 0 | 0 | 0 | 0 | 0 | 0 | 0 | 0 | 0 | 0 | 0 | 0 | 0 | 0 | 0 | 0 | 0 | 0 | 0 | 0 | 0 | 0 | 0 | 0
Counterfactual | Gen_BB003 | MW | UKPN Eastern | Sundon |  | 0 | 0 | 0 | 0 | 0 | 0 | 0 | 0 | 0 | 0 | 0 | 0 | 0 | 0 | 0 | 0 | 0 | 0 | 0 | 0 | 0 | 0 | 0 | 0 | 0 | 0 | 0 | 0
Counterfactual | Gen_BB003 | MW | UKPN Eastern | Tilbury |  | 0 | 0 | 0 | 0 | 0 | 0 | 0 | 0 | 0 | 0 | 0 | 0 | 0 | 0 | 0 | 0 | 0 | 0 | 0 | 0 | 0 | 0 | 0 | 0 | 0 | 0 | 0 | 0
Counterfactual | Gen_BB003 | MW | UKPN Eastern | Tottenham |  | 0 | 0 | 0 | 0 | 0 | 0 | 0 | 0 | 0 | 0 | 0 | 0 | 0 | 0 | 0 | 0 | 0 | 0 | 0 | 0 | 0 | 0 | 0 | 0 | 0 | 0 | 0 | 0
Counterfactual | Gen_BB003 | MW | UKPN Eastern | Walpole (_A) |  | 0 | 0 | 0 | 0 | 0 | 0 | 0 | 0 | 0 | 0 | 0 | 0 | 0 | 0 | 0 | 0 | 0 | 0 | 0 | 0 | 0 | 0 | 0 | 0 | 0 | 0 | 0 | 0
Counterfactual | Gen_BB003 | MW | UKPN Eastern | Warley |  | 0 | 0 | 0 | 0 | 0 | 0 | 0 | 0 | 0 | 0 | 0 | 0 | 0 | 0 | 0 | 0 | 0 | 0 | 0 | 0 | 0 | 0 | 0 | 0 | 0 | 0 | 0 | 0
Counterfactual | Gen_BB003 | MW | UKPN Eastern | Watford South |  | 0 | 0 | 0 | 0 | 0 | 0 | 0 | 0 | 0 | 0 | 0 | 0 | 0 | 0 | 0 | 0 | 0 | 0 | 0 | 0 | 0 | 0 | 0 | 0 | 0 | 0 | 0 | 0
Counterfactual | Gen_BB003 | MW | UKPN Eastern | West Thurrock |  | 0 | 0 | 0 | 0 | 0 | 0 | 0 | 0 | 0 | 0 | 0 | 0 | 0 | 0 | 0 | 0 | 0 | 0 | 0 | 0 | 0 | 0 | 0 | 0 | 0 | 0 | 0 | 0
Counterfactual | Gen_BB003 | MW | UKPN Eastern | Wymondley |  | 0 | 0 | 0 | 0 | 0 | 0 | 0 | 0 | 0 | 0 | 0 | 0 | 0 | 0 | 0 | 0 | 0 | 0 | 0 | 0 | 0 | 0 | 0 | 0 | 0 | 0 | 0 | 0
Counterfactual | Gen_BB003 | MW | UKPN London | Acton Lane 22kV |  | 0 | 0 | 0 | 0 | 0 | 0 | 0 | 0 | 0 | 0 | 0 | 0 | 0 | 0 | 0 | 0 | 0 | 0 | 0 | 0 | 0 | 0 | 0 | 0 | 0 | 0 | 0 | 0
Counterfactual | Gen_BB003 | MW | UKPN London | Barking |  | 0 | 0 | 0 | 0 | 0 | 0 | 0 | 0 | 0 | 0 | 0 | 0 | 0 | 0 | 0 | 0 | 0 | 0 | 0 | 0 | 0 | 0 | 0 | 0 | 0 | 0 | 0 | 0
Counterfactual | Gen_BB003 | MW | UKPN London | Barking West |  | 0 | 0 | 0 | 0 | 0 | 0 | 0 | 0 | 0 | 0 | 0 | 0 | 0 | 0 | 0 | 0 | 0 | 0 | 0 | 0 | 0 | 0 | 0 | 0 | 0 | 0 | 0 | 0
Counterfactual | Gen_BB003 | MW | UKPN London | Beddington (_C) |  | 0 | 0 | 0 | 0 | 0 | 0 | 0 | 0 | 0 | 0 | 0 | 0 | 0 | 0 | 0 | 0 | 0 | 0 | 0 | 0 | 0 | 0 | 0 | 0 | 0 | 0 | 0 | 0
Counterfactual | Gen_BB003 | MW | UKPN London | Canal Bank |  | 0 | 0 | 0 | 0 | 0 | 0 | 0 | 0 | 0 | 0 | 0 | 0 | 0 | 0 | 0 | 0 | 0 | 0 | 0 | 0 | 0 | 0 | 0 | 0 | 0 | 0 | 0 | 0
Counterfactual | Gen_BB003 | MW | UKPN London | City Road |  | 0 | 0 | 0 | 0 | 0 | 0 | 0 | 0 | 0 | 0 | 0 | 0 | 0 | 0 | 0 | 0 | 0 | 0 | 0 | 0 | 0 | 0 | 0 | 0 | 0 | 0 | 0 | 0
Counterfactual | Gen_BB003 | MW | UKPN London | Greenford |  | 0 | 0 | 0 | 0 | 0 | 0 | 0 | 0 | 0 | 0 | 0 | 0 | 0 | 0 | 0 | 0 | 0 | 0 | 0 | 0 | 0 | 0 | 0 | 0 | 0 | 0 | 0 | 0
Counterfactual | Gen_BB003 | MW | UKPN London | Hackney 132kV |  | 0 | 0 | 0 | 0 | 0 | 0 | 0 | 0 | 0 | 0 | 0 | 0 | 0 | 0 | 0 | 0 | 0 | 0 | 0 | 0 | 0 | 0 | 0 | 0 | 0 | 0 | 0 | 0
Counterfactual | Gen_BB003 | MW | UKPN London | Hackney 66kV |  | 0 | 0 | 0 | 0 | 0 | 0 | 0 | 0 | 0 | 0 | 0 | 0 | 0 | 0 | 0 | 0 | 0 | 0 | 0 | 0 | 0 | 0 | 0 | 0 | 0 | 0 | 0 | 0
Counterfactual | Gen_BB003 | MW | UKPN London | Hurst |  | 0 | 0 | 0 | 0 | 0 | 0 | 0 | 0 | 0 | 0 | 0 | 0 | 0 | 0 | 0 | 0 | 0 | 0 | 0 | 0 | 0 | 0 | 0 | 0 | 0 | 0 | 0 | 0
Counterfactual | Gen_BB003 | MW | UKPN London | Islington |  | 0 | 0 | 0 | 0 | 0 | 0 | 0 | 0 | 0 | 0 | 0 | 0 | 0 | 0 | 0 | 0 | 0 | 0 | 0 | 0 | 0 | 0 | 0 | 0 | 0 | 0 | 0 | 0
Counterfactual | Gen_BB003 | MW | UKPN London | Littlebrook (_C) |  | 0 | 0 | 0 | 0 | 0 | 0 | 0 | 0 | 0 | 0 | 0 | 0 | 0 | 0 | 0 | 0 | 0 | 0 | 0 | 0 | 0 | 0 | 0 | 0 | 0 | 0 | 0 | 0
Counterfactual | Gen_BB003 | MW | UKPN London | Lodge Road |  | 0 | 0 | 0 | 0 | 0 | 0 | 0 | 0 | 0 | 0 | 0 | 0 | 0 | 0 | 0 | 0 | 0 | 0 | 0 | 0 | 0 | 0 | 0 | 0 | 0 | 0 | 0 | 0
Counterfactual | Gen_BB003 | MW | UKPN London | New Cross |  | 0 | 0 | 0 | 0 | 0 | 0 | 0 | 0 | 0 | 0 | 0 | 0 | 0 | 0 | 0 | 0 | 0 | 0 | 0 | 0 | 0 | 0 | 0 | 0 | 0 | 0 | 0 | 0
Counterfactual | Gen_BB003 | MW | UKPN London | Perivale |  | 0 | 0 | 0 | 0 | 0 | 0 | 0 | 0 | 0 | 0 | 0 | 0 | 0 | 0 | 0 | 0 | 0 | 0 | 0 | 0 | 0 | 0 | 0 | 0 | 0 | 0 | 0 | 0
Counterfactual | Gen_BB003 | MW | UKPN London | Redbridge |  | 0 | 0 | 0 | 0 | 0 | 0 | 0 | 0 | 0 | 0 | 0 | 0 | 0 | 0 | 0 | 0 | 0 | 0 | 0 | 0 | 0 | 0 | 0 | 0 | 0 | 0 | 0 | 0
Counterfactual | Gen_BB003 | MW | UKPN London | St John's Wood |  | 0 | 0 | 0 | 0 | 0 | 0 | 0 | 0 | 0 | 0 | 0 | 0 | 0 | 0 | 0 | 0 | 0 | 0 | 0 | 0 | 0 | 0 | 0 | 0 | 0 | 0 | 0 | 0
Counterfactual | Gen_BB003 | MW | UKPN London | Wesley Avenue (Willesden) |  | 0 | 0 | 0 | 0 | 0 | 0 | 0 | 0 | 0 | 0 | 0 | 0 | 0 | 0 | 0 | 0 | 0 | 0 | 0 | 0 | 0 | 0 | 0 | 0 | 0 | 0 | 0 | 0
Counterfactual | Gen_BB003 | MW | UKPN London | West Ham |  | 0 | 0 | 0 | 0 | 0 | 0 | 0 | 0 | 0 | 0 | 0 | 0 | 0 | 0 | 0 | 0 | 0 | 0 | 0 | 0 | 0 | 0 | 0 | 0 | 0 | 0 | 0 | 0
Counterfactual | Gen_BB003 | MW | UKPN London | Willesden 132kV |  | 0 | 0 | 0 | 0 | 0 | 0 | 0 | 0 | 0 | 0 | 0 | 0 | 0 | 0 | 0 | 0 | 0 | 0 | 0 | 0 | 0 | 0 | 0 | 0 | 0 | 0 | 0 | 0
Counterfactual | Gen_BB003 | MW | UKPN London | Willesden 66kV |  | 0 | 0 | 0 | 0 | 0 | 0 | 0 | 0 | 0 | 0 | 0 | 0 | 0 | 0 | 0 | 0 | 0 | 0 | 0 | 0 | 0 | 0 | 0 | 0 | 0 | 0 | 0 | 0
Counterfactual | Gen_BB003 | MW | UKPN London | Wimbledon North |  | 0 | 0 | 0 | 0 | 0 | 0 | 0 | 0 | 0 | 0 | 0 | 0 | 0 | 0 | 0 | 0 | 0 | 0 | 0 | 0 | 0 | 0 | 0 | 0 | 0 | 0 | 0 | 0
Counterfactual | Gen_BB003 | MW | UKPN London | Wimbledon South |  | 0 | 0 | 0 | 0 | 0 | 0 | 0 | 0 | 0 | 0 | 0 | 0 | 0 | 0 | 0 | 0 | 0 | 0 | 0 | 0 | 0 | 0 | 0 | 0 | 0 | 0 | 0 | 0
Counterfactual | Gen_BB003 | MW | UKPN South East | Beddington (_J) |  | 0 | 0 | 0 | 0 | 0 | 0 | 0 | 0 | 0 | 0 | 0 | 0 | 0 | 0 | 0 | 0 | 0 | 0 | 0 | 0 | 0 | 0 | 0 | 0 | 0 | 0 | 0 | 0
Counterfactual | Gen_BB003 | MW | UKPN South East | Bolney |  | 0 | 0 | 0 | 0 | 0 | 0 | 0 | 0 | 0 | 0 | 0 | 0 | 0 | 0 | 0 | 0 | 0 | 0 | 0 | 0 | 0 | 0 | 0 | 0 | 0 | 0 | 0 | 0
Counterfactual | Gen_BB003 | MW | UKPN South East | Canterbury |  | 0 | 0 | 0 | 0 | 0 | 0 | 0 | 0 | 0 | 0 | 0 | 0 | 0 | 0 | 0 | 0 | 0 | 0 | 0 | 0 | 0 | 0 | 0 | 0 | 0 | 0 | 0 | 0
Counterfactual | Gen_BB003 | MW | UKPN South East | Chessington |  | 0 | 0 | 0 | 0 | 0 | 0 | 0 | 0 | 0 | 0 | 0 | 0 | 0 | 0 | 0 | 0 | 0 | 0 | 0 | 0 | 0 | 0 | 0 | 0 | 0 | 0 | 0 | 0
Counterfactual | Gen_BB003 | MW | UKPN South East | Kemsley |  | 0 | 0 | 0 | 0 | 0 | 0 | 0 | 0 | 0 | 0 | 0 | 0 | 0 | 0 | 0 | 0 | 0 | 0 | 0 | 0 | 0 | 0 | 0 | 0 | 0 | 0 | 0 | 0
Counterfactual | Gen_BB003 | MW | UKPN South East | Kingsnorth |  | 0 | 0 | 0 | 0 | 0 | 0 | 0 | 0 | 0 | 0 | 0 | 0 | 0 | 0 | 0 | 0 | 0 | 0 | 0 | 0 | 0 | 0 | 0 | 0 | 0 | 0 | 0 | 0
Counterfactual | Gen_BB003 | MW | UKPN South East | Littlebrook (_J) |  | 0 | 0 | 0 | 0 | 0 | 0 | 0 | 0 | 0 | 0 | 0 | 0 | 0 | 0 | 0 | 0 | 0 | 0 | 0 | 0 | 0 | 0 | 0 | 0 | 0 | 0 | 0 | 0
Counterfactual | Gen_BB003 | MW | UKPN South East | Ninfield |  | 0 | 0 | 0 | 0 | 0 | 0 | 0 | 0 | 0 | 0 | 0 | 0 | 0 | 0 | 0 | 0 | 0 | 0 | 0 | 0 | 0 | 0 | 0 | 0 | 0 | 0 | 0 | 0
Counterfactual | Gen_BB003 | MW | UKPN South East | Northfleet East |  | 0 | 0 | 0 | 0 | 0 | 0 | 0 | 0 | 0 | 0 | 0 | 0 | 0 | 0 | 0 | 0 | 0 | 0 | 0 | 0 | 0 | 0 | 0 | 0 | 0 | 0 | 0 | 0
Counterfactual | Gen_BB003 | MW | UKPN South East | Richborough |  | 0 | 0 | 0 | 0 | 0 | 0 | 0 | 0 | 0 | 0 | 0 | 0 | 0 | 0 | 0 | 0 | 0 | 0 | 0 | 0 | 0 | 0 | 0 | 0 | 0 | 0 | 0 | 0
Counterfactual | Gen_BB003 | MW | UKPN South East | Sellindge |  | 0 | 0 | 0 | 0 | 0 | 0 | 0 | 0 | 0 | 0 | 0 | 0 | 0 | 0 | 0 | 0 | 0 | 0 | 0 | 0 | 0 | 0 | 0 | 0 | 0 | 0 | 0 | 0
Counterfactual | Gen_BB003 | MW | UKPN South East | West Weybridge |  | 0 | 0 | 0 | 0 | 0 | 0 | 0 | 0 | 0 | 0 | 0 | 0 | 0 | 0 | 0 | 0 | 0 | 0 | 0 | 0 | 0 | 0 | 0 | 0 | 0 | 0 | 0 | 0
Counterfactual | Gen_BB004 | MW | Electricity North West | Bredbury | 0 | 12.577 | 11.953 | 11.342 | 10.69 | 10.063 | 9.462 | 8.651 | 7.901 | 7.131 | 6.431 | 5.794 | 5.073 | 4.439 | 3.881 | 3.392 | 2.963 | 2.587 | 2.258 | 1.971 | 1.719 | 1.508 | 1.337 | 1.199 | 1.087 | 0.996 | 0.923 | 0.864 | 0.817
Counterfactual | Gen_BB004 | MW | Electricity North West | Harker | 0 | 17.323 | 16.494 | 15.697 | 14.845 | 14.024 | 13.237 | 12.176 | 11.197 | 10.194 | 9.286 | 8.467 | 7.544 | 6.737 | 6.032 | 5.418 | 4.885 | 4.422 | 4.024 | 3.683 | 3.391 | 3.154 | 2.973 | 2.836 | 2.735 | 2.664 | 2.618 | 2.594 | 2.588
Counterfactual | Gen_BB004 | MW | Electricity North West | Heysham (NGET) | 0 | 5.351 | 5.091 | 4.84 | 4.571 | 4.313 | 4.065 | 3.73 | 3.422 | 3.105 | 2.818 | 2.558 | 2.265 | 2.008 | 1.783 | 1.586 | 1.415 | 1.265 | 1.136 | 1.024 | 0.927 | 0.848 | 0.786 | 0.737 | 0.7 | 0.671 | 0.651 | 0.637 | 0.628
Counterfactual | Gen_BB004 | MW | Electricity North West | Hutton | 0 | 0.067 | 0.067 | 0.067 | 0.067 | 0.068 | 0.068 | 0.068 | 0.069 | 0.07 | 0.071 | 0.072 | 0.074 | 0.077 | 0.079 | 0.081 | 0.084 | 0.086 | 0.089 | 0.093 | 0.096 | 0.099 | 0.103 | 0.107 | 0.111 | 0.115 | 0.119 | 0.123 | 0.128
Counterfactual | Gen_BB004 | MW | Electricity North West | Kearsley 132kV | 0 | 10.805 | 10.275 | 9.757 | 9.206 | 8.674 | 8.165 | 7.478 | 6.844 | 6.192 | 5.6 | 5.064 | 4.456 | 3.923 | 3.455 | 3.046 | 2.687 | 2.374 | 2.101 | 1.863 | 1.657 | 1.485 | 1.348 | 1.239 | 1.152 | 1.083 | 1.03 | 0.989 | 0.959
Counterfactual | Gen_BB004 | MW | Electricity North West | Kearsley 33kV | 0 | 7.522 | 7.149 | 6.783 | 6.393 | 6.018 | 5.658 | 5.172 | 4.723 | 4.262 | 3.843 | 3.462 | 3.03 | 2.65 | 2.316 | 2.023 | 1.766 | 1.541 | 1.344 | 1.172 | 1.021 | 0.894 | 0.792 | 0.709 | 0.642 | 0.587 | 0.542 | 0.507 | 0.478
Counterfactual | Gen_BB004 | MW | Electricity North West | Kirkby (_G) | 0 | 0.068 | 0.067 | 0.067 | 0.068 | 0.068 | 0.068 | 0.069 | 0.069 | 0.07 | 0.071 | 0.072 | 0.075 | 0.077 | 0.079 | 0.082 | 0.084 | 0.087 | 0.09 | 0.093 | 0.096 | 0.1 | 0.103 | 0.107 | 0.111 | 0.115 | 0.119 | 0.124 | 0.129
Counterfactual | Gen_BB004 | MW | Electricity North West | Macclesfield | 0 | 5.033 | 4.789 | 4.553 | 4.301 | 4.059 | 3.826 | 3.512 | 3.223 | 2.925 | 2.656 | 2.412 | 2.137 | 1.896 | 1.685 | 1.501 | 1.341 | 1.201 | 1.08 | 0.975 | 0.885 | 0.811 | 0.753 | 0.708 | 0.673 | 0.648 | 0.629 | 0.616 | 0.609
Counterfactual | Gen_BB004 | MW | Electricity North West | Padiham | 0 | 5.635 | 5.359 | 5.089 | 4.802 | 4.525 | 4.259 | 3.901 | 3.57 | 3.231 | 2.922 | 2.643 | 2.326 | 2.048 | 1.805 | 1.591 | 1.404 | 1.241 | 1.099 | 0.975 | 0.868 | 0.779 | 0.707 | 0.65 | 0.605 | 0.57 | 0.542 | 0.521 | 0.506
Counterfactual | Gen_BB004 | MW | Electricity North West | Penwortham East | 0 | 0.094 | 0.093 | 0.094 | 0.095 | 0.095 | 0.095 | 0.096 | 0.097 | 0.098 | 0.099 | 0.101 | 0.104 | 0.107 | 0.111 | 0.114 | 0.118 | 0.121 | 0.125 | 0.13 | 0.134 | 0.139 | 0.144 | 0.15 | 0.155 | 0.161 | 0.167 | 0.173 | 0.18
Counterfactual | Gen_BB004 | MW | Electricity North West | Penwortham West | 0 | 27.393 | 26.037 | 24.712 | 23.299 | 21.938 | 20.634 | 18.874 | 17.248 | 15.578 | 14.059 | 12.681 | 11.118 | 9.745 | 8.539 | 7.481 | 6.553 | 5.742 | 5.032 | 4.412 | 3.871 | 3.418 | 3.054 | 2.759 | 2.522 | 2.331 | 2.178 | 2.056 | 1.961
Counterfactual | Gen_BB004 | MW | Electricity North West | Rochdale | 0 | 3.106 | 2.957 | 2.813 | 2.659 | 2.511 | 2.369 | 2.178 | 2.001 | 1.82 | 1.656 | 1.508 | 1.341 | 1.195 | 1.068 | 0.956 | 0.859 | 0.775 | 0.703 | 0.641 | 0.587 | 0.544 | 0.51 | 0.484 | 0.465 | 0.451 | 0.442 | 0.437 | 0.434
Counterfactual | Gen_BB004 | MW | Electricity North West | South Manchester | 0 | 2.173 | 2.067 | 1.965 | 1.857 | 1.752 | 1.651 | 1.516 | 1.39 | 1.262 | 1.146 | 1.04 | 0.922 | 0.817 | 0.726 | 0.647 | 0.577 | 0.517 | 0.464 | 0.419 | 0.38 | 0.348 | 0.323 | 0.303 | 0.288 | 0.277 | 0.269 | 0.263 | 0.26
Counterfactual | Gen_BB004 | MW | Electricity North West | Stalybridge | 0 | 1.057 | 1.007 | 0.96 | 0.909 | 0.86 | 0.812 | 0.749 | 0.69 | 0.63 | 0.576 | 0.527 | 0.473 | 0.425 | 0.383 | 0.347 | 0.316 | 0.289 | 0.265 | 0.246 | 0.229 | 0.216 | 0.206 | 0.199 | 0.194 | 0.191 | 0.189 | 0.189 | 0.19
Counterfactual | Gen_BB004 | MW | Electricity North West | Stanah | 0 | 0.093 | 0.092 | 0.093 | 0.094 | 0.094 | 0.094 | 0.095 | 0.096 | 0.097 | 0.098 | 0.1 | 0.103 | 0.106 | 0.11 | 0.113 | 0.116 | 0.12 | 0.124 | 0.128 | 0.133 | 0.138 | 0.143 | 0.148 | 0.153 | 0.159 | 0.165 | 0.171 | 0.178
Counterfactual | Gen_BB004 | MW | Electricity North West | Washway Farm | 0 | 2.571 | 2.444 | 2.319 | 2.185 | 2.057 | 1.934 | 1.768 | 1.615 | 1.457 | 1.314 | 1.183 | 1.036 | 0.906 | 0.792 | 0.692 | 0.604 | 0.527 | 0.459 | 0.401 | 0.349 | 0.306 | 0.271 | 0.242 | 0.219 | 0.201 | 0.185 | 0.173 | 0.163
Counterfactual | Gen_BB004 | MW | Electricity North West | Whitegate | 0 | 3.775 | 3.596 | 3.424 | 3.24 | 3.063 | 2.894 | 2.665 | 2.454 | 2.238 | 2.043 | 1.867 | 1.669 | 1.496 | 1.345 | 1.214 | 1.1 | 1.002 | 0.918 | 0.846 | 0.785 | 0.736 | 0.699 | 0.671 | 0.652 | 0.639 | 0.631 | 0.628 | 0.63
Counterfactual | Gen_BB004 | MW | IDNO - Refer to Comment Field | Tynemouth 2 | 0 | 0.036 | 0.036 | 0.036 | 0.036 | 0.036 | 0.036 | 0.037 | 0.037 | 0.037 | 0.038 | 0.039 | 0.04 | 0.041 | 0.042 | 0.043 | 0.045 | 0.046 | 0.048 | 0.049 | 0.051 | 0.053 | 0.055 | 0.057 | 0.059 | 0.061 | 0.064 | 0.066 | 0.069 | Note: TYNE2 is operated by an IDNO allocated to GSP Group/licence area F
Counterfactual | Gen_BB004 | MW | NGED East Midlands | Berkswell | 0 | 1.095 | 1.043 | 0.994 | 0.941 | 0.89 | 0.842 | 0.776 | 0.715 | 0.653 | 0.597 | 0.547 | 0.49 | 0.441 | 0.398 | 0.361 | 0.328 | 0.3 | 0.276 | 0.256 | 0.239 | 0.225 | 0.215 | 0.208 | 0.203 | 0.2 | 0.198 | 0.198 | 0.199
Counterfactual | Gen_BB004 | MW | NGED East Midlands | Bicker Fen | 0 | 2.794 | 2.635 | 2.586 | 2.532 | 2.479 | 2.431 | 2.358 | 2.227 | 1.991 | 1.542 | 1.035 | 0.963 | 0.902 | 0.85 | 0.806 | 0.77 | 0.741 | 0.718 | 0.701 | 0.689 | 0.682 | 0.681 | 0.684 | 0.692 | 0.702 | 0.716 | 0.732 | 0.751
Counterfactual | Gen_BB004 | MW | NGED East Midlands | Chesterfield | 0 | 43.708 | 41.672 | 39.685 | 37.563 | 35.51 | 33.542 | 30.882 | 28.426 | 25.902 | 23.611 | 21.531 | 19.178 | 17.112 | 15.301 | 13.713 | 12.326 | 11.114 | 10.059 | 9.142 | 8.346 | 7.684 | 7.157 | 6.739 | 6.408 | 6.149 | 5.948 | 5.797 | 5.688
Counterfactual | Gen_BB004 | MW | NGED East Midlands | Coventry | 0 | 17.03 | 16.137 | 15.615 | 15.053 | 14.506 | 13.985 | 13.259 | 12.361 | 11.088 | 9.109 | 6.959 | 6.265 | 5.657 | 5.124 | 4.659 | 4.253 | 3.899 | 3.593 | 3.328 | 3.099 | 2.91 | 2.762 | 2.646 | 2.557 | 2.49 | 2.44 | 2.405 | 2.384
Counterfactual | Gen_BB004 | MW | NGED East Midlands | Drakelow | 0 | 24.999 | 23.868 | 22.777 | 21.612 | 20.476 | 19.388 | 17.918 | 16.548 | 15.12 | 13.776 | 12.536 | 11.232 | 10.086 | 9.08 | 8.199 | 7.428 | 6.754 | 6.166 | 5.653 | 5.207 | 4.835 | 4.537 | 4.298 | 4.108 | 3.957 | 3.837 | 3.745 | 3.676
Counterfactual | Gen_BB004 | MW | NGED East Midlands | East Claydon (_B) | 0 | 11.134 | 11.252 | 11.427 | 11.601 | 11.784 | 11.978 | 12.131 | 12.271 | 12.354 | 12.357 | 12.334 | 12.501 | 12.69 | 12.812 | 12.945 | 13.091 | 13.251 | 13.423 | 13.51 | 13.505 | 13.507 | 13.516 | 13.53 | 13.548 | 13.57 | 13.594 | 13.621 | 13.65
Counterfactual | Gen_BB004 | MW | NGED East Midlands | Enderby | 0 | 2.042 | 1.945 | 1.853 | 1.754 | 1.658 | 1.567 | 1.443 | 1.329 | 1.213 | 1.107 | 1.012 | 0.906 | 0.812 | 0.731 | 0.66 | 0.599 | 0.546 | 0.501 | 0.462 | 0.429 | 0.403 | 0.383 | 0.369 | 0.358 | 0.352 | 0.348 | 0.347 | 0.347
Counterfactual | Gen_BB004 | MW | NGED East Midlands | Grendon | 0 | 34.568 | 34.669 | 34.781 | 34.877 | 34.979 | 35.088 | 35.068 | 34.635 | 33.902 | 32.414 | 30.592 | 29.341 | 29.236 | 27.311 | 24.665 | 23.785 | 23.713 | 23.549 | 23.53 | 22.696 | 21.73 | 21.714 | 21.71 | 21.716 | 21.728 | 21.748 | 21.773 | 21.839
Counterfactual | Gen_BB004 | MW | NGED East Midlands | Ratcliffe | 0 | 2.699 | 2.638 | 2.577 | 2.51 | 2.437 | 2.368 | 2.274 | 2.187 | 2.099 | 2.02 | 1.95 | 1.871 | 1.803 | 1.744 | 1.694 | 1.651 | 1.614 | 1.584 | 1.558 | 1.538 | 1.523 | 1.513 | 1.507 | 1.505 | 1.506 | 1.509 | 1.515 | 1.522
Counterfactual | Gen_BB004 | MW | NGED East Midlands | Staythorpe | 0 | 2.619 | 2.408 | 2.455 | 2.503 | 2.55 | 2.597 | 2.644 | 2.524 | 2.148 | 1.216 | 0.115 | 0.118 | 0.122 | 0.126 | 0.129 | 0.133 | 0.138 | 0.142 | 0.147 | 0.152 | 0.158 | 0.164 | 0.17 | 0.176 | 0.182 | 0.189 | 0.196 | 0.204
Counterfactual | Gen_BB004 | MW | NGED East Midlands | Stoke Bardolph | 0 | 40.321 | 40.136 | 40.301 | 40.466 | 40.631 | 40.795 | 40.961 | 40.053 | 38.356 | 34.378 | 29.612 | 27.512 | 27.62 | 24.105 | 19.175 | 17.683 | 17.75 | 17.603 | 17.714 | 16.198 | 14.394 | 14.436 | 14.479 | 14.523 | 14.567 | 14.612 | 14.657 | 14.774
Counterfactual | Gen_BB004 | MW | NGED East Midlands | Walpole (_B) | 0 | 31.372 | 31.299 | 31.415 | 31.53 | 31.645 | 31.761 | 31.876 | 31.193 | 29.971 | 27.124 | 23.707 | 22.028 | 22.115 | 19.304 | 15.36 | 14.168 | 14.222 | 14.105 | 14.195 | 12.982 | 11.54 | 11.575 | 11.61 | 11.646 | 11.683 | 11.719 | 11.757 | 11.851
Counterfactual | Gen_BB004 | MW | NGED East Midlands | West Burton | 0 | 1.283 | 1.201 | 1.209 | 1.216 | 1.223 | 1.23 | 1.235 | 1.185 | 1.051 | 0.733 | 0.361 | 0.358 | 0.357 | 0.357 | 0.359 | 0.362 | 0.366 | 0.372 | 0.379 | 0.388 | 0.397 | 0.408 | 0.42 | 0.434 | 0.448 | 0.463 | 0.479 | 0.496
Counterfactual | Gen_BB004 | MW | NGED East Midlands | Willington | 0 | 8.479 | 8.066 | 7.665 | 7.238 | 6.826 | 6.431 | 5.898 | 5.406 | 4.902 | 4.444 | 4.03 | 3.561 | 3.151 | 2.791 | 2.476 | 2.201 | 1.962 | 1.754 | 1.574 | 1.418 | 1.29 | 1.188 | 1.109 | 1.047 | 0.999 | 0.964 | 0.939 | 0.922
Counterfactual | Gen_BB004 | MW | NGED South Wales | Aberthaw | 0 | 0.201 | 0.196 | 0.194 | 0.191 | 0.189 | 0.186 | 0.183 | 0.181 | 0.178 | 0.177 | 0.177 | 0.177 | 0.179 | 0.181 | 0.183 | 0.187 | 0.19 | 0.194 | 0.199 | 0.205 | 0.211 | 0.217 | 0.224 | 0.232 | 0.24 | 0.248 | 0.257 | 0.267
Counterfactual | Gen_BB004 | MW | NGED South Wales | Cardiff East | 0 | 5.618 | 5.339 | 5.066 | 4.775 | 4.494 | 4.226 | 3.863 | 3.528 | 3.184 | 2.87 | 2.586 | 2.263 | 1.98 | 1.73 | 1.512 | 1.32 | 1.152 | 1.004 | 0.876 | 0.763 | 0.668 | 0.592 | 0.53 | 0.48 | 0.439 | 0.406 | 0.379 | 0.358
Counterfactual | Gen_BB004 | MW | NGED South Wales | Grange | 0 | 12.52 | 12.953 | 13.399 | 13.859 | 14.332 | 14.82 | 15.323 | 15.841 | 16.374 | 16.924 | 17.491 | 18.075 | 18.677 | 19.111 | 19.554 | 20.005 | 20.465 | 20.934 | 21.204 | 21.263 | 21.321 | 21.378 | 21.435 | 21.49 | 21.544 | 21.597 | 21.649 | 21.701
Counterfactual | Gen_BB004 | MW | NGED South Wales | Pembroke | 0 | 1.186 | 1.131 | 1.078 | 1.022 | 0.968 | 0.915 | 0.845 | 0.78 | 0.713 | 0.653 | 0.599 | 0.538 | 0.484 | 0.438 | 0.397 | 0.362 | 0.331 | 0.305 | 0.282 | 0.263 | 0.248 | 0.236 | 0.227 | 0.22 | 0.216 | 0.213 | 0.212 | 0.212
Counterfactual | Gen_BB004 | MW | NGED South Wales | Pyle | 0 | 1.267 | 1.207 | 1.15 | 1.089 | 1.03 | 0.973 | 0.897 | 0.827 | 0.754 | 0.689 | 0.631 | 0.565 | 0.508 | 0.458 | 0.414 | 0.376 | 0.344 | 0.316 | 0.292 | 0.272 | 0.256 | 0.244 | 0.236 | 0.23 | 0.226 | 0.224 | 0.223 | 0.224
Counterfactual | Gen_BB004 | MW | NGED South Wales | Rassau | 0 | 2.764 | 2.637 | 2.517 | 2.389 | 2.265 | 2.147 | 1.987 | 1.84 | 1.689 | 1.554 | 1.433 | 1.298 | 1.18 | 1.078 | 0.99 | 0.915 | 0.85 | 0.796 | 0.751 | 0.714 | 0.685 | 0.665 | 0.652 | 0.645 | 0.643 | 0.645 | 0.651 | 0.659
Counterfactual | Gen_BB004 | MW | NGED South Wales | Swansea North | 0 | 5.564 | 5.315 | 5.179 | 5.031 | 4.89 | 4.755 | 4.566 | 4.308 | 3.934 | 3.325 | 2.655 | 2.431 | 2.282 | 2.07 | 1.844 | 1.713 | 1.633 | 1.562 | 1.509 | 1.429 | 1.354 | 1.333 | 1.322 | 1.318 | 1.322 | 1.331 | 1.345 | 1.365
Counterfactual | Gen_BB004 | MW | NGED South Wales | Upper Boat 132kV | 0 | 15.419 | 14.654 | 13.906 | 13.108 | 12.34 | 11.604 | 10.611 | 9.693 | 8.75 | 7.892 | 7.114 | 6.231 | 5.454 | 4.772 | 4.174 | 3.649 | 3.189 | 2.787 | 2.436 | 2.129 | 1.871 | 1.663 | 1.495 | 1.359 | 1.248 | 1.159 | 1.088 | 1.032
Counterfactual | Gen_BB004 | MW | NGED South Wales | Uskmouth | 0 | 1.52 | 1.453 | 1.39 | 1.323 | 1.259 | 1.197 | 1.113 | 1.036 | 0.958 | 0.888 | 0.826 | 0.757 | 0.697 | 0.646 | 0.603 | 0.565 | 0.534 | 0.509 | 0.488 | 0.472 | 0.46 | 0.453 | 0.45 | 0.451 | 0.454 | 0.459 | 0.467 | 0.476
Counterfactual | Gen_BB004 | MW | NGED South West | Abham | 0 | 45.114 | 43.012 | 40.949 | 38.747 | 36.611 | 34.562 | 31.799 | 29.247 | 26.624 | 24.241 | 22.077 | 19.625 | 17.47 | 15.577 | 13.917 | 12.462 | 11.189 | 10.076 | 9.104 | 8.257 | 7.547 | 6.976 | 6.516 | 6.145 | 5.847 | 5.609 | 5.42 | 5.273
Counterfactual | Gen_BB004 | MW | NGED South West | Alverdiscott | 0 | 3.353 | 3.162 | 3.062 | 2.953 | 2.849 | 2.75 | 2.611 | 2.428 | 2.157 | 1.713 | 1.227 | 1.092 | 0.975 | 0.872 | 0.782 | 0.704 | 0.637 | 0.579 | 0.529 | 0.486 | 0.451 | 0.424 | 0.404 | 0.389 | 0.379 | 0.372 | 0.368 | 0.366
Counterfactual | Gen_BB004 | MW | NGED South West | Axminster | 0 | 1.42 | 1.379 | 1.372 | 1.364 | 1.356 | 1.349 | 1.337 | 1.294 | 1.215 | 1.051 | 0.861 | 0.819 | 0.812 | 0.753 | 0.674 | 0.649 | 0.65 | 0.651 | 0.656 | 0.639 | 0.618 | 0.627 | 0.638 | 0.65 | 0.664 | 0.678 | 0.694 | 0.711
Counterfactual | Gen_BB004 | MW | NGED South West | Bridgewater | 0 | 12.686 | 12.042 | 11.501 | 10.922 | 10.365 | 9.832 | 9.108 | 8.384 | 7.558 | 6.612 | 5.671 | 5.022 | 4.453 | 3.955 | 3.52 | 3.14 | 2.81 | 2.524 | 2.277 | 2.063 | 1.888 | 1.75 | 1.643 | 1.561 | 1.499 | 1.454 | 1.423 | 1.404
Counterfactual | Gen_BB004 | MW | NGED South West | Exeter | 0 | 3.805 | 3.721 | 3.75 | 3.778 | 3.805 | 3.832 | 3.86 | 3.771 | 3.553 | 3.021 | 2.39 | 2.278 | 2.302 | 2.105 | 1.822 | 1.751 | 1.776 | 1.79 | 1.822 | 1.755 | 1.671 | 1.702 | 1.735 | 1.769 | 1.804 | 1.841 | 1.88 | 1.924
Counterfactual | Gen_BB004 | MW | NGED South West | Indian Queens | 0 | 4.235 | 4.031 | 3.859 | 3.674 | 3.495 | 3.325 | 3.093 | 2.866 | 2.613 | 2.335 | 2.064 | 1.864 | 1.69 | 1.538 | 1.407 | 1.295 | 1.198 | 1.117 | 1.048 | 0.991 | 0.947 | 0.915 | 0.894 | 0.881 | 0.875 | 0.876 | 0.881 | 0.891
Counterfactual | Gen_BB004 | MW | NGED South West | Landulph | 0 | 39.791 | 39.475 | 39.171 | 38.841 | 38.526 | 38.228 | 37.796 | 36.676 | 35.162 | 32.38 | 29.159 | 26.893 | 26.579 | 23.203 | 18.655 | 17.1 | 16.917 | 16.58 | 16.491 | 15.028 | 13.344 | 13.272 | 13.221 | 13.187 | 13.167 | 13.159 | 13.16 | 13.231
Counterfactual | Gen_BB004 | MW | NGED South West | Seabank | 0 | 23.498 | 22.496 | 21.528 | 20.494 | 19.488 | 18.524 | 17.222 | 15.996 | 14.723 | 13.518 | 12.403 | 11.199 | 10.21 | 9.227 | 8.31 | 7.604 | 7.036 | 6.541 | 6.124 | 5.714 | 5.362 | 5.138 | 4.969 | 4.845 | 4.758 | 4.701 | 4.67 | 4.663
Counterfactual | Gen_BB004 | MW | NGED South West | Taunton | 0 | 21.211 | 20.187 | 19.184 | 18.114 | 17.081 | 16.09 | 14.754 | 13.519 | 12.251 | 11.098 | 10.051 | 8.864 | 7.821 | 6.904 | 6.1 | 5.396 | 4.779 | 4.24 | 3.769 | 3.357 | 3.013 | 2.735 | 2.511 | 2.33 | 2.184 | 2.067 | 1.974 | 1.902
Counterfactual | Gen_BB004 | MW | NGED West Midlands | Bishops Wood | 0 | 1.629 | 1.612 | 1.623 | 1.633 | 1.639 | 1.646 | 1.655 | 1.669 | 1.685 | 1.712 | 1.746 | 1.798 | 1.852 | 1.909 | 1.967 | 2.029 | 2.093 | 2.164 | 2.239 | 2.318 | 2.401 | 2.488 | 2.579 | 2.674 | 2.774 | 2.878 | 2.987 | 3.1
Counterfactual | Gen_BB004 | MW | NGED West Midlands | Bushbury | 0 | 0.14 | 0.139 | 0.14 | 0.14 | 0.141 | 0.142 | 0.142 | 0.144 | 0.145 | 0.147 | 0.15 | 0.155 | 0.159 | 0.164 | 0.169 | 0.175 | 0.18 | 0.186 | 0.193 | 0.199 | 0.207 | 0.214 | 0.222 | 0.23 | 0.239 | 0.248 | 0.257 | 0.267
Counterfactual | Gen_BB004 | MW | NGED West Midlands | Bustleholme | 0 | 4.307 | 4.099 | 3.899 | 3.686 | 3.48 | 3.283 | 3.017 | 2.772 | 2.52 | 2.292 | 2.086 | 1.854 | 1.651 | 1.473 | 1.318 | 1.183 | 1.066 | 0.965 | 0.878 | 0.804 | 0.743 | 0.695 | 0.659 | 0.632 | 0.613 | 0.599 | 0.591 | 0.587
Counterfactual | Gen_BB004 | MW | NGED West Midlands | Cellarhead | 0 | 5.215 | 5.072 | 4.95 | 4.817 | 4.675 | 4.539 | 4.354 | 4.17 | 3.961 | 3.723 | 3.487 | 3.326 | 3.185 | 3.063 | 2.958 | 2.867 | 2.789 | 2.723 | 2.667 | 2.621 | 2.584 | 2.558 | 2.54 | 2.529 | 2.523 | 2.522 | 2.525 | 2.532
Counterfactual | Gen_BB004 | MW | NGED West Midlands | Feckenham | 0 | 1.069 | 1.041 | 1.024 | 1.005 | 0.986 | 0.968 | 0.943 | 0.922 | 0.902 | 0.888 | 0.879 | 0.874 | 0.873 | 0.876 | 0.881 | 0.89 | 0.902 | 0.918 | 0.937 | 0.959 | 0.984 | 1.012 | 1.042 | 1.076 | 1.111 | 1.149 | 1.189 | 1.231
Counterfactual | Gen_BB004 | MW | NGED West Midlands | Hams Hall | 0 | 0.088 | 0.087 | 0.087 | 0.088 | 0.088 | 0.088 | 0.089 | 0.09 | 0.091 | 0.092 | 0.094 | 0.097 | 0.1 | 0.103 | 0.106 | 0.109 | 0.113 | 0.116 | 0.12 | 0.125 | 0.129 | 0.134 | 0.139 | 0.144 | 0.149 | 0.155 | 0.161 | 0.167
Counterfactual | Gen_BB004 | MW | NGED West Midlands | Iron Acton | 0 | 2.234 | 2.141 | 2.058 | 1.969 | 1.882 | 1.8 | 1.688 | 1.586 | 1.483 | 1.392 | 1.312 | 1.225 | 1.151 | 1.088 | 1.036 | 0.993 | 0.958 | 0.932 | 0.913 | 0.9 | 0.894 | 0.894 | 0.901 | 0.912 | 0.928 | 0.947 | 0.969 | 0.995
Counterfactual | Gen_BB004 | MW | NGED West Midlands | Ironbridge | 0 | 14.319 | 13.206 | 13.335 | 13.458 | 13.584 | 13.715 | 13.812 | 13.111 | 11.173 | 6.553 | 1.133 | 1.024 | 0.93 | 0.849 | 0.778 | 0.717 | 0.665 | 0.622 | 0.585 | 0.555 | 0.531 | 0.515 | 0.504 | 0.498 | 0.495 | 0.496 | 0.5 | 0.506
Counterfactual | Gen_BB004 | MW | NGED West Midlands | Kitwell | 0 | 0 | 0 | 0 | 0 | 0 | 0 | 0 | 0 | 0 | 0 | 0 | 0 | 0 | 0 | 0 | 0 | 0 | 0 | 0 | 0 | 0 | 0 | 0 | 0 | 0 | 0 | 0 | 0
Counterfactual | Gen_BB004 | MW | NGED West Midlands | Nechells | 0 | 10.795 | 10.937 | 11.027 | 11.116 | 11.116 | 11.117 | 11.117 | 11.118 | 11.119 | 11.121 | 11.123 | 11.126 | 11.13 | 11.134 | 11.137 | 11.141 | 11.145 | 11.15 | 11.155 | 11.16 | 11.165 | 11.171 | 11.176 | 11.183 | 11.189 | 11.196 | 11.203 | 11.21
Counterfactual | Gen_BB004 | MW | NGED West Midlands | Ocker Hill | 0 | 32.573 | 32.471 | 32.372 | 32.262 | 32.159 | 32.064 | 31.907 | 31.101 | 29.939 | 27.592 | 24.822 | 22.952 | 22.847 | 19.908 | 15.875 | 14.568 | 14.505 | 14.285 | 14.281 | 13.004 | 11.512 | 11.486 | 11.47 | 11.461 | 11.458 | 11.46 | 11.467 | 11.532
Counterfactual | Gen_BB004 | MW | NGED West Midlands | Oldbury | 0 | 0.065 | 0.064 | 0.065 | 0.065 | 0.066 | 0.066 | 0.066 | 0.067 | 0.067 | 0.068 | 0.07 | 0.072 | 0.074 | 0.076 | 0.079 | 0.081 | 0.084 | 0.086 | 0.089 | 0.093 | 0.096 | 0.099 | 0.103 | 0.107 | 0.111 | 0.115 | 0.119 | 0.124
Counterfactual | Gen_BB004 | MW | NGED West Midlands | Penn | 0 | 36.905 | 36.998 | 37.092 | 37.185 | 37.279 | 37.373 | 37.465 | 36.71 | 35.511 | 32.785 | 29.498 | 27.384 | 27.48 | 23.952 | 19.01 | 17.508 | 17.564 | 17.405 | 17.505 | 15.978 | 14.164 | 14.195 | 14.227 | 14.259 | 14.292 | 14.325 | 14.359 | 14.463
Counterfactual | Gen_BB004 | MW | NGED West Midlands | Rugeley | 0 | 0 | 0 | 0 | 0 | 0 | 0 | 0 | 0 | 0 | 0 | 0 | 0 | 0 | 0 | 0 | 0 | 0 | 0 | 0 | 0 | 0 | 0 | 0 | 0 | 0 | 0.001 | 0.001 | 0.001
Counterfactual | Gen_BB004 | MW | NGED West Midlands | Shrewsbury | 0 | 3.445 | 3.393 | 3.36 | 3.321 | 3.283 | 3.247 | 3.185 | 3.131 | 3.069 | 3.018 | 2.971 | 2.926 | 2.895 | 2.868 | 2.846 | 2.836 | 2.835 | 2.842 | 2.857 | 2.876 | 2.901 | 2.935 | 2.975 | 3.02 | 3.07 | 3.124 | 3.183 | 3.246
Counterfactual | Gen_BB004 | MW | NGED West Midlands | Walham | 0 | 5.804 | 5.805 | 5.787 | 5.766 | 5.709 | 5.654 | 5.58 | 5.513 | 5.444 | 5.382 | 5.326 | 5.265 | 5.212 | 5.166 | 5.127 | 5.093 | 5.064 | 5.041 | 5.021 | 5.006 | 4.994 | 4.987 | 4.982 | 4.981 | 4.982 | 4.985 | 4.99 | 4.996
Counterfactual | Gen_BB004 | MW | NGED West Midlands | Willenhall | 0 | 0.032 | 0.032 | 0.032 | 0.032 | 0.032 | 0.032 | 0.032 | 0.033 | 0.033 | 0.034 | 0.034 | 0.035 | 0.036 | 0.037 | 0.039 | 0.04 | 0.041 | 0.042 | 0.044 | 0.045 | 0.047 | 0.049 | 0.051 | 0.052 | 0.054 | 0.056 | 0.059 | 0.061
Counterfactual | Gen_BB004 | MW | NPg Northeast | Blyth 132kV | 0 | 0 | 0 | 0 | 0 | 0 | 0 | 0 | 0 | 0 | 0 | 0 | 0 | 0 | 0 | 0 | 0 | 0 | 0 | 0 | 0 | 0 | 0 | 0 | 0 | 0 | 0 | 0 | 0
Counterfactual | Gen_BB004 | MW | NPg Northeast | Blyth 66kV | 0 | 0.207 | 0.204 | 0.206 | 0.207 | 0.208 | 0.209 | 0.21 | 0.212 | 0.214 | 0.217 | 0.222 | 0.228 | 0.235 | 0.242 | 0.25 | 0.257 | 0.265 | 0.274 | 0.284 | 0.294 | 0.305 | 0.316 | 0.327 | 0.339 | 0.352 | 0.365 | 0.379 | 0.393
Counterfactual | Gen_BB004 | MW | NPg Northeast | Fourstones | 0 | 0 | 0 | 0 | 0 | 0 | 0 | 0 | 0 | 0 | 0 | 0 | 0 | 0 | 0 | 0 | 0 | 0 | 0 | 0 | 0 | 0 | 0 | 0 | 0 | 0 | 0 | 0 | 0
Counterfactual | Gen_BB004 | MW | NPg Northeast | Hart Moor | 0 | 0.06 | 0.059 | 0.06 | 0.06 | 0.06 | 0.061 | 0.061 | 0.062 | 0.062 | 0.063 | 0.064 | 0.066 | 0.068 | 0.07 | 0.073 | 0.075 | 0.077 | 0.08 | 0.083 | 0.086 | 0.089 | 0.092 | 0.095 | 0.099 | 0.102 | 0.106 | 0.11 | 0.114
Counterfactual | Gen_BB004 | MW | NPg Northeast | Hawthorn Pit | 0 | 0 | 0 | 0 | 0 | 0 | 0 | 0 | 0 | 0 | 0 | 0 | 0 | 0 | 0 | 0 | 0 | 0 | 0 | 0 | 0 | 0.001 | 0.001 | 0.001 | 0.001 | 0.001 | 0.001 | 0.001 | 0.001
Counterfactual | Gen_BB004 | MW | NPg Northeast | Knaresborough | 0 | 0.084 | 0.083 | 0.083 | 0.084 | 0.084 | 0.085 | 0.085 | 0.086 | 0.087 | 0.088 | 0.09 | 0.092 | 0.095 | 0.098 | 0.101 | 0.104 | 0.108 | 0.111 | 0.115 | 0.119 | 0.123 | 0.128 | 0.133 | 0.138 | 0.143 | 0.148 | 0.154 | 0.159
Counterfactual | Gen_BB004 | MW | NPg Northeast | Lackenby | 0 | 0.062 | 0.061 | 0.062 | 0.062 | 0.062 | 0.062 | 0.063 | 0.063 | 0.064 | 0.065 | 0.066 | 0.068 | 0.07 | 0.072 | 0.075 | 0.077 | 0.079 | 0.082 | 0.085 | 0.088 | 0.091 | 0.094 | 0.098 | 0.101 | 0.105 | 0.109 | 0.113 | 0.118
Counterfactual | Gen_BB004 | MW | NPg Northeast | Norton | 0 | 0.24 | 0.237 | 0.239 | 0.241 | 0.241 | 0.242 | 0.244 | 0.246 | 0.248 | 0.252 | 0.257 | 0.265 | 0.273 | 0.281 | 0.29 | 0.299 | 0.308 | 0.319 | 0.33 | 0.341 | 0.354 | 0.366 | 0.38 | 0.394 | 0.408 | 0.424 | 0.44 | 0.457
Counterfactual | Gen_BB004 | MW | NPg Northeast | Offerton | 0 | 0 | 0 | 0 | 0 | 0 | 0 | 0 | 0 | 0 | 0 | 0 | 0 | 0 | 0 | 0 | 0 | 0 | 0 | 0 | 0 | 0 | 0 | 0 | 0 | 0 | 0 | 0 | 0
Counterfactual | Gen_BB004 | MW | NPg Northeast | Osbaldwick | 0 | 0.332 | 0.328 | 0.331 | 0.333 | 0.334 | 0.335 | 0.337 | 0.34 | 0.343 | 0.349 | 0.356 | 0.366 | 0.377 | 0.389 | 0.401 | 0.413 | 0.426 | 0.441 | 0.456 | 0.472 | 0.489 | 0.507 | 0.525 | 0.545 | 0.565 | 0.586 | 0.608 | 0.631
Counterfactual | Gen_BB004 | MW | NPg Northeast | Poppleton | 0 | 0.001 | 0.001 | 0.001 | 0.001 | 0.001 | 0.001 | 0.001 | 0.001 | 0.001 | 0.001 | 0.001 | 0.001 | 0.001 | 0.001 | 0.001 | 0.001 | 0.001 | 0.001 | 0.001 | 0.001 | 0.001 | 0.001 | 0.001 | 0.001 | 0.001 | 0.001 | 0.001 | 0.001
Counterfactual | Gen_BB004 | MW | NPg Northeast | Saltholme | 0 | 0 | 0 | 0 | 0 | 0 | 0 | 0 | 0 | 0 | 0 | 0 | 0 | 0 | 0 | 0 | 0 | 0 | 0 | 0 | 0 | 0 | 0 | 0 | 0 | 0 | 0 | 0 | 0
Counterfactual | Gen_BB004 | MW | NPg Northeast | South Shields | 0 | 0 | 0 | 0 | 0 | 0 | 0 | 0 | 0 | 0 | 0 | 0 | 0 | 0 | 0 | 0 | 0 | 0 | 0 | 0 | 0 | 0 | 0 | 0 | 0 | 0 | 0 | 0 | 0
Counterfactual | Gen_BB004 | MW | NPg Northeast | Spennymoor | 0 | 0.406 | 0.401 | 0.404 | 0.407 | 0.408 | 0.41 | 0.412 | 0.416 | 0.42 | 0.426 | 0.435 | 0.448 | 0.461 | 0.475 | 0.49 | 0.505 | 0.521 | 0.539 | 0.558 | 0.577 | 0.598 | 0.62 | 0.642 | 0.666 | 0.691 | 0.717 | 0.744 | 0.772
Counterfactual | Gen_BB004 | MW | NPg Northeast | Stella North | 0 | 0 | 0 | 0 | 0 | 0 | 0 | 0 | 0 | 0 | 0 | 0 | 0 | 0 | 0 | 0 | 0 | 0 | 0 | 0 | 0 | 0 | 0 | 0 | 0 | 0 | 0 | 0 | 0
Counterfactual | Gen_BB004 | MW | NPg Northeast | Stella South | 0 | 0.126 | 0.124 | 0.125 | 0.126 | 0.126 | 0.127 | 0.128 | 0.129 | 0.13 | 0.132 | 0.135 | 0.139 | 0.143 | 0.147 | 0.152 | 0.156 | 0.161 | 0.167 | 0.173 | 0.179 | 0.185 | 0.192 | 0.199 | 0.206 | 0.214 | 0.222 | 0.23 | 0.239
Counterfactual | Gen_BB004 | MW | NPg Northeast | West Boldon | 0 | 0.082 | 0.081 | 0.082 | 0.082 | 0.082 | 0.083 | 0.083 | 0.084 | 0.085 | 0.086 | 0.088 | 0.09 | 0.093 | 0.096 | 0.099 | 0.102 | 0.105 | 0.109 | 0.113 | 0.117 | 0.121 | 0.125 | 0.13 | 0.135 | 0.14 | 0.145 | 0.15 | 0.156
Counterfactual | Gen_BB004 | MW | NPg Yorkshire | Bradford West | 0 | 0.08 | 0.079 | 0.08 | 0.08 | 0.081 | 0.081 | 0.081 | 0.082 | 0.083 | 0.084 | 0.086 | 0.088 | 0.091 | 0.094 | 0.097 | 0.1 | 0.103 | 0.106 | 0.11 | 0.114 | 0.118 | 0.122 | 0.127 | 0.131 | 0.136 | 0.141 | 0.147 | 0.152
Counterfactual | Gen_BB004 | MW | NPg Yorkshire | Camblesforth | 0 | 0.011 | 0.011 | 0.011 | 0.011 | 0.011 | 0.011 | 0.011 | 0.011 | 0.011 | 0.011 | 0.012 | 0.012 | 0.012 | 0.013 | 0.013 | 0.013 | 0.014 | 0.014 | 0.015 | 0.015 | 0.016 | 0.016 | 0.017 | 0.018 | 0.018 | 0.019 | 0.02 | 0.02
Counterfactual | Gen_BB004 | MW | NPg Yorkshire | Creyke Beck | 0 | 3.726 | 3.565 | 3.419 | 3.261 | 3.109 | 2.963 | 2.766 | 2.585 | 2.401 | 2.238 | 2.094 | 1.935 | 1.799 | 1.682 | 1.584 | 1.501 | 1.432 | 1.378 | 1.335 | 1.303 | 1.282 | 1.273 | 1.273 | 1.281 | 1.297 | 1.318 | 1.345 | 1.376
Counterfactual | Gen_BB004 | MW | NPg Yorkshire | Drax | 0 | 0.037 | 0.036 | 0.037 | 0.037 | 0.037 | 0.037 | 0.037 | 0.038 | 0.038 | 0.039 | 0.039 | 0.04 | 0.042 | 0.043 | 0.044 | 0.046 | 0.047 | 0.049 | 0.05 | 0.052 | 0.054 | 0.056 | 0.058 | 0.06 | 0.062 | 0.065 | 0.067 | 0.07
Counterfactual | Gen_BB004 | MW | NPg Yorkshire | Elland | 0 | 0.069 | 0.068 | 0.069 | 0.069 | 0.07 | 0.07 | 0.07 | 0.071 | 0.072 | 0.073 | 0.074 | 0.076 | 0.079 | 0.081 | 0.084 | 0.086 | 0.089 | 0.092 | 0.095 | 0.098 | 0.102 | 0.106 | 0.11 | 0.114 | 0.118 | 0.122 | 0.127 | 0.132
Counterfactual | Gen_BB004 | MW | NPg Yorkshire | Ferrybridge A | 0 | 0.234 | 0.231 | 0.233 | 0.234 | 0.235 | 0.236 | 0.237 | 0.239 | 0.242 | 0.246 | 0.25 | 0.258 | 0.266 | 0.274 | 0.282 | 0.291 | 0.3 | 0.31 | 0.321 | 0.332 | 0.344 | 0.357 | 0.37 | 0.383 | 0.398 | 0.413 | 0.428 | 0.445
Counterfactual | Gen_BB004 | MW | NPg Yorkshire | Ferrybridge B (_M) | 0 | 0.411 | 0.406 | 0.409 | 0.412 | 0.413 | 0.415 | 0.417 | 0.421 | 0.425 | 0.432 | 0.44 | 0.453 | 0.467 | 0.481 | 0.496 | 0.511 | 0.527 | 0.545 | 0.564 | 0.584 | 0.605 | 0.627 | 0.65 | 0.674 | 0.699 | 0.725 | 0.753 | 0.781
Counterfactual | Gen_BB004 | MW | NPg Yorkshire | Grimsby West | 0 | 0.123 | 0.121 | 0.122 | 0.123 | 0.124 | 0.124 | 0.125 | 0.126 | 0.127 | 0.129 | 0.132 | 0.135 | 0.14 | 0.144 | 0.148 | 0.153 | 0.158 | 0.163 | 0.169 | 0.175 | 0.181 | 0.187 | 0.194 | 0.201 | 0.209 | 0.217 | 0.225 | 0.234
Counterfactual | Gen_BB004 | MW | NPg Yorkshire | Jordanthorpe | 0 | 0 | 0 | 0 | 0 | 0 | 0 | 0 | 0 | 0 | 0 | 0 | 0 | 0 | 0 | 0 | 0 | 0 | 0 | 0 | 0 | 0 | 0 | 0 | 0 | 0 | 0 | 0 | 0
Counterfactual | Gen_BB004 | MW | NPg Yorkshire | Keadby | 0 | 0.692 | 0.685 | 0.689 | 0.694 | 0.696 | 0.699 | 0.703 | 0.709 | 0.716 | 0.727 | 0.742 | 0.763 | 0.787 | 0.811 | 0.836 | 0.862 | 0.889 | 0.919 | 0.951 | 0.984 | 1.02 | 1.056 | 1.095 | 1.136 | 1.178 | 1.222 | 1.268 | 1.316
Counterfactual | Gen_BB004 | MW | NPg Yorkshire | Kirkstall B | 0 | 0 | 0 | 0 | 0 | 0 | 0 | 0 | 0 | 0 | 0 | 0 | 0 | 0 | 0 | 0 | 0 | 0 | 0 | 0 | 0 | 0.001 | 0.001 | 0.001 | 0.001 | 0.001 | 0.001 | 0.001 | 0.001
Counterfactual | Gen_BB004 | MW | NPg Yorkshire | Neepsend | 0 | 0.013 | 0.012 | 0.013 | 0.013 | 0.013 | 0.013 | 0.013 | 0.013 | 0.013 | 0.013 | 0.014 | 0.014 | 0.014 | 0.015 | 0.015 | 0.016 | 0.016 | 0.017 | 0.017 | 0.018 | 0.019 | 0.019 | 0.02 | 0.021 | 0.021 | 0.022 | 0.023 | 0.024
Counterfactual | Gen_BB004 | MW | NPg Yorkshire | Saltend North | 0 | 0.128 | 0.127 | 0.128 | 0.128 | 0.129 | 0.129 | 0.13 | 0.131 | 0.132 | 0.135 | 0.137 | 0.141 | 0.146 | 0.15 | 0.155 | 0.159 | 0.164 | 0.17 | 0.176 | 0.182 | 0.189 | 0.195 | 0.203 | 0.21 | 0.218 | 0.226 | 0.235 | 0.244
Counterfactual | Gen_BB004 | MW | NPg Yorkshire | Sheffield City | 0 | 0 | 0 | 0 | 0 | 0 | 0 | 0 | 0 | 0 | 0 | 0 | 0 | 0 | 0 | 0 | 0 | 0 | 0 | 0 | 0 | 0 | 0 | 0 | 0 | 0 | 0 | 0 | 0
Counterfactual | Gen_BB004 | MW | NPg Yorkshire | Skelton Grange | 0 | 0.17 | 0.168 | 0.169 | 0.17 | 0.171 | 0.172 | 0.173 | 0.174 | 0.176 | 0.178 | 0.182 | 0.187 | 0.193 | 0.199 | 0.205 | 0.211 | 0.218 | 0.226 | 0.233 | 0.242 | 0.25 | 0.259 | 0.269 | 0.279 | 0.289 | 0.3 | 0.311 | 0.323
Counterfactual | Gen_BB004 | MW | NPg Yorkshire | Templeborough | 0 | 0 | 0 | 0 | 0 | 0 | 0 | 0 | 0 | 0 | 0 | 0 | 0 | 0 | 0 | 0 | 0 | 0 | 0 | 0 | 0 | 0 | 0 | 0 | 0 | 0 | 0 | 0 | 0
Counterfactual | Gen_BB004 | MW | NPg Yorkshire | Thorpe Marsh | 0 | 0.6 | 0.594 | 0.598 | 0.602 | 0.604 | 0.607 | 0.61 | 0.615 | 0.621 | 0.631 | 0.643 | 0.662 | 0.683 | 0.703 | 0.725 | 0.748 | 0.771 | 0.797 | 0.825 | 0.854 | 0.885 | 0.917 | 0.95 | 0.985 | 1.022 | 1.061 | 1.101 | 1.142
Counterfactual | Gen_BB004 | MW | NPg Yorkshire | Thurcroft | 0 | 0.076 | 0.075 | 0.075 | 0.076 | 0.076 | 0.076 | 0.077 | 0.077 | 0.078 | 0.079 | 0.081 | 0.083 | 0.086 | 0.088 | 0.091 | 0.094 | 0.097 | 0.1 | 0.104 | 0.107 | 0.111 | 0.115 | 0.12 | 0.124 | 0.129 | 0.133 | 0.138 | 0.144
Counterfactual | Gen_BB004 | MW | NPg Yorkshire | West Melton | 0 | 0.077 | 0.076 | 0.077 | 0.077 | 0.077 | 0.078 | 0.078 | 0.079 | 0.08 | 0.081 | 0.083 | 0.085 | 0.088 | 0.09 | 0.093 | 0.096 | 0.099 | 0.102 | 0.106 | 0.11 | 0.114 | 0.118 | 0.122 | 0.126 | 0.131 | 0.136 | 0.141 | 0.147
Counterfactual | Gen_BB004 | MW | NPg Yorkshire | Wincobank | 0 | 0.036 | 0.035 | 0.036 | 0.036 | 0.036 | 0.036 | 0.036 | 0.037 | 0.037 | 0.038 | 0.038 | 0.04 | 0.041 | 0.042 | 0.043 | 0.045 | 0.046 | 0.048 | 0.049 | 0.051 | 0.053 | 0.055 | 0.057 | 0.059 | 0.061 | 0.063 | 0.066 | 0.068
Counterfactual | Gen_BB004 | MW | SPEN | Ayr | 0 | 0 | 0 | 0 | 0 | 0 | 0 | 0 | 0 | 0 | 0 | 0 | 0 | 0 | 0 | 0 | 0 | 0 | 0 | 0 | 0 | 0 | 0 | 0 | 0 | 0 | 0 | 0 | 0
Counterfactual | Gen_BB004 | MW | SPEN | Bainsford | 0 | 0 | 0 | 0 | 0 | 0 | 0 | 0 | 0 | 0 | 0 | 0 | 0 | 0 | 0 | 0 | 0 | 0 | 0 | 0 | 0 | 0 | 0 | 0 | 0 | 0 | 0 | 0 | 0
Counterfactual | Gen_BB004 | MW | SPEN | Bathgate | 0 | 0 | 0 | 0 | 0 | 0 | 0 | 0 | 0 | 0 | 0 | 0 | 0 | 0 | 0 | 0 | 0 | 0 | 0 | 0 | 0 | 0 | 0 | 0 | 0 | 0 | 0 | 0 | 0
Counterfactual | Gen_BB004 | MW | SPEN | Berwick | 0 | 0.03 | 0.03 | 0.03 | 0.03 | 0.03 | 0.03 | 0.03 | 0.031 | 0.031 | 0.031 | 0.032 | 0.033 | 0.034 | 0.035 | 0.036 | 0.037 | 0.038 | 0.04 | 0.041 | 0.043 | 0.044 | 0.046 | 0.047 | 0.049 | 0.051 | 0.053 | 0.055 | 0.057
Counterfactual | Gen_BB004 | MW | SPEN | Bonnybridge | 0 | 0.056 | 0.055 | 0.056 | 0.056 | 0.056 | 0.057 | 0.057 | 0.057 | 0.058 | 0.059 | 0.06 | 0.062 | 0.064 | 0.066 | 0.068 | 0.07 | 0.072 | 0.074 | 0.077 | 0.08 | 0.083 | 0.086 | 0.089 | 0.092 | 0.095 | 0.099 | 0.103 | 0.107
Counterfactual | Gen_BB004 | MW | SPEN | Chapelcross | 0 | 0.119 | 0.117 | 0.118 | 0.119 | 0.119 | 0.12 | 0.121 | 0.122 | 0.123 | 0.125 | 0.127 | 0.131 | 0.135 | 0.139 | 0.143 | 0.148 | 0.153 | 0.158 | 0.163 | 0.169 | 0.175 | 0.181 | 0.188 | 0.195 | 0.202 | 0.21 | 0.218 | 0.226
Counterfactual | Gen_BB004 | MW | SPEN | Clyde’s Mill | 0 | 3.078 | 2.925 | 2.776 | 2.616 | 2.462 | 2.315 | 2.116 | 1.933 | 1.744 | 1.573 | 1.417 | 1.24 | 1.085 | 0.948 | 0.828 | 0.723 | 0.631 | 0.55 | 0.479 | 0.418 | 0.366 | 0.324 | 0.29 | 0.263 | 0.24 | 0.222 | 0.207 | 0.196 | GSP also referred to as Westburn Road
Counterfactual | Gen_BB004 | MW | SPEN | Cockenzie | 0 | 1.689 | 1.693 | 1.698 | 1.703 | 1.707 | 1.712 | 1.717 | 1.682 | 1.628 | 1.502 | 1.351 | 1.254 | 1.259 | 1.097 | 0.87 | 0.801 | 0.803 | 0.796 | 0.801 | 0.731 | 0.647 | 0.648 | 0.65 | 0.651 | 0.653 | 0.654 | 0.655 | 0.66
Counterfactual | Gen_BB004 | MW | SPEN | Coylton | 0 | 4.828 | 4.589 | 4.355 | 4.106 | 3.866 | 3.636 | 3.326 | 3.039 | 2.744 | 2.476 | 2.233 | 1.958 | 1.715 | 1.503 | 1.316 | 1.152 | 1.009 | 0.884 | 0.774 | 0.679 | 0.599 | 0.534 | 0.482 | 0.44 | 0.406 | 0.379 | 0.358 | 0.341
Counterfactual | Gen_BB004 | MW | SPEN | Crookston B | 0 | 0 | 0 | 0 | 0 | 0 | 0 | 0 | 0 | 0 | 0 | 0 | 0 | 0 | 0 | 0 | 0 | 0 | 0 | 0 | 0 | 0 | 0 | 0 | 0 | 0 | 0 | 0 | 0
Counterfactual | Gen_BB004 | MW | SPEN | Cumbernauld | 0 | 7.323 | 7.344 | 7.364 | 7.384 | 7.404 | 7.424 | 7.444 | 7.295 | 7.057 | 6.515 | 5.86 | 5.44 | 5.46 | 4.757 | 3.771 | 3.472 | 3.484 | 3.452 | 3.472 | 3.168 | 2.805 | 2.811 | 2.817 | 2.823 | 2.83 | 2.836 | 2.842 | 2.862
Counterfactual | Gen_BB004 | MW | SPEN | Cupar | 0 | 0.044 | 0.044 | 0.044 | 0.044 | 0.044 | 0.045 | 0.045 | 0.045 | 0.046 | 0.046 | 0.047 | 0.049 | 0.05 | 0.052 | 0.053 | 0.055 | 0.057 | 0.059 | 0.061 | 0.063 | 0.065 | 0.067 | 0.07 | 0.072 | 0.075 | 0.078 | 0.081 | 0.084
Counterfactual | Gen_BB004 | MW | SPEN | Dalmarnock | 0 | 0 | 0 | 0 | 0 | 0 | 0 | 0 | 0 | 0 | 0 | 0 | 0 | 0 | 0 | 0 | 0 | 0 | 0 | 0 | 0 | 0 | 0 | 0 | 0 | 0 | 0 | 0 | 0
Counterfactual | Gen_BB004 | MW | SPEN | Devol Moor | 0 | 0 | 0 | 0 | 0 | 0 | 0 | 0 | 0 | 0 | 0 | 0 | 0 | 0 | 0 | 0 | 0 | 0 | 0 | 0 | 0 | 0 | 0 | 0 | 0 | 0 | 0 | 0 | 0
Counterfactual | Gen_BB004 | MW | SPEN | Devonside | 0 | 0 | 0 | 0 | 0 | 0 | 0 | 0 | 0 | 0 | 0 | 0 | 0 | 0 | 0 | 0 | 0 | 0 | 0 | 0 | 0 | 0 | 0 | 0 | 0 | 0 | 0 | 0 | 0
Counterfactual | Gen_BB004 | MW | SPEN | Dumfries 11 | 0 | 0.069 | 0.068 | 0.069 | 0.069 | 0.07 | 0.07 | 0.07 | 0.071 | 0.072 | 0.073 | 0.074 | 0.076 | 0.079 | 0.081 | 0.083 | 0.086 | 0.089 | 0.092 | 0.095 | 0.098 | 0.102 | 0.106 | 0.109 | 0.113 | 0.118 | 0.122 | 0.127 | 0.132
Counterfactual | Gen_BB004 | MW | SPEN | Dumfries 33 | 0 | 0.069 | 0.068 | 0.069 | 0.069 | 0.07 | 0.07 | 0.07 | 0.071 | 0.072 | 0.073 | 0.074 | 0.076 | 0.079 | 0.081 | 0.083 | 0.086 | 0.089 | 0.092 | 0.095 | 0.098 | 0.102 | 0.106 | 0.109 | 0.113 | 0.118 | 0.122 | 0.127 | 0.132
Counterfactual | Gen_BB004 | MW | SPEN | Dumfries ICI | 0 | 0.069 | 0.068 | 0.069 | 0.069 | 0.07 | 0.07 | 0.07 | 0.071 | 0.072 | 0.073 | 0.074 | 0.076 | 0.079 | 0.081 | 0.083 | 0.086 | 0.089 | 0.092 | 0.095 | 0.098 | 0.102 | 0.106 | 0.109 | 0.113 | 0.118 | 0.122 | 0.127 | 0.132
Counterfactual | Gen_BB004 | MW | SPEN | Dunbar | 0 | 0 | 0 | 0 | 0 | 0 | 0 | 0 | 0 | 0 | 0 | 0 | 0 | 0 | 0 | 0 | 0 | 0 | 0 | 0 | 0 | 0 | 0 | 0 | 0 | 0 | 0 | 0 | 0
Counterfactual | Gen_BB004 | MW | SPEN | Dunbar B | 0 | 0.016 | 0.016 | 0.016 | 0.016 | 0.016 | 0.016 | 0.016 | 0.016 | 0.016 | 0.017 | 0.017 | 0.017 | 0.018 | 0.018 | 0.019 | 0.02 | 0.02 | 0.021 | 0.022 | 0.022 | 0.023 | 0.024 | 0.025 | 0.026 | 0.027 | 0.028 | 0.029 | 0.03
Counterfactual | Gen_BB004 | MW | SPEN | Dunfermline | 0 | 4.126 | 4.022 | 3.919 | 3.81 | 3.705 | 3.604 | 3.467 | 3.296 | 3.098 | 2.833 | 2.55 | 2.313 | 2.206 | 1.924 | 1.581 | 1.427 | 1.364 | 1.298 | 1.252 | 1.128 | 0.996 | 0.968 | 0.945 | 0.927 | 0.912 | 0.901 | 0.892 | 0.889
Counterfactual | Gen_BB004 | MW | SPEN | Earlstoun | 0 | 0 | 0 | 0 | 0 | 0 | 0 | 0 | 0 | 0 | 0 | 0 | 0 | 0 | 0 | 0 | 0 | 0 | 0 | 0 | 0 | 0 | 0 | 0 | 0 | 0 | 0 | 0 | 0
Counterfactual | Gen_BB004 | MW | SPEN | East Kilbride | 0 | 0 | 0 | 0 | 0 | 0 | 0 | 0 | 0 | 0 | 0 | 0 | 0 | 0 | 0 | 0 | 0 | 0 | 0 | 0 | 0 | 0 | 0 | 0 | 0 | 0 | 0 | 0 | 0
Counterfactual | Gen_BB004 | MW | SPEN | East Kilbride South | 0 | 4.04 | 3.839 | 3.643 | 3.434 | 3.232 | 3.039 | 2.778 | 2.537 | 2.289 | 2.064 | 1.859 | 1.627 | 1.423 | 1.244 | 1.087 | 0.949 | 0.828 | 0.722 | 0.629 | 0.548 | 0.48 | 0.425 | 0.381 | 0.345 | 0.315 | 0.291 | 0.272 | 0.257
Counterfactual | Gen_BB004 | MW | SPEN | Eccles | 0 | 0.008 | 0.007 | 0.008 | 0.008 | 0.008 | 0.008 | 0.008 | 0.008 | 0.008 | 0.008 | 0.008 | 0.008 | 0.009 | 0.009 | 0.009 | 0.009 | 0.01 | 0.01 | 0.01 | 0.011 | 0.011 | 0.011 | 0.012 | 0.012 | 0.013 | 0.013 | 0.014 | 0.014
Counterfactual | Gen_BB004 | MW | SPEN | Galashiels | 0 | 0.219 | 0.217 | 0.219 | 0.22 | 0.221 | 0.222 | 0.223 | 0.225 | 0.227 | 0.231 | 0.235 | 0.242 | 0.249 | 0.257 | 0.265 | 0.273 | 0.282 | 0.291 | 0.301 | 0.312 | 0.323 | 0.335 | 0.347 | 0.36 | 0.373 | 0.387 | 0.402 | 0.417
Counterfactual | Gen_BB004 | MW | SPEN | Giffnock | 0 | 0 | 0 | 0 | 0 | 0 | 0 | 0 | 0 | 0 | 0 | 0 | 0 | 0 | 0 | 0 | 0 | 0 | 0 | 0 | 0 | 0 | 0 | 0 | 0 | 0 | 0 | 0 | 0
Counterfactual | Gen_BB004 | MW | SPEN | Glenlee | 0 | 0 | 0 | 0 | 0 | 0 | 0 | 0 | 0 | 0 | 0 | 0 | 0 | 0 | 0 | 0 | 0 | 0 | 0 | 0 | 0 | 0 | 0 | 0 | 0 | 0 | 0 | 0 | 0
Counterfactual | Gen_BB004 | MW | SPEN | Glenluce | 0 | 0.173 | 0.171 | 0.173 | 0.174 | 0.174 | 0.175 | 0.176 | 0.177 | 0.179 | 0.182 | 0.186 | 0.191 | 0.197 | 0.203 | 0.209 | 0.216 | 0.222 | 0.23 | 0.238 | 0.246 | 0.255 | 0.264 | 0.274 | 0.284 | 0.295 | 0.306 | 0.317 | 0.329
Counterfactual | Gen_BB004 | MW | SPEN | Glenniston | 0 | 0 | 0 | 0 | 0 | 0 | 0 | 0 | 0 | 0 | 0 | 0 | 0 | 0 | 0 | 0 | 0 | 0 | 0 | 0 | 0 | 0 | 0 | 0 | 0 | 0 | 0 | 0 | 0
Counterfactual | Gen_BB004 | MW | SPEN | Glenrothes | 0 | 0 | 0 | 0 | 0 | 0 | 0 | 0 | 0 | 0 | 0 | 0 | 0 | 0 | 0 | 0 | 0 | 0 | 0 | 0 | 0 | 0 | 0 | 0 | 0 | 0 | 0 | 0 | 0
Counterfactual | Gen_BB004 | MW | SPEN | Gorgie | 0 | 0.058 | 0.058 | 0.058 | 0.058 | 0.059 | 0.059 | 0.059 | 0.06 | 0.06 | 0.061 | 0.062 | 0.064 | 0.066 | 0.068 | 0.07 | 0.073 | 0.075 | 0.077 | 0.08 | 0.083 | 0.086 | 0.089 | 0.092 | 0.096 | 0.099 | 0.103 | 0.107 | 0.111
Counterfactual | Gen_BB004 | MW | SPEN | Govan | 0 | 0 | 0 | 0 | 0 | 0 | 0 | 0 | 0 | 0 | 0 | 0 | 0 | 0 | 0 | 0 | 0 | 0 | 0 | 0 | 0 | 0 | 0 | 0 | 0 | 0 | 0 | 0 | 0
Counterfactual | Gen_BB004 | MW | SPEN | Grangemouth A | 0 | 12.609 | 12.644 | 12.678 | 12.713 | 12.748 | 12.782 | 12.817 | 12.56 | 12.151 | 11.217 | 10.09 | 9.366 | 9.4 | 8.19 | 6.493 | 5.978 | 5.998 | 5.944 | 5.979 | 5.454 | 4.83 | 4.841 | 4.851 | 4.861 | 4.872 | 4.882 | 4.893 | 4.927
Counterfactual | Gen_BB004 | MW | SPEN | Grangemouth C | 0 | 0 | 0 | 0 | 0 | 0 | 0 | 0 | 0 | 0 | 0 | 0 | 0 | 0 | 0 | 0 | 0 | 0 | 0 | 0 | 0 | 0 | 0 | 0 | 0 | 0 | 0 | 0 | 0
Counterfactual | Gen_BB004 | MW | SPEN | Hawick | 0 | 0.023 | 0.023 | 0.023 | 0.023 | 0.023 | 0.024 | 0.024 | 0.024 | 0.024 | 0.025 | 0.025 | 0.026 | 0.027 | 0.027 | 0.028 | 0.029 | 0.03 | 0.031 | 0.032 | 0.033 | 0.034 | 0.036 | 0.037 | 0.038 | 0.04 | 0.041 | 0.043 | 0.044
Counterfactual | Gen_BB004 | MW | SPEN | Hunterston Farm | 0 | 0 | 0 | 0 | 0 | 0 | 0 | 0 | 0 | 0 | 0 | 0 | 0 | 0 | 0 | 0 | 0 | 0 | 0 | 0 | 0 | 0 | 0 | 0 | 0 | 0 | 0 | 0 | 0
Counterfactual | Gen_BB004 | MW | SPEN | Inverkeithing | 0 | 0 | 0 | 0 | 0 | 0 | 0 | 0 | 0 | 0 | 0 | 0 | 0 | 0 | 0 | 0 | 0 | 0 | 0 | 0 | 0 | 0 | 0 | 0 | 0 | 0 | 0 | 0 | 0
Counterfactual | Gen_BB004 | MW | SPEN | Johnstone | 0 | 0 | 0 | 0 | 0 | 0 | 0 | 0 | 0 | 0 | 0 | 0 | 0 | 0 | 0 | 0 | 0 | 0 | 0 | 0 | 0 | 0 | 0 | 0 | 0 | 0 | 0 | 0 | 0
Counterfactual | Gen_BB004 | MW | SPEN | Kaimes | 0 | 0 | 0 | 0 | 0 | 0 | 0 | 0 | 0 | 0 | 0 | 0 | 0 | 0 | 0 | 0 | 0 | 0 | 0 | 0 | 0 | 0 | 0 | 0 | 0 | 0 | 0 | 0 | 0
Counterfactual | Gen_BB004 | MW | SPEN | Kendoon | 0 | 0 | 0 | 0 | 0 | 0 | 0 | 0 | 0 | 0 | 0 | 0 | 0 | 0 | 0 | 0 | 0 | 0 | 0 | 0 | 0 | 0 | 0 | 0 | 0 | 0 | 0 | 0 | 0
Counterfactual | Gen_BB004 | MW | SPEN | Killermont | 0 | 0.136 | 0.135 | 0.136 | 0.137 | 0.137 | 0.138 | 0.139 | 0.14 | 0.141 | 0.143 | 0.146 | 0.151 | 0.155 | 0.16 | 0.165 | 0.17 | 0.175 | 0.181 | 0.187 | 0.194 | 0.201 | 0.208 | 0.216 | 0.224 | 0.232 | 0.241 | 0.25 | 0.26
Counterfactual | Gen_BB004 | MW | SPEN | Kilwinning | 0 | 0 | 0 | 0 | 0 | 0 | 0 | 0 | 0 | 0 | 0 | 0 | 0 | 0 | 0 | 0 | 0 | 0 | 0 | 0 | 0 | 0 | 0 | 0 | 0 | 0 | 0 | 0 | 0
Counterfactual | Gen_BB004 | MW | SPEN | Leven | 0 | 0 | 0 | 0 | 0 | 0 | 0 | 0 | 0 | 0 | 0 | 0 | 0 | 0 | 0 | 0 | 0 | 0 | 0 | 0 | 0 | 0 | 0 | 0 | 0 | 0 | 0 | 0 | 0
Counterfactual | Gen_BB004 | MW | SPEN | Livingston East | 0 | 0 | 0 | 0 | 0 | 0 | 0 | 0 | 0 | 0 | 0 | 0 | 0 | 0 | 0 | 0 | 0 | 0 | 0 | 0 | 0 | 0.001 | 0.001 | 0.001 | 0.001 | 0.001 | 0.001 | 0.001 | 0.001
Counterfactual | Gen_BB004 | MW | SPEN | Maybole | 0 | 0.137 | 0.135 | 0.136 | 0.137 | 0.137 | 0.138 | 0.139 | 0.14 | 0.141 | 0.144 | 0.146 | 0.151 | 0.155 | 0.16 | 0.165 | 0.17 | 0.176 | 0.182 | 0.188 | 0.194 | 0.201 | 0.209 | 0.216 | 0.224 | 0.233 | 0.241 | 0.251 | 0.26
Counterfactual | Gen_BB004 | MW | SPEN | Newarthill | 0 | 0.106 | 0.105 | 0.106 | 0.106 | 0.107 | 0.107 | 0.108 | 0.109 | 0.11 | 0.112 | 0.114 | 0.117 | 0.121 | 0.124 | 0.128 | 0.132 | 0.136 | 0.141 | 0.146 | 0.151 | 0.156 | 0.162 | 0.168 | 0.174 | 0.181 | 0.188 | 0.195 | 0.202
Counterfactual | Gen_BB004 | MW | SPEN | Paisley | 0 | 0.02 | 0.02 | 0.02 | 0.02 | 0.02 | 0.02 | 0.02 | 0.02 | 0.021 | 0.021 | 0.021 | 0.022 | 0.023 | 0.023 | 0.024 | 0.025 | 0.026 | 0.026 | 0.027 | 0.028 | 0.029 | 0.03 | 0.031 | 0.033 | 0.034 | 0.035 | 0.036 | 0.038
Counterfactual | Gen_BB004 | MW | SPEN | Portobello | 0 | 15.287 | 15.491 | 15.618 | 15.745 | 15.745 | 15.745 | 15.745 | 15.745 | 15.745 | 15.745 | 15.745 | 15.745 | 15.745 | 15.745 | 15.745 | 15.745 | 15.745 | 15.745 | 15.745 | 15.745 | 15.745 | 15.745 | 15.745 | 15.745 | 15.745 | 15.745 | 15.745 | 15.745
Counterfactual | Gen_BB004 | MW | SPEN | Ravenscraig | 0 | 0 | 0 | 0 | 0 | 0 | 0 | 0 | 0 | 0 | 0 | 0 | 0 | 0 | 0 | 0 | 0 | 0 | 0 | 0 | 0 | 0 | 0 | 0 | 0 | 0 | 0 | 0 | 0
Counterfactual | Gen_BB004 | MW | SPEN | Redhouse | 0 | 0 | 0 | 0 | 0 | 0 | 0 | 0 | 0 | 0 | 0 | 0 | 0 | 0 | 0 | 0 | 0 | 0 | 0 | 0 | 0 | 0 | 0 | 0 | 0 | 0 | 0 | 0 | 0
Counterfactual | Gen_BB004 | MW | SPEN | Saltcoats A | 0 | 0 | 0 | 0 | 0 | 0 | 0 | 0 | 0 | 0 | 0 | 0 | 0 | 0 | 0 | 0 | 0 | 0 | 0 | 0 | 0 | 0 | 0 | 0 | 0 | 0 | 0 | 0 | 0
Counterfactual | Gen_BB004 | MW | SPEN | Saltcoats B | 0 | 2.702 | 2.709 | 2.717 | 2.724 | 2.732 | 2.739 | 2.746 | 2.691 | 2.604 | 2.404 | 2.162 | 2.007 | 2.014 | 1.755 | 1.391 | 1.281 | 1.285 | 1.274 | 1.281 | 1.169 | 1.035 | 1.037 | 1.039 | 1.042 | 1.044 | 1.046 | 1.048 | 1.056
Counterfactual | Gen_BB004 | MW | SPEN | Sighthill | 0 | 0 | 0 | 0 | 0 | 0 | 0 | 0 | 0 | 0 | 0 | 0 | 0 | 0 | 0 | 0 | 0 | 0 | 0 | 0 | 0 | 0 | 0 | 0 | 0 | 0 | 0 | 0 | 0
Counterfactual | Gen_BB004 | MW | SPEN | Stirling | 0 | 0.067 | 0.066 | 0.067 | 0.067 | 0.068 | 0.068 | 0.068 | 0.069 | 0.069 | 0.071 | 0.072 | 0.074 | 0.076 | 0.079 | 0.081 | 0.084 | 0.086 | 0.089 | 0.092 | 0.095 | 0.099 | 0.102 | 0.106 | 0.11 | 0.114 | 0.119 | 0.123 | 0.128
Counterfactual | Gen_BB004 | MW | SPEN | Strathaven | 0 | 0 | 0 | 0 | 0 | 0 | 0 | 0 | 0 | 0 | 0 | 0 | 0 | 0 | 0 | 0 | 0 | 0 | 0 | 0 | 0 | 0 | 0 | 0 | 0 | 0 | 0 | 0 | 0
Counterfactual | Gen_BB004 | MW | SPEN | Strathleven | 0 | 2.987 | 2.841 | 2.7 | 2.549 | 2.403 | 2.264 | 2.076 | 1.902 | 1.724 | 1.562 | 1.416 | 1.25 | 1.105 | 0.978 | 0.866 | 0.769 | 0.685 | 0.611 | 0.547 | 0.492 | 0.446 | 0.41 | 0.382 | 0.359 | 0.342 | 0.329 | 0.32 | 0.314
Counterfactual | Gen_BB004 | MW | SPEN | Telford Road | 0 | 0 | 0 | 0 | 0 | 0 | 0 | 0 | 0 | 0 | 0 | 0 | 0 | 0 | 0 | 0 | 0 | 0 | 0 | 0 | 0 | 0 | 0 | 0 | 0 | 0 | 0 | 0 | 0
Counterfactual | Gen_BB004 | MW | SPEN | Tongland | 0 | 0.049 | 0.049 | 0.049 | 0.049 | 0.05 | 0.05 | 0.05 | 0.051 | 0.051 | 0.052 | 0.053 | 0.054 | 0.056 | 0.058 | 0.06 | 0.061 | 0.063 | 0.066 | 0.068 | 0.07 | 0.073 | 0.075 | 0.078 | 0.081 | 0.084 | 0.087 | 0.09 | 0.094
Counterfactual | Gen_BB004 | MW | SPEN | Westfield | 0 | 0.054 | 0.053 | 0.053 | 0.054 | 0.054 | 0.054 | 0.055 | 0.055 | 0.056 | 0.056 | 0.058 | 0.059 | 0.061 | 0.063 | 0.065 | 0.067 | 0.069 | 0.071 | 0.074 | 0.076 | 0.079 | 0.082 | 0.085 | 0.088 | 0.091 | 0.095 | 0.098 | 0.102
Counterfactual | Gen_BB004 | MW | SPEN | Whitehouse | 0 | 0 | 0 | 0 | 0 | 0 | 0 | 0 | 0 | 0 | 0 | 0 | 0 | 0 | 0 | 0 | 0 | 0 | 0 | 0 | 0 | 0 | 0 | 0 | 0 | 0 | 0 | 0 | 0
Counterfactual | Gen_BB004 | MW | SPEN | Wishaw | 0 | 0 | 0 | 0 | 0 | 0 | 0 | 0 | 0 | 0 | 0 | 0 | 0 | 0 | 0 | 0 | 0 | 0 | 0 | 0 | 0 | 0 | 0 | 0 | 0 | 0 | 0 | 0 | 0
Counterfactual | Gen_BB004 | MW | SPEN Manweb | Birkenhead | 0 | 5.557 | 5.288 | 5.027 | 4.749 | 4.481 | 4.224 | 3.877 | 3.557 | 3.228 | 2.931 | 2.662 | 2.358 | 2.091 | 1.858 | 1.655 | 1.477 | 1.322 | 1.189 | 1.073 | 0.973 | 0.891 | 0.827 | 0.777 | 0.739 | 0.71 | 0.689 | 0.675 | 0.666
Counterfactual | Gen_BB004 | MW | SPEN Manweb | Capenhurst | 0 | 9.394 | 8.93 | 8.477 | 7.994 | 7.528 | 7.082 | 6.48 | 5.924 | 5.353 | 4.834 | 4.363 | 3.829 | 3.36 | 2.948 | 2.587 | 2.27 | 1.994 | 1.752 | 1.541 | 1.357 | 1.203 | 1.079 | 0.98 | 0.9 | 0.836 | 0.785 | 0.745 | 0.714
Counterfactual | Gen_BB004 | MW | SPEN Manweb | Carrington | 0 | 12.63 | 12.003 | 11.389 | 10.734 | 10.104 | 9.499 | 8.684 | 7.931 | 7.157 | 6.453 | 5.813 | 5.088 | 4.45 | 3.89 | 3.398 | 2.966 | 2.588 | 2.257 | 1.967 | 1.714 | 1.502 | 1.33 | 1.191 | 1.077 | 0.985 | 0.911 | 0.851 | 0.803
Counterfactual | Gen_BB004 | MW | SPEN Manweb | Connah's Quay | 0 | 7.142 | 6.852 | 6.569 | 6.267 | 5.977 | 5.698 | 5.321 | 4.945 | 4.544 | 4.124 | 3.715 | 3.306 | 3.012 | 2.632 | 2.236 | 1.985 | 1.811 | 1.652 | 1.52 | 1.351 | 1.191 | 1.113 | 1.05 | 0.999 | 0.957 | 0.924 | 0.898 | 0.88
Counterfactual | Gen_BB004 | MW | SPEN Manweb | Fiddlers Ferry | 0 | 22.194 | 21.095 | 20.02 | 18.873 | 17.769 | 16.711 | 15.283 | 13.964 | 12.608 | 11.376 | 10.258 | 8.989 | 7.874 | 6.895 | 6.035 | 5.282 | 4.623 | 4.046 | 3.542 | 3.102 | 2.733 | 2.436 | 2.195 | 2.001 | 1.845 | 1.719 | 1.618 | 1.539
Counterfactual | Gen_BB004 | MW | SPEN Manweb | Frodsham | 0 | 4.817 | 4.582 | 4.353 | 4.109 | 3.875 | 3.649 | 3.346 | 3.066 | 2.778 | 2.517 | 2.28 | 2.013 | 1.778 | 1.573 | 1.393 | 1.236 | 1.099 | 0.98 | 0.876 | 0.787 | 0.713 | 0.654 | 0.608 | 0.572 | 0.544 | 0.522 | 0.507 | 0.496
Counterfactual | Gen_BB004 | MW | SPEN Manweb | Kirkby (_D) | 0 | 0.208 | 0.206 | 0.207 | 0.208 | 0.209 | 0.21 | 0.211 | 0.213 | 0.215 | 0.219 | 0.223 | 0.229 | 0.236 | 0.244 | 0.251 | 0.259 | 0.267 | 0.276 | 0.286 | 0.296 | 0.306 | 0.318 | 0.329 | 0.341 | 0.354 | 0.367 | 0.381 | 0.396
Counterfactual | Gen_BB004 | MW | SPEN Manweb | Legacy | 0 | 14.91 | 14.328 | 13.982 | 13.609 | 13.249 | 12.908 | 12.429 | 11.765 | 10.829 | 9.32 | 7.656 | 6.987 | 6.606 | 5.898 | 5.089 | 4.679 | 4.468 | 4.268 | 4.123 | 3.835 | 3.545 | 3.476 | 3.43 | 3.402 | 3.391 | 3.393 | 3.407 | 3.438
Counterfactual | Gen_BB004 | MW | SPEN Manweb | Lister Drive | 0 | 0.138 | 0.136 | 0.137 | 0.138 | 0.139 | 0.139 | 0.14 | 0.141 | 0.143 | 0.145 | 0.148 | 0.152 | 0.157 | 0.161 | 0.166 | 0.172 | 0.177 | 0.183 | 0.189 | 0.196 | 0.203 | 0.21 | 0.218 | 0.226 | 0.235 | 0.243 | 0.253 | 0.262
Counterfactual | Gen_BB004 | MW | SPEN Manweb | Pentir | 0 | 0.203 | 0.201 | 0.203 | 0.204 | 0.205 | 0.205 | 0.207 | 0.208 | 0.21 | 0.214 | 0.218 | 0.224 | 0.231 | 0.238 | 0.245 | 0.253 | 0.261 | 0.27 | 0.279 | 0.289 | 0.3 | 0.31 | 0.322 | 0.334 | 0.346 | 0.359 | 0.373 | 0.387
Counterfactual | Gen_BB004 | MW | SPEN Manweb | Rainhill | 0 | 8.283 | 7.872 | 7.47 | 7.041 | 6.628 | 6.232 | 5.698 | 5.205 | 4.698 | 4.237 | 3.819 | 3.344 | 2.926 | 2.56 | 2.238 | 1.956 | 1.708 | 1.492 | 1.303 | 1.137 | 0.999 | 0.887 | 0.796 | 0.723 | 0.663 | 0.615 | 0.576 | 0.546
Counterfactual | Gen_BB004 | MW | SPEN Manweb | Trawsfynydd | 0 | 0.154 | 0.153 | 0.154 | 0.155 | 0.155 | 0.156 | 0.157 | 0.158 | 0.16 | 0.162 | 0.165 | 0.17 | 0.175 | 0.181 | 0.186 | 0.192 | 0.198 | 0.205 | 0.212 | 0.22 | 0.227 | 0.236 | 0.244 | 0.253 | 0.263 | 0.273 | 0.283 | 0.294
Counterfactual | Gen_BB004 | MW | SPEN Manweb | Wylfa | 0 | 3.266 | 3.221 | 3.178 | 3.132 | 3.087 | 3.045 | 2.986 | 2.88 | 2.744 | 2.521 | 2.268 | 2.081 | 2.036 | 1.775 | 1.432 | 1.306 | 1.279 | 1.243 | 1.226 | 1.111 | 0.983 | 0.971 | 0.962 | 0.955 | 0.949 | 0.945 | 0.942 | 0.944
Counterfactual | Gen_BB004 | MW | SPTL | Direct(SPTL) | 0 | 4.058 | 3.963 | 3.865 | 3.76 | 3.645 | 3.535 | 3.387 | 3.25 | 3.11 | 2.984 | 2.869 | 2.741 | 2.629 | 2.531 | 2.446 | 2.372 | 2.308 | 2.253 | 2.206 | 2.166 | 2.134 | 2.109 | 2.091 | 2.078 | 2.069 | 2.064 | 2.062 | 2.062
Counterfactual | Gen_BB004 | MW | SSEN (SHEPD) | Abernethy | 0 | 0 | 0 | 0 | 0 | 0 | 0 | 0 | 0 | 0 | 0 | 0 | 0 | 0 | 0 | 0 | 0 | 0 | 0 | 0 | 0 | 0 | 0 | 0 | 0 | 0 | 0 | 0 | 0
Counterfactual | Gen_BB004 | MW | SSEN (SHEPD) | Alness | 0 | 0.009 | 0.009 | 0.009 | 0.009 | 0.009 | 0.009 | 0.009 | 0.01 | 0.01 | 0.01 | 0.01 | 0.01 | 0.011 | 0.011 | 0.011 | 0.012 | 0.012 | 0.012 | 0.013 | 0.013 | 0.014 | 0.014 | 0.015 | 0.015 | 0.016 | 0.016 | 0.017 | 0.018
Counterfactual | Gen_BB004 | MW | SSEN (SHEPD) | Arbroath | 0 | 0.184 | 0.182 | 0.184 | 0.185 | 0.185 | 0.186 | 0.187 | 0.189 | 0.191 | 0.194 | 0.198 | 0.203 | 0.21 | 0.216 | 0.223 | 0.23 | 0.237 | 0.245 | 0.253 | 0.262 | 0.272 | 0.282 | 0.292 | 0.303 | 0.314 | 0.326 | 0.338 | 0.351
Counterfactual | Gen_BB004 | MW | SSEN (SHEPD) | Ardmore | 0 | 0.028 | 0.027 | 0.028 | 0.028 | 0.028 | 0.028 | 0.028 | 0.028 | 0.029 | 0.029 | 0.03 | 0.031 | 0.031 | 0.032 | 0.033 | 0.034 | 0.036 | 0.037 | 0.038 | 0.039 | 0.041 | 0.042 | 0.044 | 0.045 | 0.047 | 0.049 | 0.051 | 0.053
Counterfactual | Gen_BB004 | MW | SSEN (SHEPD) | Beauly | 0 | 0 | 0 | 0 | 0 | 0 | 0 | 0 | 0 | 0 | 0 | 0 | 0 | 0 | 0 | 0 | 0 | 0 | 0 | 0 | 0 | 0 | 0 | 0 | 0 | 0 | 0 | 0 | 0
Counterfactual | Gen_BB004 | MW | SSEN (SHEPD) | Boat of Garten | 0 | 0.011 | 0.01 | 0.01 | 0.011 | 0.011 | 0.011 | 0.011 | 0.011 | 0.011 | 0.011 | 0.011 | 0.012 | 0.012 | 0.012 | 0.013 | 0.013 | 0.013 | 0.014 | 0.014 | 0.015 | 0.015 | 0.016 | 0.017 | 0.017 | 0.018 | 0.019 | 0.019 | 0.02
Counterfactual | Gen_BB004 | MW | SSEN (SHEPD) | Braco West | 0 | 0.017 | 0.017 | 0.017 | 0.017 | 0.017 | 0.018 | 0.018 | 0.018 | 0.018 | 0.018 | 0.019 | 0.019 | 0.02 | 0.02 | 0.021 | 0.022 | 0.022 | 0.023 | 0.024 | 0.025 | 0.026 | 0.027 | 0.027 | 0.029 | 0.03 | 0.031 | 0.032 | 0.033
Counterfactual | Gen_BB004 | MW | SSEN (SHEPD) | Bridge of Dun | 0 | 0.1 | 0.099 | 0.1 | 0.101 | 0.101 | 0.102 | 0.102 | 0.103 | 0.104 | 0.106 | 0.108 | 0.111 | 0.114 | 0.118 | 0.121 | 0.125 | 0.129 | 0.133 | 0.138 | 0.143 | 0.148 | 0.153 | 0.159 | 0.165 | 0.171 | 0.177 | 0.184 | 0.191
Counterfactual | Gen_BB004 | MW | SSEN (SHEPD) | Broadford-Skye | 0 | 0 | 0 | 0 | 0 | 0 | 0 | 0 | 0 | 0 | 0 | 0 | 0 | 0 | 0 | 0 | 0 | 0 | 0 | 0 | 0 | 0 | 0 | 0 | 0 | 0 | 0 | 0 | 0
Counterfactual | Gen_BB004 | MW | SSEN (SHEPD) | Burghmuir | 0 | 0 | 0 | 0 | 0 | 0 | 0 | 0 | 0 | 0 | 0 | 0 | 0 | 0 | 0 | 0 | 0 | 0 | 0 | 0 | 0 | 0 | 0 | 0 | 0 | 0 | 0 | 0 | 0
Counterfactual | Gen_BB004 | MW | SSEN (SHEPD) | Carradale | 0 | 0 | 0 | 0 | 0 | 0 | 0 | 0 | 0 | 0 | 0 | 0 | 0 | 0 | 0 | 0 | 0 | 0 | 0 | 0 | 0 | 0 | 0 | 0 | 0 | 0 | 0 | 0 | 0
Counterfactual | Gen_BB004 | MW | SSEN (SHEPD) | Ceannacroc | 0 | 0 | 0 | 0 | 0 | 0 | 0 | 0 | 0 | 0 | 0 | 0 | 0 | 0 | 0 | 0 | 0 | 0 | 0 | 0 | 0 | 0 | 0 | 0 | 0 | 0 | 0 | 0 | 0
Counterfactual | Gen_BB004 | MW | SSEN (SHEPD) | Clayhills | 0 | 0 | 0 | 0 | 0 | 0 | 0 | 0 | 0 | 0 | 0 | 0 | 0 | 0 | 0 | 0 | 0 | 0 | 0 | 0 | 0 | 0 | 0 | 0 | 0 | 0 | 0 | 0 | 0
Counterfactual | Gen_BB004 | MW | SSEN (SHEPD) | Coupar Angus | 0 | 0.042 | 0.042 | 0.042 | 0.043 | 0.043 | 0.043 | 0.043 | 0.043 | 0.044 | 0.045 | 0.045 | 0.047 | 0.048 | 0.05 | 0.051 | 0.053 | 0.054 | 0.056 | 0.058 | 0.06 | 0.063 | 0.065 | 0.067 | 0.07 | 0.072 | 0.075 | 0.078 | 0.081
Counterfactual | Gen_BB004 | MW | SSEN (SHEPD) | Craigiebuckler | 0 | 0 | 0 | 0 | 0 | 0 | 0 | 0 | 0 | 0 | 0 | 0 | 0 | 0 | 0 | 0 | 0 | 0 | 0 | 0 | 0 | 0 | 0 | 0 | 0 | 0 | 0 | 0 | 0
Counterfactual | Gen_BB004 | MW | SSEN (SHEPD) | Dounreay | 0 | 0.023 | 0.023 | 0.023 | 0.023 | 0.023 | 0.023 | 0.023 | 0.024 | 0.024 | 0.024 | 0.025 | 0.025 | 0.026 | 0.027 | 0.028 | 0.029 | 0.03 | 0.031 | 0.032 | 0.033 | 0.034 | 0.035 | 0.036 | 0.038 | 0.039 | 0.041 | 0.042 | 0.044
Counterfactual | Gen_BB004 | MW | SSEN (SHEPD) | Dunvegan | 0 | 0 | 0 | 0 | 0 | 0 | 0 | 0 | 0 | 0 | 0 | 0 | 0 | 0 | 0 | 0 | 0 | 0 | 0 | 0 | 0 | 0 | 0 | 0 | 0 | 0 | 0 | 0 | 0
Counterfactual | Gen_BB004 | MW | SSEN (SHEPD) | Dyce | 0 | 0.151 | 0.149 | 0.15 | 0.151 | 0.151 | 0.152 | 0.153 | 0.154 | 0.156 | 0.158 | 0.161 | 0.166 | 0.171 | 0.176 | 0.182 | 0.187 | 0.193 | 0.2 | 0.207 | 0.214 | 0.222 | 0.23 | 0.238 | 0.247 | 0.256 | 0.266 | 0.276 | 0.286
Counterfactual | Gen_BB004 | MW | SSEN (SHEPD) | Elgin | 0 | 0.146 | 0.144 | 0.145 | 0.146 | 0.146 | 0.147 | 0.148 | 0.149 | 0.151 | 0.153 | 0.156 | 0.161 | 0.165 | 0.17 | 0.176 | 0.181 | 0.187 | 0.193 | 0.2 | 0.207 | 0.214 | 0.222 | 0.23 | 0.239 | 0.248 | 0.257 | 0.267 | 0.277
Counterfactual | Gen_BB004 | MW | SSEN (SHEPD) | Fiddes | 0 | 0.017 | 0.017 | 0.017 | 0.017 | 0.017 | 0.017 | 0.017 | 0.017 | 0.017 | 0.018 | 0.018 | 0.018 | 0.019 | 0.02 | 0.02 | 0.021 | 0.021 | 0.022 | 0.023 | 0.024 | 0.025 | 0.025 | 0.026 | 0.027 | 0.028 | 0.029 | 0.031 | 0.032
Counterfactual | Gen_BB004 | MW | SSEN (SHEPD) | Fort William | 0 | 0.026 | 0.026 | 0.026 | 0.026 | 0.026 | 0.027 | 0.027 | 0.027 | 0.027 | 0.028 | 0.028 | 0.029 | 0.03 | 0.031 | 0.032 | 0.033 | 0.034 | 0.035 | 0.036 | 0.037 | 0.039 | 0.04 | 0.042 | 0.043 | 0.045 | 0.046 | 0.048 | 0.05
Counterfactual | Gen_BB004 | MW | SSEN (SHEPD) | Fraserburgh | 0 | 0 | 0 | 0 | 0 | 0 | 0 | 0 | 0 | 0 | 0 | 0 | 0 | 0 | 0 | 0 | 0 | 0 | 0 | 0 | 0 | 0 | 0 | 0 | 0 | 0 | 0 | 0 | 0
Counterfactual | Gen_BB004 | MW | SSEN (SHEPD) | Grudie Bridge | 0 | 0 | 0 | 0 | 0 | 0 | 0 | 0 | 0 | 0 | 0 | 0 | 0 | 0 | 0 | 0 | 0 | 0 | 0 | 0 | 0 | 0 | 0 | 0 | 0 | 0 | 0 | 0 | 0
Counterfactual | Gen_BB004 | MW | SSEN (SHEPD) | Inverness | 0 | 0.115 | 0.114 | 0.114 | 0.115 | 0.116 | 0.116 | 0.117 | 0.118 | 0.119 | 0.121 | 0.123 | 0.127 | 0.131 | 0.135 | 0.139 | 0.143 | 0.147 | 0.153 | 0.158 | 0.163 | 0.169 | 0.175 | 0.182 | 0.188 | 0.195 | 0.203 | 0.21 | 0.218
Counterfactual | Gen_BB004 | MW | SSEN (SHEPD) | Keith | 0 | 0.081 | 0.08 | 0.081 | 0.081 | 0.082 | 0.082 | 0.083 | 0.083 | 0.084 | 0.085 | 0.087 | 0.09 | 0.092 | 0.095 | 0.098 | 0.101 | 0.104 | 0.108 | 0.112 | 0.116 | 0.12 | 0.124 | 0.129 | 0.133 | 0.138 | 0.143 | 0.149 | 0.155
Counterfactual | Gen_BB004 | MW | SSEN (SHEPD) | Killin | 0 | 0 | 0 | 0 | 0 | 0 | 0 | 0 | 0 | 0 | 0 | 0 | 0 | 0 | 0 | 0 | 0 | 0 | 0 | 0 | 0 | 0 | 0 | 0 | 0 | 0 | 0 | 0 | 0
Counterfactual | Gen_BB004 | MW | SSEN (SHEPD) | Kinlochleven | 0 | 0 | 0 | 0 | 0 | 0 | 0 | 0 | 0 | 0 | 0 | 0 | 0 | 0 | 0 | 0 | 0 | 0 | 0 | 0 | 0 | 0 | 0 | 0 | 0 | 0 | 0 | 0 | 0
Counterfactual | Gen_BB004 | MW | SSEN (SHEPD) | Kintore | 0 | 0.006 | 0.006 | 0.006 | 0.006 | 0.006 | 0.006 | 0.006 | 0.006 | 0.006 | 0.006 | 0.007 | 0.007 | 0.007 | 0.007 | 0.007 | 0.008 | 0.008 | 0.008 | 0.008 | 0.009 | 0.009 | 0.009 | 0.01 | 0.01 | 0.011 | 0.011 | 0.011 | 0.012
Counterfactual | Gen_BB004 | MW | SSEN (SHEPD) | Lairg | 0 | 0 | 0 | 0 | 0 | 0 | 0 | 0 | 0 | 0 | 0 | 0 | 0 | 0 | 0 | 0 | 0 | 0 | 0 | 0 | 0 | 0 | 0 | 0 | 0 | 0 | 0 | 0 | 0
Counterfactual | Gen_BB004 | MW | SSEN (SHEPD) | Lunanhead | 0 | 0 | 0 | 0 | 0 | 0 | 0 | 0 | 0 | 0 | 0 | 0 | 0 | 0 | 0 | 0 | 0 | 0 | 0 | 0 | 0 | 0 | 0 | 0 | 0 | 0 | 0 | 0 | 0
Counterfactual | Gen_BB004 | MW | SSEN (SHEPD) | Lyndhurst | 0 | 0.006 | 0.006 | 0.006 | 0.006 | 0.006 | 0.006 | 0.006 | 0.006 | 0.006 | 0.007 | 0.007 | 0.007 | 0.007 | 0.007 | 0.007 | 0.008 | 0.008 | 0.008 | 0.009 | 0.009 | 0.009 | 0.009 | 0.01 | 0.01 | 0.011 | 0.011 | 0.011 | 0.012
Counterfactual | Gen_BB004 | MW | SSEN (SHEPD) | Macduff | 0 | 0.067 | 0.066 | 0.066 | 0.067 | 0.067 | 0.067 | 0.068 | 0.068 | 0.069 | 0.07 | 0.071 | 0.073 | 0.076 | 0.078 | 0.08 | 0.083 | 0.085 | 0.088 | 0.091 | 0.095 | 0.098 | 0.102 | 0.105 | 0.109 | 0.113 | 0.118 | 0.122 | 0.127
Counterfactual | Gen_BB004 | MW | SSEN (SHEPD) | Milton of Craigie | 0 | 0.098 | 0.097 | 0.098 | 0.098 | 0.099 | 0.099 | 0.1 | 0.1 | 0.101 | 0.103 | 0.105 | 0.108 | 0.111 | 0.115 | 0.118 | 0.122 | 0.126 | 0.13 | 0.135 | 0.139 | 0.144 | 0.15 | 0.155 | 0.161 | 0.167 | 0.173 | 0.18 | 0.187
Counterfactual | Gen_BB004 | MW | SSEN (SHEPD) | Mybster | 0 | 0 | 0 | 0 | 0 | 0 | 0 | 0 | 0 | 0 | 0 | 0 | 0 | 0 | 0 | 0 | 0 | 0 | 0 | 0 | 0 | 0 | 0 | 0 | 0 | 0 | 0 | 0 | 0
Counterfactual | Gen_BB004 | MW | SSEN (SHEPD) | Nairn | 0 | 0.077 | 0.076 | 0.077 | 0.077 | 0.077 | 0.078 | 0.078 | 0.079 | 0.08 | 0.081 | 0.083 | 0.085 | 0.088 | 0.09 | 0.093 | 0.096 | 0.099 | 0.102 | 0.106 | 0.11 | 0.113 | 0.118 | 0.122 | 0.126 | 0.131 | 0.136 | 0.141 | 0.147
Counterfactual | Gen_BB004 | MW | SSEN (SHEPD) | Persley | 0 | 0.037 | 0.037 | 0.037 | 0.037 | 0.038 | 0.038 | 0.038 | 0.038 | 0.039 | 0.039 | 0.04 | 0.041 | 0.042 | 0.044 | 0.045 | 0.047 | 0.048 | 0.05 | 0.051 | 0.053 | 0.055 | 0.057 | 0.059 | 0.061 | 0.064 | 0.066 | 0.068 | 0.071
Counterfactual | Gen_BB004 | MW | SSEN (SHEPD) | Peterhead Shell | 0 | 0.082 | 0.081 | 0.082 | 0.082 | 0.082 | 0.083 | 0.083 | 0.084 | 0.085 | 0.086 | 0.088 | 0.09 | 0.093 | 0.096 | 0.099 | 0.102 | 0.105 | 0.109 | 0.112 | 0.116 | 0.121 | 0.125 | 0.129 | 0.134 | 0.139 | 0.145 | 0.15 | 0.156
Counterfactual | Gen_BB004 | MW | SSEN (SHEPD) | Port Ann | 0 | 0.023 | 0.023 | 0.023 | 0.023 | 0.023 | 0.023 | 0.023 | 0.024 | 0.024 | 0.024 | 0.025 | 0.025 | 0.026 | 0.027 | 0.028 | 0.029 | 0.03 | 0.031 | 0.032 | 0.033 | 0.034 | 0.035 | 0.036 | 0.038 | 0.039 | 0.041 | 0.042 | 0.044
Counterfactual | Gen_BB004 | MW | SSEN (SHEPD) | Redmoss | 0 | 0 | 0 | 0 | 0 | 0 | 0 | 0 | 0 | 0 | 0 | 0 | 0 | 0 | 0 | 0 | 0 | 0 | 0 | 0 | 0 | 0 | 0 | 0 | 0 | 0 | 0 | 0 | 0
Counterfactual | Gen_BB004 | MW | SSEN (SHEPD) | Shin | 0 | 0 | 0 | 0 | 0 | 0 | 0 | 0 | 0 | 0 | 0 | 0 | 0 | 0 | 0 | 0 | 0 | 0 | 0 | 0 | 0 | 0 | 0 | 0 | 0 | 0 | 0 | 0 | 0
Counterfactual | Gen_BB004 | MW | SSEN (SHEPD) | Sloy | 0 | 0 | 0 | 0 | 0 | 0 | 0 | 0 | 0 | 0 | 0 | 0 | 0 | 0 | 0 | 0 | 0 | 0 | 0 | 0 | 0 | 0 | 0 | 0 | 0 | 0 | 0 | 0 | 0
Counterfactual | Gen_BB004 | MW | SSEN (SHEPD) | Strichen | 0 | 0 | 0 | 0 | 0 | 0 | 0 | 0 | 0 | 0 | 0 | 0 | 0 | 0 | 0 | 0 | 0 | 0 | 0 | 0 | 0 | 0 | 0 | 0 | 0 | 0 | 0 | 0 | 0
Counterfactual | Gen_BB004 | MW | SSEN (SHEPD) | Tarland | 0 | 0 | 0 | 0 | 0 | 0 | 0 | 0 | 0 | 0 | 0 | 0 | 0 | 0 | 0 | 0 | 0 | 0 | 0 | 0 | 0 | 0 | 0 | 0 | 0 | 0 | 0 | 0 | 0
Counterfactual | Gen_BB004 | MW | SSEN (SHEPD) | Taynuilt | 0 | 0 | 0 | 0 | 0 | 0 | 0 | 0 | 0 | 0 | 0 | 0 | 0 | 0 | 0 | 0 | 0 | 0 | 0 | 0 | 0 | 0 | 0 | 0 | 0 | 0 | 0 | 0 | 0
Counterfactual | Gen_BB004 | MW | SSEN (SHEPD) | Thurso | 0 | 0.462 | 0.457 | 0.46 | 0.463 | 0.464 | 0.466 | 0.469 | 0.473 | 0.478 | 0.485 | 0.495 | 0.509 | 0.525 | 0.541 | 0.558 | 0.575 | 0.593 | 0.613 | 0.634 | 0.657 | 0.68 | 0.705 | 0.731 | 0.758 | 0.786 | 0.815 | 0.846 | 0.878
Counterfactual | Gen_BB004 | MW | SSEN (SHEPD) | Tummel Bridge | 0 | 0 | 0 | 0 | 0 | 0 | 0 | 0 | 0 | 0 | 0 | 0 | 0 | 0 | 0 | 0 | 0 | 0 | 0 | 0 | 0 | 0 | 0 | 0 | 0 | 0 | 0 | 0 | 0
Counterfactual | Gen_BB004 | MW | SSEN (SHEPD) | Willowdale | 0 | 0 | 0 | 0 | 0 | 0 | 0 | 0 | 0 | 0 | 0 | 0 | 0 | 0 | 0 | 0 | 0 | 0 | 0 | 0 | 0 | 0 | 0 | 0 | 0 | 0 | 0 | 0 | 0
Counterfactual | Gen_BB004 | MW | SSEN (SHEPD) | Woodhill | 0 | 0 | 0 | 0 | 0 | 0 | 0 | 0 | 0 | 0 | 0 | 0 | 0 | 0 | 0 | 0 | 0 | 0 | 0 | 0 | 0 | 0 | 0 | 0 | 0 | 0 | 0 | 0 | 0
Counterfactual | Gen_BB004 | MW | SSEN South | Acton Lane 66kV | 0 | 0.027 | 0.027 | 0.027 | 0.027 | 0.027 | 0.028 | 0.028 | 0.028 | 0.028 | 0.029 | 0.029 | 0.03 | 0.031 | 0.032 | 0.033 | 0.034 | 0.035 | 0.036 | 0.038 | 0.039 | 0.04 | 0.042 | 0.043 | 0.045 | 0.046 | 0.048 | 0.05 | 0.052
Counterfactual | Gen_BB004 | MW | SSEN South | Botley Wood | 0 | 0 | 0 | 0 | 0 | 0 | 0 | 0 | 0 | 0 | 0 | 0 | 0 | 0 | 0 | 0 | 0 | 0 | 0 | 0 | 0 | 0 | 0 | 0 | 0 | 0 | 0 | 0 | 0
Counterfactual | Gen_BB004 | MW | SSEN South | Bramley | 0 | 2.438 | 2.333 | 2.239 | 2.137 | 2.038 | 1.944 | 1.816 | 1.7 | 1.581 | 1.476 | 1.383 | 1.281 | 1.194 | 1.12 | 1.057 | 1.004 | 0.961 | 0.927 | 0.9 | 0.881 | 0.869 | 0.864 | 0.866 | 0.873 | 0.884 | 0.9 | 0.919 | 0.941
Counterfactual | Gen_BB004 | MW | SSEN South | Chickerell | 0 | 0.192 | 0.19 | 0.192 | 0.193 | 0.194 | 0.194 | 0.196 | 0.197 | 0.199 | 0.202 | 0.206 | 0.212 | 0.219 | 0.225 | 0.232 | 0.24 | 0.247 | 0.256 | 0.264 | 0.274 | 0.284 | 0.294 | 0.305 | 0.316 | 0.328 | 0.34 | 0.353 | 0.366
Counterfactual | Gen_BB004 | MW | SSEN South | Cowley | 0 | 13.943 | 13.26 | 12.595 | 11.886 | 11.203 | 10.548 | 9.664 | 8.848 | 8.011 | 7.251 | 6.561 | 5.782 | 5.097 | 4.497 | 3.972 | 3.512 | 3.111 | 2.762 | 2.459 | 2.195 | 1.977 | 1.803 | 1.665 | 1.556 | 1.47 | 1.405 | 1.355 | 1.32
Counterfactual | Gen_BB004 | MW | SSEN South | Ealing | 0 | 0.095 | 0.094 | 0.095 | 0.095 | 0.096 | 0.096 | 0.097 | 0.098 | 0.099 | 0.1 | 0.102 | 0.105 | 0.108 | 0.112 | 0.115 | 0.119 | 0.122 | 0.126 | 0.131 | 0.135 | 0.14 | 0.145 | 0.151 | 0.156 | 0.162 | 0.168 | 0.175 | 0.181
Counterfactual | Gen_BB004 | MW | SSEN South | Fawley | 0 | 0.155 | 0.153 | 0.154 | 0.155 | 0.156 | 0.156 | 0.157 | 0.159 | 0.16 | 0.163 | 0.166 | 0.171 | 0.176 | 0.181 | 0.187 | 0.193 | 0.199 | 0.206 | 0.213 | 0.22 | 0.228 | 0.236 | 0.245 | 0.254 | 0.263 | 0.273 | 0.284 | 0.294
Counterfactual | Gen_BB004 | MW | SSEN South | Fleet | 0 | 0.364 | 0.36 | 0.363 | 0.365 | 0.366 | 0.368 | 0.37 | 0.373 | 0.377 | 0.383 | 0.39 | 0.402 | 0.414 | 0.427 | 0.44 | 0.454 | 0.468 | 0.484 | 0.5 | 0.518 | 0.537 | 0.556 | 0.576 | 0.598 | 0.62 | 0.643 | 0.668 | 0.693
Counterfactual | Gen_BB004 | MW | SSEN South | Iver 132kV | 0 | 1.974 | 1.878 | 1.785 | 1.686 | 1.59 | 1.499 | 1.375 | 1.261 | 1.144 | 1.038 | 0.942 | 0.834 | 0.739 | 0.655 | 0.583 | 0.519 | 0.464 | 0.416 | 0.374 | 0.339 | 0.309 | 0.286 | 0.268 | 0.254 | 0.243 | 0.235 | 0.23 | 0.227
Counterfactual | Gen_BB004 | MW | SSEN South | Iver 66kV | 0 | 0.037 | 0.037 | 0.037 | 0.038 | 0.038 | 0.038 | 0.038 | 0.038 | 0.039 | 0.039 | 0.04 | 0.041 | 0.043 | 0.044 | 0.045 | 0.047 | 0.048 | 0.05 | 0.051 | 0.053 | 0.055 | 0.057 | 0.059 | 0.061 | 0.064 | 0.066 | 0.069 | 0.071
Counterfactual | Gen_BB004 | MW | SSEN South | Laleham | 0 | 0.034 | 0.034 | 0.034 | 0.034 | 0.035 | 0.035 | 0.035 | 0.035 | 0.035 | 0.036 | 0.037 | 0.038 | 0.039 | 0.04 | 0.041 | 0.043 | 0.044 | 0.046 | 0.047 | 0.049 | 0.051 | 0.052 | 0.054 | 0.056 | 0.058 | 0.061 | 0.063 | 0.065
Counterfactual | Gen_BB004 | MW | SSEN South | Lovedean | 0 | 0.202 | 0.199 | 0.201 | 0.202 | 0.203 | 0.204 | 0.205 | 0.206 | 0.208 | 0.212 | 0.216 | 0.222 | 0.229 | 0.236 | 0.243 | 0.251 | 0.259 | 0.268 | 0.277 | 0.287 | 0.297 | 0.308 | 0.319 | 0.331 | 0.343 | 0.356 | 0.369 | 0.383
Counterfactual | Gen_BB004 | MW | SSEN South | Mannington | 0 | 4.134 | 3.947 | 3.773 | 3.586 | 3.406 | 3.233 | 3 | 2.785 | 2.566 | 2.37 | 2.195 | 2.001 | 1.832 | 1.686 | 1.561 | 1.454 | 1.364 | 1.289 | 1.227 | 1.177 | 1.14 | 1.116 | 1.102 | 1.097 | 1.1 | 1.109 | 1.124 | 1.143
Counterfactual | Gen_BB004 | MW | SSEN South | Melksham | 0 | 19.185 | 18.242 | 17.322 | 16.34 | 15.395 | 14.489 | 13.267 | 12.139 | 10.98 | 9.927 | 8.972 | 7.891 | 6.942 | 6.109 | 5.379 | 4.74 | 4.182 | 3.695 | 3.271 | 2.903 | 2.595 | 2.35 | 2.154 | 1.998 | 1.874 | 1.777 | 1.702 | 1.647
Counterfactual | Gen_BB004 | MW | SSEN South | Minety | 0 | 0.222 | 0.22 | 0.221 | 0.223 | 0.223 | 0.224 | 0.226 | 0.227 | 0.23 | 0.233 | 0.238 | 0.245 | 0.252 | 0.26 | 0.268 | 0.277 | 0.285 | 0.295 | 0.305 | 0.316 | 0.327 | 0.339 | 0.352 | 0.364 | 0.378 | 0.392 | 0.407 | 0.423
Counterfactual | Gen_BB004 | MW | SSEN South | Nursling | 0 | 0.154 | 0.153 | 0.154 | 0.155 | 0.155 | 0.156 | 0.157 | 0.158 | 0.159 | 0.162 | 0.165 | 0.17 | 0.175 | 0.181 | 0.186 | 0.192 | 0.198 | 0.205 | 0.212 | 0.219 | 0.227 | 0.235 | 0.244 | 0.253 | 0.262 | 0.272 | 0.283 | 0.293
Counterfactual | Gen_BB004 | MW | UKPN Eastern | Amersham Main | 0 | 0 | 0 | 0 | 0 | 0 | 0 | 0 | 0 | 0 | 0 | 0 | 0 | 0 | 0 | 0 | 0 | 0 | 0 | 0 | 0 | 0 | 0 | 0 | 0 | 0 | 0 | 0 | 0
Counterfactual | Gen_BB004 | MW | UKPN Eastern | Braintree | 0 | 0.03 | 0.029 | 0.03 | 0.03 | 0.03 | 0.03 | 0.03 | 0.03 | 0.031 | 0.031 | 0.032 | 0.033 | 0.034 | 0.035 | 0.036 | 0.037 | 0.038 | 0.039 | 0.041 | 0.042 | 0.044 | 0.045 | 0.047 | 0.049 | 0.05 | 0.052 | 0.054 | 0.056
Counterfactual | Gen_BB004 | MW | UKPN Eastern | Bramford | 0 | 70.875 | 70.81 | 70.767 | 70.707 | 70.654 | 70.611 | 70.491 | 68.889 | 66.49 | 61.404 | 55.345 | 51.353 | 51.323 | 44.876 | 35.937 | 33.14 | 33.137 | 32.771 | 32.882 | 30.111 | 26.847 | 26.882 | 26.933 | 26.995 | 27.067 | 27.148 | 27.237 | 27.458
Counterfactual | Gen_BB004 | MW | UKPN Eastern | Brimsdown | 0 | 3.493 | 3.501 | 3.511 | 3.521 | 3.531 | 3.541 | 3.551 | 3.483 | 3.374 | 3.126 | 2.827 | 2.636 | 2.649 | 2.329 | 1.879 | 1.745 | 1.755 | 1.746 | 1.76 | 1.625 | 1.464 | 1.473 | 1.482 | 1.492 | 1.502 | 1.512 | 1.522 | 1.54
Counterfactual | Gen_BB004 | MW | UKPN Eastern | Burwell Main | 0 | 0.061 | 0.06 | 0.06 | 0.061 | 0.061 | 0.061 | 0.062 | 0.062 | 0.063 | 0.064 | 0.065 | 0.067 | 0.069 | 0.071 | 0.073 | 0.075 | 0.078 | 0.08 | 0.083 | 0.086 | 0.089 | 0.092 | 0.096 | 0.099 | 0.103 | 0.107 | 0.111 | 0.115
Counterfactual | Gen_BB004 | MW | UKPN Eastern | Eaton Socon | 0 | 0.186 | 0.184 | 0.186 | 0.187 | 0.188 | 0.188 | 0.189 | 0.191 | 0.193 | 0.196 | 0.2 | 0.206 | 0.212 | 0.218 | 0.225 | 0.232 | 0.24 | 0.248 | 0.256 | 0.265 | 0.275 | 0.285 | 0.295 | 0.306 | 0.317 | 0.329 | 0.342 | 0.355
Counterfactual | Gen_BB004 | MW | UKPN Eastern | Elstree | 0 | 5.772 | 5.485 | 5.205 | 4.905 | 4.617 | 4.341 | 3.969 | 3.624 | 3.271 | 2.949 | 2.657 | 2.325 | 2.034 | 1.778 | 1.553 | 1.356 | 1.183 | 1.032 | 0.899 | 0.784 | 0.686 | 0.608 | 0.544 | 0.493 | 0.451 | 0.417 | 0.389 | 0.367
Counterfactual | Gen_BB004 | MW | UKPN Eastern | Loudwater | 0 | 0 | 0 | 0 | 0 | 0 | 0 | 0 | 0 | 0 | 0 | 0 | 0 | 0 | 0 | 0 | 0 | 0 | 0 | 0 | 0 | 0 | 0 | 0 | 0 | 0 | 0 | 0 | 0
Counterfactual | Gen_BB004 | MW | UKPN Eastern | Mill Hill | 0 | 0.096 | 0.095 | 0.095 | 0.096 | 0.096 | 0.097 | 0.097 | 0.098 | 0.099 | 0.101 | 0.103 | 0.106 | 0.109 | 0.112 | 0.116 | 0.119 | 0.123 | 0.127 | 0.132 | 0.136 | 0.141 | 0.146 | 0.152 | 0.157 | 0.163 | 0.169 | 0.176 | 0.182
Counterfactual | Gen_BB004 | MW | UKPN Eastern | Norwich Main | 0 | 3.757 | 3.688 | 3.632 | 3.571 | 3.511 | 3.454 | 3.376 | 3.265 | 3.133 | 2.938 | 2.726 | 2.569 | 2.528 | 2.322 | 2.057 | 1.964 | 1.952 | 1.938 | 1.942 | 1.873 | 1.797 | 1.815 | 1.838 | 1.866 | 1.898 | 1.933 | 1.972 | 2.017
Counterfactual | Gen_BB004 | MW | UKPN Eastern | Pelham | 0 | 0.258 | 0.255 | 0.257 | 0.259 | 0.26 | 0.261 | 0.262 | 0.264 | 0.267 | 0.271 | 0.277 | 0.285 | 0.293 | 0.302 | 0.312 | 0.321 | 0.331 | 0.343 | 0.355 | 0.367 | 0.38 | 0.394 | 0.408 | 0.423 | 0.439 | 0.456 | 0.473 | 0.491
Counterfactual | Gen_BB004 | MW | UKPN Eastern | Rayleigh | 0 | 0.168 | 0.166 | 0.167 | 0.168 | 0.169 | 0.17 | 0.171 | 0.172 | 0.174 | 0.176 | 0.18 | 0.185 | 0.191 | 0.197 | 0.203 | 0.209 | 0.216 | 0.223 | 0.231 | 0.239 | 0.247 | 0.256 | 0.266 | 0.276 | 0.286 | 0.297 | 0.308 | 0.32
Counterfactual | Gen_BB004 | MW | UKPN Eastern | Rye House | 0 | 1.57 | 1.587 | 1.6 | 1.613 | 1.613 | 1.614 | 1.615 | 1.616 | 1.617 | 1.619 | 1.622 | 1.626 | 1.631 | 1.635 | 1.64 | 1.645 | 1.65 | 1.656 | 1.662 | 1.668 | 1.675 | 1.682 | 1.689 | 1.697 | 1.705 | 1.713 | 1.722 | 1.731
Counterfactual | Gen_BB004 | MW | UKPN Eastern | Sundon | 0 | 0.142 | 0.141 | 0.142 | 0.143 | 0.143 | 0.144 | 0.145 | 0.146 | 0.147 | 0.15 | 0.152 | 0.157 | 0.162 | 0.167 | 0.172 | 0.177 | 0.183 | 0.189 | 0.195 | 0.202 | 0.21 | 0.217 | 0.225 | 0.233 | 0.242 | 0.251 | 0.261 | 0.271
Counterfactual | Gen_BB004 | MW | UKPN Eastern | Tilbury | 0 | 20.259 | 19.255 | 18.273 | 17.226 | 16.219 | 15.252 | 13.948 | 12.744 | 11.507 | 10.381 | 9.36 | 8.202 | 7.183 | 6.289 | 5.504 | 4.816 | 4.214 | 3.687 | 3.227 | 2.825 | 2.487 | 2.216 | 1.996 | 1.819 | 1.675 | 1.56 | 1.468 | 1.395
Counterfactual | Gen_BB004 | MW | UKPN Eastern | Tottenham | 0 | 1.705 | 1.71 | 1.714 | 1.719 | 1.724 | 1.728 | 1.733 | 1.699 | 1.644 | 1.519 | 1.369 | 1.272 | 1.278 | 1.116 | 0.889 | 0.821 | 0.824 | 0.818 | 0.823 | 0.754 | 0.671 | 0.673 | 0.676 | 0.678 | 0.68 | 0.683 | 0.685 | 0.691
Counterfactual | Gen_BB004 | MW | UKPN Eastern | Walpole (_A) | 0 | 74.226 | 74.384 | 74.545 | 74.702 | 74.853 | 75.006 | 75.143 | 73.624 | 71.23 | 65.843 | 59.359 | 55.177 | 55.337 | 48.388 | 38.667 | 35.701 | 35.799 | 35.479 | 35.669 | 32.666 | 29.102 | 29.165 | 29.231 | 29.3 | 29.372 | 29.445 | 29.521 | 29.737
Counterfactual | Gen_BB004 | MW | UKPN Eastern | Warley | 0 | 4.152 | 3.95 | 3.754 | 3.545 | 3.344 | 3.151 | 2.891 | 2.651 | 2.405 | 2.181 | 1.979 | 1.751 | 1.55 | 1.375 | 1.221 | 1.088 | 0.971 | 0.87 | 0.783 | 0.707 | 0.645 | 0.596 | 0.557 | 0.528 | 0.505 | 0.488 | 0.477 | 0.469
Counterfactual | Gen_BB004 | MW | UKPN Eastern | Watford South | 0 | 0.001 | 0.001 | 0.001 | 0.001 | 0.001 | 0.001 | 0.001 | 0.001 | 0.001 | 0.001 | 0.001 | 0.001 | 0.001 | 0.001 | 0.001 | 0.001 | 0.001 | 0.001 | 0.001 | 0.001 | 0.001 | 0.001 | 0.002 | 0.002 | 0.002 | 0.002 | 0.002 | 0.002
Counterfactual | Gen_BB004 | MW | UKPN Eastern | West Thurrock | 0 | 0 | 0 | 0 | 0 | 0 | 0 | 0 | 0 | 0 | 0 | 0 | 0 | 0 | 0 | 0 | 0 | 0 | 0 | 0 | 0 | 0 | 0 | 0 | 0 | 0 | 0 | 0 | 0
Counterfactual | Gen_BB004 | MW | UKPN Eastern | Wymondley | 0 | 0 | 0 | 0 | 0 | 0 | 0 | 0 | 0 | 0 | 0 | 0 | 0 | 0 | 0 | 0 | 0 | 0 | 0 | 0 | 0 | 0 | 0 | 0 | 0 | 0 | 0 | 0 | 0
Counterfactual | Gen_BB004 | MW | UKPN London | Barking | 0 | 0.116 | 0.115 | 0.116 | 0.116 | 0.117 | 0.117 | 0.118 | 0.119 | 0.12 | 0.122 | 0.124 | 0.128 | 0.132 | 0.136 | 0.14 | 0.145 | 0.149 | 0.154 | 0.16 | 0.165 | 0.171 | 0.177 | 0.184 | 0.191 | 0.198 | 0.205 | 0.213 | 0.221
Counterfactual | Gen_BB004 | MW | UKPN London | Barking West | 0 | 0 | 0 | 0 | 0 | 0 | 0 | 0 | 0 | 0 | 0 | 0 | 0 | 0 | 0 | 0 | 0 | 0 | 0 | 0 | 0 | 0 | 0 | 0 | 0 | 0 | 0 | 0 | 0
Counterfactual | Gen_BB004 | MW | UKPN London | City Road | 0 | 0 | 0 | 0 | 0 | 0 | 0 | 0 | 0 | 0 | 0 | 0 | 0 | 0 | 0 | 0 | 0 | 0 | 0 | 0 | 0 | 0 | 0 | 0 | 0 | 0 | 0 | 0 | 0
Counterfactual | Gen_BB004 | MW | UKPN London | Hackney 132kV | 0 | 0.022 | 0.022 | 0.022 | 0.022 | 0.022 | 0.023 | 0.023 | 0.023 | 0.023 | 0.023 | 0.024 | 0.025 | 0.025 | 0.026 | 0.027 | 0.028 | 0.029 | 0.03 | 0.031 | 0.032 | 0.033 | 0.034 | 0.035 | 0.037 | 0.038 | 0.039 | 0.041 | 0.042
Counterfactual | Gen_BB004 | MW | UKPN London | Hackney 66kV | 0 | 0 | 0 | 0 | 0 | 0 | 0 | 0 | 0 | 0 | 0 | 0 | 0 | 0 | 0 | 0 | 0 | 0 | 0 | 0 | 0 | 0 | 0 | 0 | 0 | 0 | 0 | 0 | 0
Counterfactual | Gen_BB004 | MW | UKPN London | Hurst | 0 | 0.001 | 0.001 | 0.001 | 0.001 | 0.001 | 0.001 | 0.001 | 0.001 | 0.001 | 0.001 | 0.001 | 0.001 | 0.001 | 0.001 | 0.001 | 0.001 | 0.001 | 0.001 | 0.001 | 0.001 | 0.001 | 0.001 | 0.001 | 0.001 | 0.001 | 0.001 | 0.001 | 0.001
Counterfactual | Gen_BB004 | MW | UKPN London | Littlebrook (_C) | 0 | 0.059 | 0.058 | 0.059 | 0.059 | 0.059 | 0.059 | 0.06 | 0.06 | 0.061 | 0.062 | 0.063 | 0.065 | 0.067 | 0.069 | 0.071 | 0.073 | 0.076 | 0.078 | 0.081 | 0.084 | 0.087 | 0.09 | 0.093 | 0.097 | 0.1 | 0.104 | 0.108 | 0.112
Counterfactual | Gen_BB004 | MW | UKPN London | Lodge Road | 0 | 0 | 0 | 0 | 0 | 0 | 0 | 0 | 0 | 0 | 0 | 0 | 0 | 0 | 0 | 0 | 0 | 0 | 0 | 0 | 0 | 0 | 0 | 0 | 0 | 0 | 0 | 0 | 0
Counterfactual | Gen_BB004 | MW | UKPN London | New Cross | 0 | 0 | 0 | 0 | 0 | 0 | 0 | 0 | 0 | 0 | 0 | 0 | 0 | 0 | 0 | 0 | 0 | 0 | 0 | 0 | 0 | 0 | 0 | 0 | 0 | 0 | 0 | 0 | 0
Counterfactual | Gen_BB004 | MW | UKPN London | Redbridge | 0 | 0 | 0 | 0 | 0 | 0 | 0 | 0 | 0 | 0 | 0 | 0 | 0 | 0 | 0 | 0 | 0 | 0 | 0 | 0 | 0 | 0 | 0 | 0 | 0 | 0 | 0 | 0 | 0
Counterfactual | Gen_BB004 | MW | UKPN London | St John's Wood | 0 | 0 | 0 | 0 | 0 | 0 | 0 | 0 | 0 | 0 | 0 | 0 | 0 | 0 | 0 | 0 | 0 | 0 | 0 | 0 | 0 | 0 | 0 | 0 | 0 | 0 | 0 | 0 | 0
Counterfactual | Gen_BB004 | MW | UKPN London | West Ham | 0 | 0.039 | 0.038 | 0.038 | 0.039 | 0.039 | 0.039 | 0.039 | 0.04 | 0.04 | 0.041 | 0.041 | 0.043 | 0.044 | 0.045 | 0.047 | 0.048 | 0.05 | 0.051 | 0.053 | 0.055 | 0.057 | 0.059 | 0.061 | 0.063 | 0.066 | 0.068 | 0.071 | 0.073
Counterfactual | Gen_BB004 | MW | UKPN London | Willesden 132kV | 0 | 0.074 | 0.073 | 0.073 | 0.074 | 0.074 | 0.074 | 0.075 | 0.075 | 0.076 | 0.077 | 0.079 | 0.081 | 0.084 | 0.086 | 0.089 | 0.092 | 0.095 | 0.098 | 0.101 | 0.105 | 0.109 | 0.112 | 0.117 | 0.121 | 0.125 | 0.13 | 0.135 | 0.14
Counterfactual | Gen_BB004 | MW | UKPN London | Willesden 66kV | 0 | 0.032 | 0.032 | 0.032 | 0.032 | 0.032 | 0.032 | 0.033 | 0.033 | 0.033 | 0.034 | 0.034 | 0.035 | 0.036 | 0.038 | 0.039 | 0.04 | 0.041 | 0.043 | 0.044 | 0.046 | 0.047 | 0.049 | 0.051 | 0.053 | 0.055 | 0.057 | 0.059 | 0.061
Counterfactual | Gen_BB004 | MW | UKPN London | Wimbledon South | 0 | 0.059 | 0.059 | 0.059 | 0.059 | 0.06 | 0.06 | 0.06 | 0.061 | 0.061 | 0.062 | 0.063 | 0.065 | 0.067 | 0.069 | 0.071 | 0.074 | 0.076 | 0.079 | 0.081 | 0.084 | 0.087 | 0.09 | 0.094 | 0.097 | 0.101 | 0.105 | 0.108 | 0.113
Counterfactual | Gen_BB004 | MW | UKPN South East | Beddington (_J) | 0 | 0.126 | 0.125 | 0.126 | 0.127 | 0.127 | 0.128 | 0.128 | 0.13 | 0.131 | 0.133 | 0.136 | 0.14 | 0.144 | 0.148 | 0.153 | 0.157 | 0.162 | 0.168 | 0.174 | 0.18 | 0.186 | 0.193 | 0.2 | 0.208 | 0.215 | 0.223 | 0.232 | 0.241
Counterfactual | Gen_BB004 | MW | UKPN South East | Bolney | 0 | 28.618 | 27.21 | 25.837 | 24.372 | 22.962 | 21.609 | 19.785 | 18.101 | 16.371 | 14.799 | 13.374 | 11.76 | 10.343 | 9.099 | 8.009 | 7.055 | 6.221 | 5.494 | 4.861 | 4.31 | 3.851 | 3.484 | 3.19 | 2.956 | 2.77 | 2.625 | 2.512 | 2.429
Counterfactual | Gen_BB004 | MW | UKPN South East | Canterbury | 0 | 0.053 | 0.053 | 0.053 | 0.053 | 0.053 | 0.054 | 0.054 | 0.054 | 0.055 | 0.056 | 0.057 | 0.059 | 0.06 | 0.062 | 0.064 | 0.066 | 0.068 | 0.071 | 0.073 | 0.076 | 0.078 | 0.081 | 0.084 | 0.087 | 0.09 | 0.094 | 0.097 | 0.101
Counterfactual | Gen_BB004 | MW | UKPN South East | Chessington | 0 | 0.089 | 0.088 | 0.089 | 0.09 | 0.09 | 0.09 | 0.091 | 0.092 | 0.092 | 0.094 | 0.096 | 0.099 | 0.102 | 0.105 | 0.108 | 0.111 | 0.115 | 0.119 | 0.123 | 0.127 | 0.132 | 0.136 | 0.141 | 0.147 | 0.152 | 0.158 | 0.164 | 0.17
Counterfactual | Gen_BB004 | MW | UKPN South East | Kemsley | 0 | 0.086 | 0.085 | 0.086 | 0.087 | 0.087 | 0.087 | 0.088 | 0.088 | 0.089 | 0.091 | 0.093 | 0.095 | 0.098 | 0.101 | 0.104 | 0.108 | 0.111 | 0.115 | 0.119 | 0.123 | 0.127 | 0.132 | 0.137 | 0.142 | 0.147 | 0.153 | 0.158 | 0.164
Counterfactual | Gen_BB004 | MW | UKPN South East | Kingsnorth | 0 | 0.039 | 0.038 | 0.038 | 0.039 | 0.039 | 0.039 | 0.039 | 0.04 | 0.04 | 0.041 | 0.041 | 0.043 | 0.044 | 0.045 | 0.047 | 0.048 | 0.05 | 0.051 | 0.053 | 0.055 | 0.057 | 0.059 | 0.061 | 0.063 | 0.066 | 0.068 | 0.071 | 0.073
Counterfactual | Gen_BB004 | MW | UKPN South East | Littlebrook (_J) | 0 | 0 | 0 | 0 | 0 | 0 | 0 | 0 | 0 | 0 | 0 | 0 | 0 | 0 | 0 | 0 | 0 | 0 | 0 | 0 | 0 | 0 | 0 | 0 | 0 | 0 | 0 | 0 | 0
Counterfactual | Gen_BB004 | MW | UKPN South East | Ninfield | 0 | 0.146 | 0.145 | 0.146 | 0.146 | 0.147 | 0.148 | 0.148 | 0.15 | 0.151 | 0.154 | 0.157 | 0.161 | 0.166 | 0.171 | 0.176 | 0.182 | 0.188 | 0.194 | 0.201 | 0.208 | 0.215 | 0.223 | 0.231 | 0.24 | 0.249 | 0.258 | 0.268 | 0.278
Counterfactual | Gen_BB004 | MW | UKPN South East | Northfleet East | 0 | 0.459 | 0.454 | 0.458 | 0.46 | 0.462 | 0.464 | 0.467 | 0.47 | 0.475 | 0.483 | 0.492 | 0.507 | 0.522 | 0.538 | 0.555 | 0.572 | 0.59 | 0.61 | 0.631 | 0.653 | 0.677 | 0.701 | 0.727 | 0.754 | 0.782 | 0.811 | 0.842 | 0.874
Counterfactual | Gen_BB004 | MW | UKPN South East | Richborough | 0 | 0.088 | 0.087 | 0.087 | 0.088 | 0.088 | 0.088 | 0.089 | 0.09 | 0.091 | 0.092 | 0.094 | 0.097 | 0.1 | 0.103 | 0.106 | 0.109 | 0.112 | 0.116 | 0.12 | 0.125 | 0.129 | 0.134 | 0.139 | 0.144 | 0.149 | 0.155 | 0.16 | 0.167
Counterfactual | Gen_BB004 | MW | UKPN South East | Sellindge | 0 | 0.205 | 0.203 | 0.204 | 0.206 | 0.206 | 0.207 | 0.208 | 0.21 | 0.212 | 0.216 | 0.22 | 0.226 | 0.233 | 0.24 | 0.248 | 0.255 | 0.263 | 0.272 | 0.282 | 0.292 | 0.302 | 0.313 | 0.325 | 0.337 | 0.349 | 0.362 | 0.376 | 0.39
Counterfactual | Gen_BB004 | MW | UKPN South East | West Weybridge | 0 | 0.116 | 0.115 | 0.115 | 0.116 | 0.117 | 0.117 | 0.118 | 0.119 | 0.12 | 0.122 | 0.124 | 0.128 | 0.132 | 0.136 | 0.14 | 0.144 | 0.149 | 0.154 | 0.159 | 0.165 | 0.171 | 0.177 | 0.183 | 0.19 | 0.197 | 0.205 | 0.212 | 0.22
Counterfactual | Gen_BB005 | MW | Electricity North West | Bredbury | 0 | 26.299 | 26.299 | 25.557 | 24.15 | 21.709 | 17.975 | 12.753 | 10.447 | 10.447 | 10.149 | 7.66 | 2.353 | 0.101 | 0 | 0 | 0 | 0 | 0 | 0 | 0 | 0 | 0 | 0 | 0 | 0 | 0 | 0 | 0
Counterfactual | Gen_BB005 | MW | Electricity North West | Harker | 0 | 20.128 | 20.128 | 19.56 | 18.483 | 16.615 | 13.757 | 9.761 | 7.996 | 7.996 | 7.768 | 5.863 | 1.801 | 0.077 | 0 | 0 | 0 | 0 | 0 | 0 | 0 | 0 | 0 | 0 | 0 | 0 | 0 | 0 | 0
Counterfactual | Gen_BB005 | MW | Electricity North West | Heysham (NGET) | 0 | 3.074 | 3.074 | 2.987 | 2.822 | 2.537 | 2.101 | 1.49 | 1.221 | 1.221 | 1.186 | 0.895 | 0.275 | 0.012 | 0 | 0 | 0 | 0 | 0 | 0 | 0 | 0 | 0 | 0 | 0 | 0 | 0 | 0 | 0
Counterfactual | Gen_BB005 | MW | Electricity North West | Kearsley 132kV | 0 | 15.806 | 15.806 | 15.36 | 14.514 | 13.047 | 10.803 | 7.665 | 6.279 | 6.279 | 6.1 | 4.604 | 1.414 | 0.061 | 0 | 0 | 0 | 0 | 0 | 0 | 0 | 0 | 0 | 0 | 0 | 0 | 0 | 0 | 0
Counterfactual | Gen_BB005 | MW | Electricity North West | Kearsley 33kV | 0 | 1.555 | 1.555 | 1.511 | 1.428 | 1.284 | 1.063 | 0.754 | 0.618 | 0.618 | 0.6 | 0.453 | 0.139 | 0.006 | 0 | 0 | 0 | 0 | 0 | 0 | 0 | 0 | 0 | 0 | 0 | 0 | 0 | 0 | 0
Counterfactual | Gen_BB005 | MW | Electricity North West | Macclesfield | 0 | 0 | 0 | 0 | 0 | 0 | 0 | 0 | 0 | 0 | 0 | 0 | 0 | 0 | 0 | 0 | 0 | 0 | 0 | 0 | 0 | 0 | 0 | 0 | 0 | 0 | 0 | 0 | 0
Counterfactual | Gen_BB005 | MW | Electricity North West | Padiham | 0 | 5.842 | 5.842 | 5.678 | 5.365 | 4.823 | 3.993 | 2.833 | 2.321 | 2.321 | 2.255 | 1.702 | 0.523 | 0.022 | 0 | 0 | 0 | 0 | 0 | 0 | 0 | 0 | 0 | 0 | 0 | 0 | 0 | 0 | 0
Counterfactual | Gen_BB005 | MW | Electricity North West | Penwortham East | 0 | 10.852 | 10.852 | 10.546 | 9.966 | 8.958 | 7.417 | 5.263 | 4.311 | 4.311 | 4.188 | 3.161 | 0.971 | 0.042 | 0 | 0 | 0 | 0 | 0 | 0 | 0 | 0 | 0 | 0 | 0 | 0 | 0 | 0 | 0
Counterfactual | Gen_BB005 | MW | Electricity North West | Penwortham West | 0 | 29.572 | 29.572 | 28.738 | 27.156 | 24.411 | 20.212 | 14.341 | 11.747 | 11.747 | 11.413 | 8.613 | 2.646 | 0.114 | 0 | 0 | 0 | 0 | 0 | 0 | 0 | 0 | 0 | 0 | 0 | 0 | 0 | 0 | 0
Counterfactual | Gen_BB005 | MW | Electricity North West | Rochdale | 0 | 25.152 | 25.152 | 24.443 | 23.097 | 20.763 | 17.191 | 12.197 | 9.991 | 9.991 | 9.707 | 7.326 | 2.251 | 0.097 | 0 | 0 | 0 | 0 | 0 | 0 | 0 | 0 | 0 | 0 | 0 | 0 | 0 | 0 | 0
Counterfactual | Gen_BB005 | MW | Electricity North West | South Manchester | 0 | 3.325 | 3.325 | 3.232 | 3.054 | 2.745 | 2.273 | 1.613 | 1.321 | 1.321 | 1.283 | 0.969 | 0.298 | 0.013 | 0 | 0 | 0 | 0 | 0 | 0 | 0 | 0 | 0 | 0 | 0 | 0 | 0 | 0 | 0
Counterfactual | Gen_BB005 | MW | Electricity North West | Stalybridge | 0 | 30.277 | 30.277 | 29.423 | 27.802 | 24.993 | 20.693 | 14.682 | 12.027 | 12.027 | 11.684 | 8.818 | 2.709 | 0.116 | 0 | 0 | 0 | 0 | 0 | 0 | 0 | 0 | 0 | 0 | 0 | 0 | 0 | 0 | 0
Counterfactual | Gen_BB005 | MW | Electricity North West | Washway Farm | 0 | 7.227 | 7.227 | 7.023 | 6.637 | 5.966 | 4.94 | 3.505 | 2.871 | 2.871 | 2.789 | 2.105 | 0.647 | 0.028 | 0 | 0 | 0 | 0 | 0 | 0 | 0 | 0 | 0 | 0 | 0 | 0 | 0 | 0 | 0
Counterfactual | Gen_BB005 | MW | Electricity North West | Whitegate | 0 | 7.242 | 7.242 | 7.037 | 6.65 | 5.978 | 4.95 | 3.512 | 2.877 | 2.877 | 2.795 | 2.109 | 0.648 | 0.028 | 0 | 0 | 0 | 0 | 0 | 0 | 0 | 0 | 0 | 0 | 0 | 0 | 0 | 0 | 0
Counterfactual | Gen_BB005 | MW | IDNO - Refer to Comment Field | Tynemouth 2 | 0 | 0 | 0 | 0 | 0 | 0 | 0 | 0 | 0 | 0 | 0 | 0 | 0 | 0 | 0 | 0 | 0 | 0 | 0 | 0 | 0 | 0 | 0 | 0 | 0 | 0 | 0 | 0 | 0 | Note: TYNE2 is operated by an IDNO allocated to GSP Group/licence area F
Counterfactual | Gen_BB005 | MW | NGED East Midlands | Berkswell | 0 | 0 | 0 | 0 | 0 | 0 | 0 | 0 | 0 | 0 | 0 | 0 | 0 | 0 | 0 | 0 | 0 | 0 | 0 | 0 | 0 | 0 | 0 | 0 | 0 | 0 | 0 | 0 | 0
Counterfactual | Gen_BB005 | MW | NGED East Midlands | Bicker Fen | 0 | 0 | 0 | 0 | 0 | 0 | 0 | 0 | 0 | 0 | 0 | 0 | 0 | 0 | 0 | 0 | 0 | 0 | 0 | 0 | 0 | 0 | 0 | 0 | 0 | 0 | 0 | 0 | 0
Counterfactual | Gen_BB005 | MW | NGED East Midlands | Chesterfield | 0 | 0 | 0 | 0 | 0 | 0 | 0 | 0 | 0 | 0 | 0 | 0 | 0 | 0 | 0 | 0 | 0 | 0 | 0 | 0 | 0 | 0 | 0 | 0 | 0 | 0 | 0 | 0 | 0
Counterfactual | Gen_BB005 | MW | NGED East Midlands | Coventry | 0 | 0.577 | 0.577 | 0.56 | 0.53 | 0.476 | 0.394 | 0.28 | 0.229 | 0.229 | 0.223 | 0.168 | 0.052 | 0.002 | 0 | 0 | 0 | 0 | 0 | 0 | 0 | 0 | 0 | 0 | 0 | 0 | 0 | 0 | 0
Counterfactual | Gen_BB005 | MW | NGED East Midlands | Drakelow | 0 | 0 | 0 | 0 | 0 | 0 | 0 | 0 | 0 | 0 | 0 | 0 | 0 | 0 | 0 | 0 | 0 | 0 | 0 | 0 | 0 | 0 | 0 | 0 | 0 | 0 | 0 | 0 | 0
Counterfactual | Gen_BB005 | MW | NGED East Midlands | East Claydon (_B) | 0 | 11.057 | 11.057 | 10.745 | 10.154 | 9.127 | 7.557 | 5.362 | 4.392 | 4.392 | 4.267 | 3.221 | 0.989 | 0.043 | 0 | 0 | 0 | 0 | 0 | 0 | 0 | 0 | 0 | 0 | 0 | 0 | 0 | 0 | 0
Counterfactual | Gen_BB005 | MW | NGED East Midlands | Enderby | 0 | 1.538 | 1.538 | 1.494 | 1.412 | 1.269 | 1.051 | 0.746 | 0.611 | 0.611 | 0.593 | 0.448 | 0.138 | 0.006 | 0 | 0 | 0 | 0 | 0 | 0 | 0 | 0 | 0 | 0 | 0 | 0 | 0 | 0 | 0
Counterfactual | Gen_BB005 | MW | NGED East Midlands | Grendon | 0 | 0 | 0 | 0 | 0 | 0 | 0 | 0 | 0 | 0 | 0 | 0 | 0 | 0 | 0 | 0 | 0 | 0 | 0 | 0 | 0 | 0 | 0 | 0 | 0 | 0 | 0 | 0 | 0
Counterfactual | Gen_BB005 | MW | NGED East Midlands | Ratcliffe | 0 | 0 | 0 | 0 | 0 | 0 | 0 | 0 | 0 | 0 | 0 | 0 | 0 | 0 | 0 | 0 | 0 | 0 | 0 | 0 | 0 | 0 | 0 | 0 | 0 | 0 | 0 | 0 | 0
Counterfactual | Gen_BB005 | MW | NGED East Midlands | Staythorpe | 0 | 43.912 | 43.912 | 42.673 | 40.323 | 36.248 | 30.012 | 21.294 | 17.443 | 17.443 | 16.946 | 12.79 | 3.929 | 0.169 | 0 | 0 | 0 | 0 | 0 | 0 | 0 | 0 | 0 | 0 | 0 | 0 | 0 | 0 | 0
Counterfactual | Gen_BB005 | MW | NGED East Midlands | Stoke Bardolph | 0 | 0 | 0 | 0 | 0 | 0 | 0 | 0 | 0 | 0 | 0 | 0 | 0 | 0 | 0 | 0 | 0 | 0 | 0 | 0 | 0 | 0 | 0 | 0 | 0 | 0 | 0 | 0 | 0
Counterfactual | Gen_BB005 | MW | NGED East Midlands | Walpole (_B) | 0 | 1.989 | 1.989 | 1.933 | 1.827 | 1.642 | 1.36 | 0.965 | 0.79 | 0.79 | 0.768 | 0.579 | 0.178 | 0.008 | 0 | 0 | 0 | 0 | 0 | 0 | 0 | 0 | 0 | 0 | 0 | 0 | 0 | 0 | 0
Counterfactual | Gen_BB005 | MW | NGED East Midlands | West Burton | 0 | 0 | 0 | 0 | 0 | 0 | 0 | 0 | 0 | 0 | 0 | 0 | 0 | 0 | 0 | 0 | 0 | 0 | 0 | 0 | 0 | 0 | 0 | 0 | 0 | 0 | 0 | 0 | 0
Counterfactual | Gen_BB005 | MW | NGED East Midlands | Willington | 0 | 5.257 | 5.257 | 5.109 | 4.827 | 4.34 | 3.593 | 2.549 | 2.088 | 2.088 | 2.029 | 1.531 | 0.47 | 0.02 | 0 | 0 | 0 | 0 | 0 | 0 | 0 | 0 | 0 | 0 | 0 | 0 | 0 | 0 | 0
Counterfactual | Gen_BB005 | MW | NGED South Wales | Aberthaw | 0 | 1.615 | 1.615 | 1.569 | 1.483 | 1.333 | 1.104 | 0.783 | 0.641 | 0.641 | 0.623 | 0.47 | 0.144 | 0.006 | 0 | 0 | 0 | 0 | 0 | 0 | 0 | 0 | 0 | 0 | 0 | 0 | 0 | 0 | 0
Counterfactual | Gen_BB005 | MW | NGED South Wales | Cardiff East | 0 | 1.586 | 1.586 | 1.541 | 1.456 | 1.309 | 1.084 | 0.769 | 0.63 | 0.63 | 0.612 | 0.462 | 0.142 | 0.006 | 0 | 0 | 0 | 0 | 0 | 0 | 0 | 0 | 0 | 0 | 0 | 0 | 0 | 0 | 0
Counterfactual | Gen_BB005 | MW | NGED South Wales | Grange | 0 | 0.221 | 0.221 | 0.215 | 0.203 | 0.182 | 0.151 | 0.107 | 0.088 | 0.088 | 0.085 | 0.064 | 0.02 | 0.001 | 0 | 0 | 0 | 0 | 0 | 0 | 0 | 0 | 0 | 0 | 0 | 0 | 0 | 0 | 0
Counterfactual | Gen_BB005 | MW | NGED South Wales | Pembroke | 0 | 0 | 0 | 0 | 0 | 0 | 0 | 0 | 0 | 0 | 0 | 0 | 0 | 0 | 0 | 0 | 0 | 0 | 0 | 0 | 0 | 0 | 0 | 0 | 0 | 0 | 0 | 0 | 0
Counterfactual | Gen_BB005 | MW | NGED South Wales | Pyle | 0 | 1.321 | 1.321 | 1.284 | 1.213 | 1.091 | 0.903 | 0.641 | 0.525 | 0.525 | 0.51 | 0.385 | 0.118 | 0.005 | 0 | 0 | 0 | 0 | 0 | 0 | 0 | 0 | 0 | 0 | 0 | 0 | 0 | 0 | 0
Counterfactual | Gen_BB005 | MW | NGED South Wales | Rassau | 0 | 39.41 | 39.41 | 38.298 | 36.189 | 32.532 | 26.936 | 19.111 | 15.655 | 15.655 | 15.209 | 11.479 | 3.527 | 0.152 | 0 | 0 | 0 | 0 | 0 | 0 | 0 | 0 | 0 | 0 | 0 | 0 | 0 | 0 | 0
Counterfactual | Gen_BB005 | MW | NGED South Wales | Swansea North | 0 | 50.232 | 50.232 | 48.815 | 46.127 | 41.465 | 34.332 | 24.359 | 19.954 | 19.954 | 19.385 | 14.631 | 4.495 | 0.193 | 0 | 0 | 0 | 0 | 0 | 0 | 0 | 0 | 0 | 0 | 0 | 0 | 0 | 0 | 0
Counterfactual | Gen_BB005 | MW | NGED South Wales | Upper Boat 132kV | 0 | 0 | 0 | 0 | 0 | 0 | 0 | 0 | 0 | 0 | 0 | 0 | 0 | 0 | 0 | 0 | 0 | 0 | 0 | 0 | 0 | 0 | 0 | 0 | 0 | 0 | 0 | 0 | 0
Counterfactual | Gen_BB005 | MW | NGED South Wales | Uskmouth | 0 | 8.724 | 8.724 | 8.478 | 8.011 | 7.201 | 5.962 | 4.23 | 3.465 | 3.465 | 3.367 | 2.541 | 0.781 | 0.034 | 0 | 0 | 0 | 0 | 0 | 0 | 0 | 0 | 0 | 0 | 0 | 0 | 0 | 0 | 0
Counterfactual | Gen_BB005 | MW | NGED South West | Abham | 0 | 33.489 | 33.489 | 32.544 | 30.752 | 27.644 | 22.889 | 16.24 | 13.303 | 13.303 | 12.924 | 9.754 | 2.997 | 0.129 | 0 | 0 | 0 | 0 | 0 | 0 | 0 | 0 | 0 | 0 | 0 | 0 | 0 | 0 | 0
Counterfactual | Gen_BB005 | MW | NGED South West | Alverdiscott | 0 | 0 | 0 | 0 | 0 | 0 | 0 | 0 | 0 | 0 | 0 | 0 | 0 | 0 | 0 | 0 | 0 | 0 | 0 | 0 | 0 | 0 | 0 | 0 | 0 | 0 | 0 | 0 | 0
Counterfactual | Gen_BB005 | MW | NGED South West | Axminster | 0 | 3.844 | 3.844 | 3.736 | 3.53 | 3.173 | 2.627 | 1.864 | 1.527 | 1.527 | 1.484 | 1.12 | 0.344 | 0.015 | 0 | 0 | 0 | 0 | 0 | 0 | 0 | 0 | 0 | 0 | 0 | 0 | 0 | 0 | 0
Counterfactual | Gen_BB005 | MW | NGED South West | Bridgewater | 0 | 3.844 | 3.844 | 3.736 | 3.53 | 3.173 | 2.627 | 1.864 | 1.527 | 1.527 | 1.484 | 1.12 | 0.344 | 0.015 | 0 | 0 | 0 | 0 | 0 | 0 | 0 | 0 | 0 | 0 | 0 | 0 | 0 | 0 | 0
Counterfactual | Gen_BB005 | MW | NGED South West | Exeter | 0 | 0 | 0 | 0 | 0 | 0 | 0 | 0 | 0 | 0 | 0 | 0 | 0 | 0 | 0 | 0 | 0 | 0 | 0 | 0 | 0 | 0 | 0 | 0 | 0 | 0 | 0 | 0 | 0
Counterfactual | Gen_BB005 | MW | NGED South West | Indian Queens | 0 | 0.192 | 0.192 | 0.187 | 0.177 | 0.159 | 0.131 | 0.093 | 0.076 | 0.076 | 0.074 | 0.056 | 0.017 | 0.001 | 0 | 0 | 0 | 0 | 0 | 0 | 0 | 0 | 0 | 0 | 0 | 0 | 0 | 0 | 0
Counterfactual | Gen_BB005 | MW | NGED South West | Landulph | 0 | 53.003 | 53.003 | 51.508 | 48.672 | 43.753 | 36.226 | 25.703 | 21.055 | 21.055 | 20.455 | 15.438 | 4.743 | 0.204 | 0 | 0 | 0 | 0 | 0 | 0 | 0 | 0 | 0 | 0 | 0 | 0 | 0 | 0 | 0
Counterfactual | Gen_BB005 | MW | NGED South West | Seabank | 0 | 18.493 | 18.493 | 17.971 | 16.982 | 15.266 | 12.64 | 8.968 | 7.346 | 7.346 | 7.137 | 5.386 | 1.655 | 0.071 | 0 | 0 | 0 | 0 | 0 | 0 | 0 | 0 | 0 | 0 | 0 | 0 | 0 | 0 | 0
Counterfactual | Gen_BB005 | MW | NGED South West | Taunton | 0 | 0 | 0 | 0 | 0 | 0 | 0 | 0 | 0 | 0 | 0 | 0 | 0 | 0 | 0 | 0 | 0 | 0 | 0 | 0 | 0 | 0 | 0 | 0 | 0 | 0 | 0 | 0 | 0
Counterfactual | Gen_BB005 | MW | NGED West Midlands | Bishops Wood | 0 | 0.961 | 0.961 | 0.934 | 0.883 | 0.793 | 0.657 | 0.466 | 0.382 | 0.382 | 0.371 | 0.28 | 0.086 | 0.004 | 0 | 0 | 0 | 0 | 0 | 0 | 0 | 0 | 0 | 0 | 0 | 0 | 0 | 0 | 0
Counterfactual | Gen_BB005 | MW | NGED West Midlands | Bushbury | 0 | 34.599 | 34.599 | 33.623 | 31.771 | 28.561 | 23.647 | 16.778 | 13.744 | 13.744 | 13.352 | 10.077 | 3.096 | 0.133 | 0 | 0 | 0 | 0 | 0 | 0 | 0 | 0 | 0 | 0 | 0 | 0 | 0 | 0 | 0
Counterfactual | Gen_BB005 | MW | NGED West Midlands | Bustleholme | 0 | 0.961 | 0.961 | 0.934 | 0.883 | 0.793 | 0.657 | 0.466 | 0.382 | 0.382 | 0.371 | 0.28 | 0.086 | 0.004 | 0 | 0 | 0 | 0 | 0 | 0 | 0 | 0 | 0 | 0 | 0 | 0 | 0 | 0 | 0
Counterfactual | Gen_BB005 | MW | NGED West Midlands | Cellarhead | 0 | 22.723 | 22.723 | 22.082 | 20.866 | 18.757 | 15.53 | 11.019 | 9.026 | 9.026 | 8.769 | 6.618 | 2.033 | 0.087 | 0 | 0 | 0 | 0 | 0 | 0 | 0 | 0 | 0 | 0 | 0 | 0 | 0 | 0 | 0
Counterfactual | Gen_BB005 | MW | NGED West Midlands | Feckenham | 0 | 0 | 0 | 0 | 0 | 0 | 0 | 0 | 0 | 0 | 0 | 0 | 0 | 0 | 0 | 0 | 0 | 0 | 0 | 0 | 0 | 0 | 0 | 0 | 0 | 0 | 0 | 0 | 0
Counterfactual | Gen_BB005 | MW | NGED West Midlands | Hams Hall | 0 | 0.384 | 0.384 | 0.374 | 0.353 | 0.317 | 0.263 | 0.186 | 0.153 | 0.153 | 0.148 | 0.112 | 0.034 | 0.001 | 0 | 0 | 0 | 0 | 0 | 0 | 0 | 0 | 0 | 0 | 0 | 0 | 0 | 0 | 0
Counterfactual | Gen_BB005 | MW | NGED West Midlands | Iron Acton | 0 | 25.426 | 25.426 | 24.709 | 23.348 | 20.989 | 17.378 | 12.33 | 10.1 | 10.1 | 9.812 | 7.406 | 2.275 | 0.098 | 0 | 0 | 0 | 0 | 0 | 0 | 0 | 0 | 0 | 0 | 0 | 0 | 0 | 0 | 0
Counterfactual | Gen_BB005 | MW | NGED West Midlands | Ironbridge | 0 | 0 | 0 | 0 | 0 | 0 | 0 | 0 | 0 | 0 | 0 | 0 | 0 | 0 | 0 | 0 | 0 | 0 | 0 | 0 | 0 | 0 | 0 | 0 | 0 | 0 | 0 | 0 | 0
Counterfactual | Gen_BB005 | MW | NGED West Midlands | Kitwell | 0 | 0 | 0 | 0 | 0 | 0 | 0 | 0 | 0 | 0 | 0 | 0 | 0 | 0 | 0 | 0 | 0 | 0 | 0 | 0 | 0 | 0 | 0 | 0 | 0 | 0 | 0 | 0 | 0
Counterfactual | Gen_BB005 | MW | NGED West Midlands | Nechells | 0 | 23.066 | 23.066 | 22.415 | 21.181 | 19.04 | 15.765 | 11.185 | 9.163 | 9.163 | 8.902 | 6.718 | 2.064 | 0.089 | 0 | 0 | 0 | 0 | 0 | 0 | 0 | 0 | 0 | 0 | 0 | 0 | 0 | 0 | 0
Counterfactual | Gen_BB005 | MW | NGED West Midlands | Ocker Hill | 0 | 1.73 | 1.73 | 1.681 | 1.589 | 1.428 | 1.182 | 0.839 | 0.687 | 0.687 | 0.668 | 0.504 | 0.155 | 0.007 | 0 | 0 | 0 | 0 | 0 | 0 | 0 | 0 | 0 | 0 | 0 | 0 | 0 | 0 | 0
Counterfactual | Gen_BB005 | MW | NGED West Midlands | Oldbury | 0 | 0 | 0 | 0 | 0 | 0 | 0 | 0 | 0 | 0 | 0 | 0 | 0 | 0 | 0 | 0 | 0 | 0 | 0 | 0 | 0 | 0 | 0 | 0 | 0 | 0 | 0 | 0 | 0
Counterfactual | Gen_BB005 | MW | NGED West Midlands | Penn | 0 | 0 | 0 | 0 | 0 | 0 | 0 | 0 | 0 | 0 | 0 | 0 | 0 | 0 | 0 | 0 | 0 | 0 | 0 | 0 | 0 | 0 | 0 | 0 | 0 | 0 | 0 | 0 | 0
Counterfactual | Gen_BB005 | MW | NGED West Midlands | Rugeley | 0 | 4.805 | 4.805 | 4.67 | 4.413 | 3.967 | 3.284 | 2.33 | 1.909 | 1.909 | 1.854 | 1.4 | 0.43 | 0.018 | 0 | 0 | 0 | 0 | 0 | 0 | 0 | 0 | 0 | 0 | 0 | 0 | 0 | 0 | 0
Counterfactual | Gen_BB005 | MW | NGED West Midlands | Shrewsbury | 0 | 0 | 0 | 0 | 0 | 0 | 0 | 0 | 0 | 0 | 0 | 0 | 0 | 0 | 0 | 0 | 0 | 0 | 0 | 0 | 0 | 0 | 0 | 0 | 0 | 0 | 0 | 0 | 0
Counterfactual | Gen_BB005 | MW | NGED West Midlands | Walham | 0 | 12.249 | 12.249 | 11.903 | 11.248 | 10.111 | 8.372 | 5.94 | 4.866 | 4.866 | 4.727 | 3.568 | 1.096 | 0.047 | 0 | 0 | 0 | 0 | 0 | 0 | 0 | 0 | 0 | 0 | 0 | 0 | 0 | 0 | 0
Counterfactual | Gen_BB005 | MW | NGED West Midlands | Willenhall | 0 | 11.052 | 11.052 | 10.741 | 10.149 | 9.123 | 7.554 | 5.36 | 4.39 | 4.39 | 4.265 | 3.219 | 0.989 | 0.043 | 0 | 0 | 0 | 0 | 0 | 0 | 0 | 0 | 0 | 0 | 0 | 0 | 0 | 0 | 0
Counterfactual | Gen_BB005 | MW | NGET | Direct(NGET) | 0 | 286.5 | 286.5 | 286.5 | 186.5 | 186.5 | 186.5 | 186.5 | 186.5 | 95.5 | 95.5 | 95.5 | 95.5 | 95.5 | 95.5 | 20.5 | 20.5 | 20.5 | 20.5 | 20.5 | 20.5 | 20.5 | 20.5 | 20.5 | 20.5 | 20.5 | 20.5 | 20.5 | 20.5
Counterfactual | Gen_BB005 | MW | NPg Northeast | Blyth 132kV | 0 | 0 | 0 | 0 | 0 | 0 | 0 | 0 | 0 | 0 | 0 | 0 | 0 | 0 | 0 | 0 | 0 | 0 | 0 | 0 | 0 | 0 | 0 | 0 | 0 | 0 | 0 | 0 | 0
Counterfactual | Gen_BB005 | MW | NPg Northeast | Blyth 66kV | 0 | 1.586 | 1.586 | 1.541 | 1.456 | 1.309 | 1.084 | 0.769 | 0.63 | 0.63 | 0.612 | 0.462 | 0.142 | 0.006 | 0 | 0 | 0 | 0 | 0 | 0 | 0 | 0 | 0 | 0 | 0 | 0 | 0 | 0 | 0
Counterfactual | Gen_BB005 | MW | NPg Northeast | Fourstones | 0 | 1.307 | 1.307 | 1.27 | 1.2 | 1.079 | 0.893 | 0.634 | 0.519 | 0.519 | 0.504 | 0.381 | 0.117 | 0.005 | 0 | 0 | 0 | 0 | 0 | 0 | 0 | 0 | 0 | 0 | 0 | 0 | 0 | 0 | 0
Counterfactual | Gen_BB005 | MW | NPg Northeast | Hart Moor | 0 | 0 | 0 | 0 | 0 | 0 | 0 | 0 | 0 | 0 | 0 | 0 | 0 | 0 | 0 | 0 | 0 | 0 | 0 | 0 | 0 | 0 | 0 | 0 | 0 | 0 | 0 | 0 | 0
Counterfactual | Gen_BB005 | MW | NPg Northeast | Hawthorn Pit | 0 | 0 | 0 | 0 | 0 | 0 | 0 | 0 | 0 | 0 | 0 | 0 | 0 | 0 | 0 | 0 | 0 | 0 | 0 | 0 | 0 | 0 | 0 | 0 | 0 | 0 | 0 | 0 | 0
Counterfactual | Gen_BB005 | MW | NPg Northeast | Knaresborough | 0 | 0 | 0 | 0 | 0 | 0 | 0 | 0 | 0 | 0 | 0 | 0 | 0 | 0 | 0 | 0 | 0 | 0 | 0 | 0 | 0 | 0 | 0 | 0 | 0 | 0 | 0 | 0 | 0
Counterfactual | Gen_BB005 | MW | NPg Northeast | Lackenby | 0 | 5.766 | 5.766 | 5.604 | 5.295 | 4.76 | 3.941 | 2.796 | 2.291 | 2.291 | 2.225 | 1.68 | 0.516 | 0.022 | 0 | 0 | 0 | 0 | 0 | 0 | 0 | 0 | 0 | 0 | 0 | 0 | 0 | 0 | 0
Counterfactual | Gen_BB005 | MW | NPg Northeast | Norton | 0 | 0.798 | 0.798 | 0.775 | 0.733 | 0.658 | 0.545 | 0.387 | 0.317 | 0.317 | 0.308 | 0.232 | 0.071 | 0.003 | 0 | 0 | 0 | 0 | 0 | 0 | 0 | 0 | 0 | 0 | 0 | 0 | 0 | 0 | 0
Counterfactual | Gen_BB005 | MW | NPg Northeast | Offerton | 0 | 0 | 0 | 0 | 0 | 0 | 0 | 0 | 0 | 0 | 0 | 0 | 0 | 0 | 0 | 0 | 0 | 0 | 0 | 0 | 0 | 0 | 0 | 0 | 0 | 0 | 0 | 0 | 0
Counterfactual | Gen_BB005 | MW | NPg Northeast | Osbaldwick | 0 | 4.805 | 4.805 | 4.67 | 4.413 | 3.967 | 3.284 | 2.33 | 1.909 | 1.909 | 1.854 | 1.4 | 0.43 | 0.018 | 0 | 0 | 0 | 0 | 0 | 0 | 0 | 0 | 0 | 0 | 0 | 0 | 0 | 0 | 0
Counterfactual | Gen_BB005 | MW | NPg Northeast | Poppleton | 0 | 0 | 0 | 0 | 0 | 0 | 0 | 0 | 0 | 0 | 0 | 0 | 0 | 0 | 0 | 0 | 0 | 0 | 0 | 0 | 0 | 0 | 0 | 0 | 0 | 0 | 0 | 0 | 0
Counterfactual | Gen_BB005 | MW | NPg Northeast | Saltholme | 0 | 0 | 0 | 0 | 0 | 0 | 0 | 0 | 0 | 0 | 0 | 0 | 0 | 0 | 0 | 0 | 0 | 0 | 0 | 0 | 0 | 0 | 0 | 0 | 0 | 0 | 0 | 0 | 0
Counterfactual | Gen_BB005 | MW | NPg Northeast | South Shields | 0 | 0 | 0 | 0 | 0 | 0 | 0 | 0 | 0 | 0 | 0 | 0 | 0 | 0 | 0 | 0 | 0 | 0 | 0 | 0 | 0 | 0 | 0 | 0 | 0 | 0 | 0 | 0 | 0
Counterfactual | Gen_BB005 | MW | NPg Northeast | Spennymoor | 0 | 0 | 0 | 0 | 0 | 0 | 0 | 0 | 0 | 0 | 0 | 0 | 0 | 0 | 0 | 0 | 0 | 0 | 0 | 0 | 0 | 0 | 0 | 0 | 0 | 0 | 0 | 0 | 0
Counterfactual | Gen_BB005 | MW | NPg Northeast | Stella North | 0 | 0 | 0 | 0 | 0 | 0 | 0 | 0 | 0 | 0 | 0 | 0 | 0 | 0 | 0 | 0 | 0 | 0 | 0 | 0 | 0 | 0 | 0 | 0 | 0 | 0 | 0 | 0 | 0
Counterfactual | Gen_BB005 | MW | NPg Northeast | Stella South | 0 | 0 | 0 | 0 | 0 | 0 | 0 | 0 | 0 | 0 | 0 | 0 | 0 | 0 | 0 | 0 | 0 | 0 | 0 | 0 | 0 | 0 | 0 | 0 | 0 | 0 | 0 | 0 | 0
Counterfactual | Gen_BB005 | MW | NPg Northeast | West Boldon | 0 | 0.577 | 0.577 | 0.56 | 0.53 | 0.476 | 0.394 | 0.28 | 0.229 | 0.229 | 0.223 | 0.168 | 0.052 | 0.002 | 0 | 0 | 0 | 0 | 0 | 0 | 0 | 0 | 0 | 0 | 0 | 0 | 0 | 0 | 0
Counterfactual | Gen_BB005 | MW | NPg Yorkshire | Bradford West | 0 | 0 | 0 | 0 | 0 | 0 | 0 | 0 | 0 | 0 | 0 | 0 | 0 | 0 | 0 | 0 | 0 | 0 | 0 | 0 | 0 | 0 | 0 | 0 | 0 | 0 | 0 | 0 | 0
Counterfactual | Gen_BB005 | MW | NPg Yorkshire | Camblesforth | 0 | 0 | 0 | 0 | 0 | 0 | 0 | 0 | 0 | 0 | 0 | 0 | 0 | 0 | 0 | 0 | 0 | 0 | 0 | 0 | 0 | 0 | 0 | 0 | 0 | 0 | 0 | 0 | 0
Counterfactual | Gen_BB005 | MW | NPg Yorkshire | Creyke Beck | 0 | 0 | 0 | 0 | 0 | 0 | 0 | 0 | 0 | 0 | 0 | 0 | 0 | 0 | 0 | 0 | 0 | 0 | 0 | 0 | 0 | 0 | 0 | 0 | 0 | 0 | 0 | 0 | 0
Counterfactual | Gen_BB005 | MW | NPg Yorkshire | Drax | 0 | 17.299 | 17.299 | 16.811 | 15.886 | 14.28 | 11.824 | 8.389 | 6.872 | 6.872 | 6.676 | 5.039 | 1.548 | 0.067 | 0 | 0 | 0 | 0 | 0 | 0 | 0 | 0 | 0 | 0 | 0 | 0 | 0 | 0 | 0
Counterfactual | Gen_BB005 | MW | NPg Yorkshire | Elland | 0 | 0 | 0 | 0 | 0 | 0 | 0 | 0 | 0 | 0 | 0 | 0 | 0 | 0 | 0 | 0 | 0 | 0 | 0 | 0 | 0 | 0 | 0 | 0 | 0 | 0 | 0 | 0 | 0
Counterfactual | Gen_BB005 | MW | NPg Yorkshire | Ferrybridge A | 0 | 0 | 0 | 0 | 0 | 0 | 0 | 0 | 0 | 0 | 0 | 0 | 0 | 0 | 0 | 0 | 0 | 0 | 0 | 0 | 0 | 0 | 0 | 0 | 0 | 0 | 0 | 0 | 0
Counterfactual | Gen_BB005 | MW | NPg Yorkshire | Ferrybridge B (_M) | 0 | 67.275 | 67.275 | 65.378 | 61.778 | 55.534 | 45.981 | 32.624 | 26.724 | 26.724 | 25.963 | 19.595 | 6.02 | 0.259 | 0 | 0 | 0 | 0 | 0 | 0 | 0 | 0 | 0 | 0 | 0 | 0 | 0 | 0 | 0
Counterfactual | Gen_BB005 | MW | NPg Yorkshire | Grimsby West | 0 | 23.066 | 23.066 | 22.415 | 21.181 | 19.04 | 15.765 | 11.185 | 9.163 | 9.163 | 8.902 | 6.718 | 2.064 | 0.089 | 0 | 0 | 0 | 0 | 0 | 0 | 0 | 0 | 0 | 0 | 0 | 0 | 0 | 0 | 0
Counterfactual | Gen_BB005 | MW | NPg Yorkshire | Keadby | 0 | 0 | 0 | 0 | 0 | 0 | 0 | 0 | 0 | 0 | 0 | 0 | 0 | 0 | 0 | 0 | 0 | 0 | 0 | 0 | 0 | 0 | 0 | 0 | 0 | 0 | 0 | 0 | 0
Counterfactual | Gen_BB005 | MW | NPg Yorkshire | Kirkstall B | 0 | 1.538 | 1.538 | 1.494 | 1.412 | 1.269 | 1.051 | 0.746 | 0.611 | 0.611 | 0.593 | 0.448 | 0.138 | 0.006 | 0 | 0 | 0 | 0 | 0 | 0 | 0 | 0 | 0 | 0 | 0 | 0 | 0 | 0 | 0
Counterfactual | Gen_BB005 | MW | NPg Yorkshire | Neepsend | 0 | 0 | 0 | 0 | 0 | 0 | 0 | 0 | 0 | 0 | 0 | 0 | 0 | 0 | 0 | 0 | 0 | 0 | 0 | 0 | 0 | 0 | 0 | 0 | 0 | 0 | 0 | 0 | 0
Counterfactual | Gen_BB005 | MW | NPg Yorkshire | Saltend North | 0 | 0 | 0 | 0 | 0 | 0 | 0 | 0 | 0 | 0 | 0 | 0 | 0 | 0 | 0 | 0 | 0 | 0 | 0 | 0 | 0 | 0 | 0 | 0 | 0 | 0 | 0 | 0 | 0
Counterfactual | Gen_BB005 | MW | NPg Yorkshire | Sheffield City | 0 | 0 | 0 | 0 | 0 | 0 | 0 | 0 | 0 | 0 | 0 | 0 | 0 | 0 | 0 | 0 | 0 | 0 | 0 | 0 | 0 | 0 | 0 | 0 | 0 | 0 | 0 | 0 | 0
Counterfactual | Gen_BB005 | MW | NPg Yorkshire | Skelton Grange | 0 | 1.922 | 1.922 | 1.868 | 1.765 | 1.587 | 1.314 | 0.932 | 0.764 | 0.764 | 0.742 | 0.56 | 0.172 | 0.007 | 0 | 0 | 0 | 0 | 0 | 0 | 0 | 0 | 0 | 0 | 0 | 0 | 0 | 0 | 0
Counterfactual | Gen_BB005 | MW | NPg Yorkshire | Templeborough | 0 | 0 | 0 | 0 | 0 | 0 | 0 | 0 | 0 | 0 | 0 | 0 | 0 | 0 | 0 | 0 | 0 | 0 | 0 | 0 | 0 | 0 | 0 | 0 | 0 | 0 | 0 | 0 | 0
Counterfactual | Gen_BB005 | MW | NPg Yorkshire | Thurcroft | 0 | 19.222 | 19.222 | 18.679 | 17.651 | 15.867 | 13.137 | 9.321 | 7.635 | 7.635 | 7.418 | 5.598 | 1.72 | 0.074 | 0 | 0 | 0 | 0 | 0 | 0 | 0 | 0 | 0 | 0 | 0 | 0 | 0 | 0 | 0
Counterfactual | Gen_BB005 | MW | NPg Yorkshire | West Melton | 0 | 1.296 | 1.296 | 1.259 | 1.19 | 1.069 | 0.885 | 0.628 | 0.515 | 0.515 | 0.5 | 0.377 | 0.116 | 0.005 | 0 | 0 | 0 | 0 | 0 | 0 | 0 | 0 | 0 | 0 | 0 | 0 | 0 | 0 | 0
Counterfactual | Gen_BB005 | MW | NPg Yorkshire | Wincobank | 0 | 0 | 0 | 0 | 0 | 0 | 0 | 0 | 0 | 0 | 0 | 0 | 0 | 0 | 0 | 0 | 0 | 0 | 0 | 0 | 0 | 0 | 0 | 0 | 0 | 0 | 0 | 0 | 0
Counterfactual | Gen_BB005 | MW | SPEN | Bainsford | 0 | 0 | 0 | 0 | 0 | 0 | 0 | 0 | 0 | 0 | 0 | 0 | 0 | 0 | 0 | 0 | 0 | 0 | 0 | 0 | 0 | 0 | 0 | 0 | 0 | 0 | 0 | 0 | 0
Counterfactual | Gen_BB005 | MW | SPEN | Bathgate | 0 | 0 | 0 | 0 | 0 | 0 | 0 | 0 | 0 | 0 | 0 | 0 | 0 | 0 | 0 | 0 | 0 | 0 | 0 | 0 | 0 | 0 | 0 | 0 | 0 | 0 | 0 | 0 | 0
Counterfactual | Gen_BB005 | MW | SPEN | Berwick | 0 | 0 | 0 | 0 | 0 | 0 | 0 | 0 | 0 | 0 | 0 | 0 | 0 | 0 | 0 | 0 | 0 | 0 | 0 | 0 | 0 | 0 | 0 | 0 | 0 | 0 | 0 | 0 | 0
Counterfactual | Gen_BB005 | MW | SPEN | Bonnybridge | 0 | 0 | 0 | 0 | 0 | 0 | 0 | 0 | 0 | 0 | 0 | 0 | 0 | 0 | 0 | 0 | 0 | 0 | 0 | 0 | 0 | 0 | 0 | 0 | 0 | 0 | 0 | 0 | 0
Counterfactual | Gen_BB005 | MW | SPEN | Chapelcross | 0 | 0 | 0 | 0 | 0 | 0 | 0 | 0 | 0 | 0 | 0 | 0 | 0 | 0 | 0 | 0 | 0 | 0 | 0 | 0 | 0 | 0 | 0 | 0 | 0 | 0 | 0 | 0 | 0
Counterfactual | Gen_BB005 | MW | SPEN | Clyde’s Mill | 0 | 0 | 0 | 0 | 0 | 0 | 0 | 0 | 0 | 0 | 0 | 0 | 0 | 0 | 0 | 0 | 0 | 0 | 0 | 0 | 0 | 0 | 0 | 0 | 0 | 0 | 0 | 0 | 0 | GSP also referred to as Westburn Road
Counterfactual | Gen_BB005 | MW | SPEN | Cockenzie | 0 | 0 | 0 | 0 | 0 | 0 | 0 | 0 | 0 | 0 | 0 | 0 | 0 | 0 | 0 | 0 | 0 | 0 | 0 | 0 | 0 | 0 | 0 | 0 | 0 | 0 | 0 | 0 | 0
Counterfactual | Gen_BB005 | MW | SPEN | Coylton | 0 | 0 | 0 | 0 | 0 | 0 | 0 | 0 | 0 | 0 | 0 | 0 | 0 | 0 | 0 | 0 | 0 | 0 | 0 | 0 | 0 | 0 | 0 | 0 | 0 | 0 | 0 | 0 | 0
Counterfactual | Gen_BB005 | MW | SPEN | Crookston B | 0 | 0 | 0 | 0 | 0 | 0 | 0 | 0 | 0 | 0 | 0 | 0 | 0 | 0 | 0 | 0 | 0 | 0 | 0 | 0 | 0 | 0 | 0 | 0 | 0 | 0 | 0 | 0 | 0
Counterfactual | Gen_BB005 | MW | SPEN | Cumbernauld | 0 | 0 | 0 | 0 | 0 | 0 | 0 | 0 | 0 | 0 | 0 | 0 | 0 | 0 | 0 | 0 | 0 | 0 | 0 | 0 | 0 | 0 | 0 | 0 | 0 | 0 | 0 | 0 | 0
Counterfactual | Gen_BB005 | MW | SPEN | Cupar | 0 | 0 | 0 | 0 | 0 | 0 | 0 | 0 | 0 | 0 | 0 | 0 | 0 | 0 | 0 | 0 | 0 | 0 | 0 | 0 | 0 | 0 | 0 | 0 | 0 | 0 | 0 | 0 | 0
Counterfactual | Gen_BB005 | MW | SPEN | Dalmarnock | 0 | 1.538 | 1.538 | 1.494 | 1.412 | 1.269 | 1.051 | 0.746 | 0.611 | 0.611 | 0.593 | 0.448 | 0.138 | 0.006 | 0 | 0 | 0 | 0 | 0 | 0 | 0 | 0 | 0 | 0 | 0 | 0 | 0 | 0 | 0
Counterfactual | Gen_BB005 | MW | SPEN | Devol Moor | 0 | 0 | 0 | 0 | 0 | 0 | 0 | 0 | 0 | 0 | 0 | 0 | 0 | 0 | 0 | 0 | 0 | 0 | 0 | 0 | 0 | 0 | 0 | 0 | 0 | 0 | 0 | 0 | 0
Counterfactual | Gen_BB005 | MW | SPEN | Devonside | 0 | 0 | 0 | 0 | 0 | 0 | 0 | 0 | 0 | 0 | 0 | 0 | 0 | 0 | 0 | 0 | 0 | 0 | 0 | 0 | 0 | 0 | 0 | 0 | 0 | 0 | 0 | 0 | 0
Counterfactual | Gen_BB005 | MW | SPEN | Dumfries 33 | 0 | 0 | 0 | 0 | 0 | 0 | 0 | 0 | 0 | 0 | 0 | 0 | 0 | 0 | 0 | 0 | 0 | 0 | 0 | 0 | 0 | 0 | 0 | 0 | 0 | 0 | 0 | 0 | 0
Counterfactual | Gen_BB005 | MW | SPEN | Dunbar | 0 | 0 | 0 | 0 | 0 | 0 | 0 | 0 | 0 | 0 | 0 | 0 | 0 | 0 | 0 | 0 | 0 | 0 | 0 | 0 | 0 | 0 | 0 | 0 | 0 | 0 | 0 | 0 | 0
Counterfactual | Gen_BB005 | MW | SPEN | Dunfermline | 0 | 0 | 0 | 0 | 0 | 0 | 0 | 0 | 0 | 0 | 0 | 0 | 0 | 0 | 0 | 0 | 0 | 0 | 0 | 0 | 0 | 0 | 0 | 0 | 0 | 0 | 0 | 0 | 0
Counterfactual | Gen_BB005 | MW | SPEN | Earlstoun | 0 | 0 | 0 | 0 | 0 | 0 | 0 | 0 | 0 | 0 | 0 | 0 | 0 | 0 | 0 | 0 | 0 | 0 | 0 | 0 | 0 | 0 | 0 | 0 | 0 | 0 | 0 | 0 | 0
Counterfactual | Gen_BB005 | MW | SPEN | East Kilbride South | 0 | 0 | 0 | 0 | 0 | 0 | 0 | 0 | 0 | 0 | 0 | 0 | 0 | 0 | 0 | 0 | 0 | 0 | 0 | 0 | 0 | 0 | 0 | 0 | 0 | 0 | 0 | 0 | 0
Counterfactual | Gen_BB005 | MW | SPEN | Eccles | 0 | 0 | 0 | 0 | 0 | 0 | 0 | 0 | 0 | 0 | 0 | 0 | 0 | 0 | 0 | 0 | 0 | 0 | 0 | 0 | 0 | 0 | 0 | 0 | 0 | 0 | 0 | 0 | 0
Counterfactual | Gen_BB005 | MW | SPEN | Galashiels | 0 | 0 | 0 | 0 | 0 | 0 | 0 | 0 | 0 | 0 | 0 | 0 | 0 | 0 | 0 | 0 | 0 | 0 | 0 | 0 | 0 | 0 | 0 | 0 | 0 | 0 | 0 | 0 | 0
Counterfactual | Gen_BB005 | MW | SPEN | Giffnock | 0 | 0 | 0 | 0 | 0 | 0 | 0 | 0 | 0 | 0 | 0 | 0 | 0 | 0 | 0 | 0 | 0 | 0 | 0 | 0 | 0 | 0 | 0 | 0 | 0 | 0 | 0 | 0 | 0
Counterfactual | Gen_BB005 | MW | SPEN | Glenlee | 0 | 0 | 0 | 0 | 0 | 0 | 0 | 0 | 0 | 0 | 0 | 0 | 0 | 0 | 0 | 0 | 0 | 0 | 0 | 0 | 0 | 0 | 0 | 0 | 0 | 0 | 0 | 0 | 0
Counterfactual | Gen_BB005 | MW | SPEN | Glenluce | 0 | 0 | 0 | 0 | 0 | 0 | 0 | 0 | 0 | 0 | 0 | 0 | 0 | 0 | 0 | 0 | 0 | 0 | 0 | 0 | 0 | 0 | 0 | 0 | 0 | 0 | 0 | 0 | 0
Counterfactual | Gen_BB005 | MW | SPEN | Glenniston | 0 | 0 | 0 | 0 | 0 | 0 | 0 | 0 | 0 | 0 | 0 | 0 | 0 | 0 | 0 | 0 | 0 | 0 | 0 | 0 | 0 | 0 | 0 | 0 | 0 | 0 | 0 | 0 | 0
Counterfactual | Gen_BB005 | MW | SPEN | Glenrothes | 0 | 0 | 0 | 0 | 0 | 0 | 0 | 0 | 0 | 0 | 0 | 0 | 0 | 0 | 0 | 0 | 0 | 0 | 0 | 0 | 0 | 0 | 0 | 0 | 0 | 0 | 0 | 0 | 0
Counterfactual | Gen_BB005 | MW | SPEN | Grangemouth A | 0 | 0 | 0 | 0 | 0 | 0 | 0 | 0 | 0 | 0 | 0 | 0 | 0 | 0 | 0 | 0 | 0 | 0 | 0 | 0 | 0 | 0 | 0 | 0 | 0 | 0 | 0 | 0 | 0
Counterfactual | Gen_BB005 | MW | SPEN | Hawick | 0 | 0 | 0 | 0 | 0 | 0 | 0 | 0 | 0 | 0 | 0 | 0 | 0 | 0 | 0 | 0 | 0 | 0 | 0 | 0 | 0 | 0 | 0 | 0 | 0 | 0 | 0 | 0 | 0
Counterfactual | Gen_BB005 | MW | SPEN | Hunterston Farm | 0 | 0 | 0 | 0 | 0 | 0 | 0 | 0 | 0 | 0 | 0 | 0 | 0 | 0 | 0 | 0 | 0 | 0 | 0 | 0 | 0 | 0 | 0 | 0 | 0 | 0 | 0 | 0 | 0
Counterfactual | Gen_BB005 | MW | SPEN | Inverkeithing | 0 | 0 | 0 | 0 | 0 | 0 | 0 | 0 | 0 | 0 | 0 | 0 | 0 | 0 | 0 | 0 | 0 | 0 | 0 | 0 | 0 | 0 | 0 | 0 | 0 | 0 | 0 | 0 | 0
Counterfactual | Gen_BB005 | MW | SPEN | Johnstone | 0 | 1.076 | 1.076 | 1.046 | 0.988 | 0.889 | 0.736 | 0.522 | 0.428 | 0.428 | 0.415 | 0.314 | 0.096 | 0.004 | 0 | 0 | 0 | 0 | 0 | 0 | 0 | 0 | 0 | 0 | 0 | 0 | 0 | 0 | 0
Counterfactual | Gen_BB005 | MW | SPEN | Kaimes | 0 | 0 | 0 | 0 | 0 | 0 | 0 | 0 | 0 | 0 | 0 | 0 | 0 | 0 | 0 | 0 | 0 | 0 | 0 | 0 | 0 | 0 | 0 | 0 | 0 | 0 | 0 | 0 | 0
Counterfactual | Gen_BB005 | MW | SPEN | Kendoon | 0 | 0 | 0 | 0 | 0 | 0 | 0 | 0 | 0 | 0 | 0 | 0 | 0 | 0 | 0 | 0 | 0 | 0 | 0 | 0 | 0 | 0 | 0 | 0 | 0 | 0 | 0 | 0 | 0
Counterfactual | Gen_BB005 | MW | SPEN | Killermont | 0 | 0 | 0 | 0 | 0 | 0 | 0 | 0 | 0 | 0 | 0 | 0 | 0 | 0 | 0 | 0 | 0 | 0 | 0 | 0 | 0 | 0 | 0 | 0 | 0 | 0 | 0 | 0 | 0
Counterfactual | Gen_BB005 | MW | SPEN | Kilwinning | 0 | 0 | 0 | 0 | 0 | 0 | 0 | 0 | 0 | 0 | 0 | 0 | 0 | 0 | 0 | 0 | 0 | 0 | 0 | 0 | 0 | 0 | 0 | 0 | 0 | 0 | 0 | 0 | 0
Counterfactual | Gen_BB005 | MW | SPEN | Leven | 0 | 0 | 0 | 0 | 0 | 0 | 0 | 0 | 0 | 0 | 0 | 0 | 0 | 0 | 0 | 0 | 0 | 0 | 0 | 0 | 0 | 0 | 0 | 0 | 0 | 0 | 0 | 0 | 0
Counterfactual | Gen_BB005 | MW | SPEN | Livingston East | 0 | 0 | 0 | 0 | 0 | 0 | 0 | 0 | 0 | 0 | 0 | 0 | 0 | 0 | 0 | 0 | 0 | 0 | 0 | 0 | 0 | 0 | 0 | 0 | 0 | 0 | 0 | 0 | 0
Counterfactual | Gen_BB005 | MW | SPEN | Maybole | 0 | 0 | 0 | 0 | 0 | 0 | 0 | 0 | 0 | 0 | 0 | 0 | 0 | 0 | 0 | 0 | 0 | 0 | 0 | 0 | 0 | 0 | 0 | 0 | 0 | 0 | 0 | 0 | 0
Counterfactual | Gen_BB005 | MW | SPEN | Newarthill | 0 | 0 | 0 | 0 | 0 | 0 | 0 | 0 | 0 | 0 | 0 | 0 | 0 | 0 | 0 | 0 | 0 | 0 | 0 | 0 | 0 | 0 | 0 | 0 | 0 | 0 | 0 | 0 | 0
Counterfactual | Gen_BB005 | MW | SPEN | Paisley | 0 | 0 | 0 | 0 | 0 | 0 | 0 | 0 | 0 | 0 | 0 | 0 | 0 | 0 | 0 | 0 | 0 | 0 | 0 | 0 | 0 | 0 | 0 | 0 | 0 | 0 | 0 | 0 | 0
Counterfactual | Gen_BB005 | MW | SPEN | Portobello | 0 | 0 | 0 | 0 | 0 | 0 | 0 | 0 | 0 | 0 | 0 | 0 | 0 | 0 | 0 | 0 | 0 | 0 | 0 | 0 | 0 | 0 | 0 | 0 | 0 | 0 | 0 | 0 | 0
Counterfactual | Gen_BB005 | MW | SPEN | Ravenscraig | 0 | 0 | 0 | 0 | 0 | 0 | 0 | 0 | 0 | 0 | 0 | 0 | 0 | 0 | 0 | 0 | 0 | 0 | 0 | 0 | 0 | 0 | 0 | 0 | 0 | 0 | 0 | 0 | 0
Counterfactual | Gen_BB005 | MW | SPEN | Redhouse | 0 | 0 | 0 | 0 | 0 | 0 | 0 | 0 | 0 | 0 | 0 | 0 | 0 | 0 | 0 | 0 | 0 | 0 | 0 | 0 | 0 | 0 | 0 | 0 | 0 | 0 | 0 | 0 | 0
Counterfactual | Gen_BB005 | MW | SPEN | Saltcoats A | 0 | 0 | 0 | 0 | 0 | 0 | 0 | 0 | 0 | 0 | 0 | 0 | 0 | 0 | 0 | 0 | 0 | 0 | 0 | 0 | 0 | 0 | 0 | 0 | 0 | 0 | 0 | 0 | 0
Counterfactual | Gen_BB005 | MW | SPEN | Saltcoats B | 0 | 0 | 0 | 0 | 0 | 0 | 0 | 0 | 0 | 0 | 0 | 0 | 0 | 0 | 0 | 0 | 0 | 0 | 0 | 0 | 0 | 0 | 0 | 0 | 0 | 0 | 0 | 0 | 0
Counterfactual | Gen_BB005 | MW | SPEN | Sighthill | 0 | 0 | 0 | 0 | 0 | 0 | 0 | 0 | 0 | 0 | 0 | 0 | 0 | 0 | 0 | 0 | 0 | 0 | 0 | 0 | 0 | 0 | 0 | 0 | 0 | 0 | 0 | 0 | 0
Counterfactual | Gen_BB005 | MW | SPEN | Stirling | 0 | 0 | 0 | 0 | 0 | 0 | 0 | 0 | 0 | 0 | 0 | 0 | 0 | 0 | 0 | 0 | 0 | 0 | 0 | 0 | 0 | 0 | 0 | 0 | 0 | 0 | 0 | 0 | 0
Counterfactual | Gen_BB005 | MW | SPEN | Strathaven | 0 | 0 | 0 | 0 | 0 | 0 | 0 | 0 | 0 | 0 | 0 | 0 | 0 | 0 | 0 | 0 | 0 | 0 | 0 | 0 | 0 | 0 | 0 | 0 | 0 | 0 | 0 | 0 | 0
Counterfactual | Gen_BB005 | MW | SPEN | Strathleven | 0 | 6.728 | 6.728 | 6.538 | 6.178 | 5.553 | 4.598 | 3.262 | 2.672 | 2.672 | 2.596 | 1.959 | 0.602 | 0.026 | 0 | 0 | 0 | 0 | 0 | 0 | 0 | 0 | 0 | 0 | 0 | 0 | 0 | 0 | 0
Counterfactual | Gen_BB005 | MW | SPEN | Telford Road | 0 | 0 | 0 | 0 | 0 | 0 | 0 | 0 | 0 | 0 | 0 | 0 | 0 | 0 | 0 | 0 | 0 | 0 | 0 | 0 | 0 | 0 | 0 | 0 | 0 | 0 | 0 | 0 | 0
Counterfactual | Gen_BB005 | MW | SPEN | Tongland | 0 | 0 | 0 | 0 | 0 | 0 | 0 | 0 | 0 | 0 | 0 | 0 | 0 | 0 | 0 | 0 | 0 | 0 | 0 | 0 | 0 | 0 | 0 | 0 | 0 | 0 | 0 | 0 | 0
Counterfactual | Gen_BB005 | MW | SPEN | Westfield | 0 | 0 | 0 | 0 | 0 | 0 | 0 | 0 | 0 | 0 | 0 | 0 | 0 | 0 | 0 | 0 | 0 | 0 | 0 | 0 | 0 | 0 | 0 | 0 | 0 | 0 | 0 | 0 | 0
Counterfactual | Gen_BB005 | MW | SPEN | Wishaw | 0 | 0 | 0 | 0 | 0 | 0 | 0 | 0 | 0 | 0 | 0 | 0 | 0 | 0 | 0 | 0 | 0 | 0 | 0 | 0 | 0 | 0 | 0 | 0 | 0 | 0 | 0 | 0 | 0
Counterfactual | Gen_BB005 | MW | SPEN Manweb | Birkenhead | 0 | 0 | 0 | 0 | 0 | 0 | 0 | 0 | 0 | 0 | 0 | 0 | 0 | 0 | 0 | 0 | 0 | 0 | 0 | 0 | 0 | 0 | 0 | 0 | 0 | 0 | 0 | 0 | 0
Counterfactual | Gen_BB005 | MW | SPEN Manweb | Capenhurst | 0 | 27.871 | 27.871 | 27.085 | 25.594 | 23.007 | 19.049 | 13.516 | 11.071 | 11.071 | 10.756 | 8.118 | 2.494 | 0.107 | 0 | 0 | 0 | 0 | 0 | 0 | 0 | 0 | 0 | 0 | 0 | 0 | 0 | 0 | 0
Counterfactual | Gen_BB005 | MW | SPEN Manweb | Carrington | 0 | 7.424 | 7.424 | 7.215 | 6.818 | 6.129 | 5.074 | 3.6 | 2.949 | 2.949 | 2.865 | 2.162 | 0.664 | 0.029 | 0 | 0 | 0 | 0 | 0 | 0 | 0 | 0 | 0 | 0 | 0 | 0 | 0 | 0 | 0
Counterfactual | Gen_BB005 | MW | SPEN Manweb | Connah's Quay | 0 | 28.832 | 28.832 | 28.019 | 26.476 | 23.8 | 19.706 | 13.982 | 11.453 | 11.453 | 11.127 | 8.398 | 2.58 | 0.111 | 0 | 0 | 0 | 0 | 0 | 0 | 0 | 0 | 0 | 0 | 0 | 0 | 0 | 0 | 0
Counterfactual | Gen_BB005 | MW | SPEN Manweb | Fiddlers Ferry | 0 | 0 | 0 | 0 | 0 | 0 | 0 | 0 | 0 | 0 | 0 | 0 | 0 | 0 | 0 | 0 | 0 | 0 | 0 | 0 | 0 | 0 | 0 | 0 | 0 | 0 | 0 | 0 | 0
Counterfactual | Gen_BB005 | MW | SPEN Manweb | Frodsham | 0 | 2.499 | 2.499 | 2.428 | 2.295 | 2.063 | 1.708 | 1.212 | 0.993 | 0.993 | 0.964 | 0.728 | 0.224 | 0.01 | 0 | 0 | 0 | 0 | 0 | 0 | 0 | 0 | 0 | 0 | 0 | 0 | 0 | 0 | 0
Counterfactual | Gen_BB005 | MW | SPEN Manweb | Legacy | 0 | 21.028 | 21.028 | 20.435 | 19.31 | 17.358 | 14.372 | 10.197 | 8.353 | 8.353 | 8.115 | 6.125 | 1.882 | 0.081 | 0 | 0 | 0 | 0 | 0 | 0 | 0 | 0 | 0 | 0 | 0 | 0 | 0 | 0 | 0
Counterfactual | Gen_BB005 | MW | SPEN Manweb | Lister Drive | 0 | 2.883 | 2.883 | 2.802 | 2.648 | 2.38 | 1.971 | 1.398 | 1.145 | 1.145 | 1.113 | 0.84 | 0.258 | 0.011 | 0 | 0 | 0 | 0 | 0 | 0 | 0 | 0 | 0 | 0 | 0 | 0 | 0 | 0 | 0
Counterfactual | Gen_BB005 | MW | SPEN Manweb | Pentir | 0 | 0 | 0 | 0 | 0 | 0 | 0 | 0 | 0 | 0 | 0 | 0 | 0 | 0 | 0 | 0 | 0 | 0 | 0 | 0 | 0 | 0 | 0 | 0 | 0 | 0 | 0 | 0 | 0
Counterfactual | Gen_BB005 | MW | SPEN Manweb | Rainhill | 0 | 9.611 | 9.611 | 9.34 | 8.825 | 7.933 | 6.569 | 4.661 | 3.818 | 3.818 | 3.709 | 2.799 | 0.86 | 0.037 | 0 | 0 | 0 | 0 | 0 | 0 | 0 | 0 | 0 | 0 | 0 | 0 | 0 | 0 | 0
Counterfactual | Gen_BB005 | MW | SPEN Manweb | Trawsfynydd | 0 | 0 | 0 | 0 | 0 | 0 | 0 | 0 | 0 | 0 | 0 | 0 | 0 | 0 | 0 | 0 | 0 | 0 | 0 | 0 | 0 | 0 | 0 | 0 | 0 | 0 | 0 | 0 | 0
Counterfactual | Gen_BB005 | MW | SPEN Manweb | Wylfa | 0 | 0 | 0 | 0 | 0 | 0 | 0 | 0 | 0 | 0 | 0 | 0 | 0 | 0 | 0 | 0 | 0 | 0 | 0 | 0 | 0 | 0 | 0 | 0 | 0 | 0 | 0 | 0 | 0
Counterfactual | Gen_BB005 | MW | SPTL | Direct(SPTL) | 0 | 0 | 0 | 0 | 0 | 0 | 0 | 0 | 0 | 0 | 0 | 0 | 0 | 0 | 0 | 0 | 0 | 0 | 0 | 0 | 0 | 0 | 0 | 0 | 0 | 0 | 0 | 0 | 0
Counterfactual | Gen_BB005 | MW | SSEN (SHEPD) | Abernethy | 0 | 0 | 0 | 0 | 0 | 0 | 0 | 0 | 0 | 0 | 0 | 0 | 0 | 0 | 0 | 0 | 0 | 0 | 0 | 0 | 0 | 0 | 0 | 0 | 0 | 0 | 0 | 0 | 0
Counterfactual | Gen_BB005 | MW | SSEN (SHEPD) | Alness | 0 | 0 | 0 | 0 | 0 | 0 | 0 | 0 | 0 | 0 | 0 | 0 | 0 | 0 | 0 | 0 | 0 | 0 | 0 | 0 | 0 | 0 | 0 | 0 | 0 | 0 | 0 | 0 | 0
Counterfactual | Gen_BB005 | MW | SSEN (SHEPD) | Arbroath | 0 | 0 | 0 | 0 | 0 | 0 | 0 | 0 | 0 | 0 | 0 | 0 | 0 | 0 | 0 | 0 | 0 | 0 | 0 | 0 | 0 | 0 | 0 | 0 | 0 | 0 | 0 | 0 | 0
Counterfactual | Gen_BB005 | MW | SSEN (SHEPD) | Ardmore | 0 | 0 | 0 | 0 | 0 | 0 | 0 | 0 | 0 | 0 | 0 | 0 | 0 | 0 | 0 | 0 | 0 | 0 | 0 | 0 | 0 | 0 | 0 | 0 | 0 | 0 | 0 | 0 | 0
Counterfactual | Gen_BB005 | MW | SSEN (SHEPD) | Beauly | 0 | 0 | 0 | 0 | 0 | 0 | 0 | 0 | 0 | 0 | 0 | 0 | 0 | 0 | 0 | 0 | 0 | 0 | 0 | 0 | 0 | 0 | 0 | 0 | 0 | 0 | 0 | 0 | 0
Counterfactual | Gen_BB005 | MW | SSEN (SHEPD) | Boat of Garten | 0 | 0 | 0 | 0 | 0 | 0 | 0 | 0 | 0 | 0 | 0 | 0 | 0 | 0 | 0 | 0 | 0 | 0 | 0 | 0 | 0 | 0 | 0 | 0 | 0 | 0 | 0 | 0 | 0
Counterfactual | Gen_BB005 | MW | SSEN (SHEPD) | Bridge of Dun | 0 | 0 | 0 | 0 | 0 | 0 | 0 | 0 | 0 | 0 | 0 | 0 | 0 | 0 | 0 | 0 | 0 | 0 | 0 | 0 | 0 | 0 | 0 | 0 | 0 | 0 | 0 | 0 | 0
Counterfactual | Gen_BB005 | MW | SSEN (SHEPD) | Burghmuir | 0 | 0 | 0 | 0 | 0 | 0 | 0 | 0 | 0 | 0 | 0 | 0 | 0 | 0 | 0 | 0 | 0 | 0 | 0 | 0 | 0 | 0 | 0 | 0 | 0 | 0 | 0 | 0 | 0
Counterfactual | Gen_BB005 | MW | SSEN (SHEPD) | Carradale | 0 | 0 | 0 | 0 | 0 | 0 | 0 | 0 | 0 | 0 | 0 | 0 | 0 | 0 | 0 | 0 | 0 | 0 | 0 | 0 | 0 | 0 | 0 | 0 | 0 | 0 | 0 | 0 | 0
Counterfactual | Gen_BB005 | MW | SSEN (SHEPD) | Ceannacroc | 0 | 0 | 0 | 0 | 0 | 0 | 0 | 0 | 0 | 0 | 0 | 0 | 0 | 0 | 0 | 0 | 0 | 0 | 0 | 0 | 0 | 0 | 0 | 0 | 0 | 0 | 0 | 0 | 0
Counterfactual | Gen_BB005 | MW | SSEN (SHEPD) | Coupar Angus | 0 | 0 | 0 | 0 | 0 | 0 | 0 | 0 | 0 | 0 | 0 | 0 | 0 | 0 | 0 | 0 | 0 | 0 | 0 | 0 | 0 | 0 | 0 | 0 | 0 | 0 | 0 | 0 | 0
Counterfactual | Gen_BB005 | MW | SSEN (SHEPD) | Dunvegan | 0 | 0 | 0 | 0 | 0 | 0 | 0 | 0 | 0 | 0 | 0 | 0 | 0 | 0 | 0 | 0 | 0 | 0 | 0 | 0 | 0 | 0 | 0 | 0 | 0 | 0 | 0 | 0 | 0
Counterfactual | Gen_BB005 | MW | SSEN (SHEPD) | Dyce | 0 | 0 | 0 | 0 | 0 | 0 | 0 | 0 | 0 | 0 | 0 | 0 | 0 | 0 | 0 | 0 | 0 | 0 | 0 | 0 | 0 | 0 | 0 | 0 | 0 | 0 | 0 | 0 | 0
Counterfactual | Gen_BB005 | MW | SSEN (SHEPD) | Fiddes | 0 | 0 | 0 | 0 | 0 | 0 | 0 | 0 | 0 | 0 | 0 | 0 | 0 | 0 | 0 | 0 | 0 | 0 | 0 | 0 | 0 | 0 | 0 | 0 | 0 | 0 | 0 | 0 | 0
Counterfactual | Gen_BB005 | MW | SSEN (SHEPD) | Fort William | 0 | 0 | 0 | 0 | 0 | 0 | 0 | 0 | 0 | 0 | 0 | 0 | 0 | 0 | 0 | 0 | 0 | 0 | 0 | 0 | 0 | 0 | 0 | 0 | 0 | 0 | 0 | 0 | 0
Counterfactual | Gen_BB005 | MW | SSEN (SHEPD) | Fraserburgh | 0 | 0 | 0 | 0 | 0 | 0 | 0 | 0 | 0 | 0 | 0 | 0 | 0 | 0 | 0 | 0 | 0 | 0 | 0 | 0 | 0 | 0 | 0 | 0 | 0 | 0 | 0 | 0 | 0
Counterfactual | Gen_BB005 | MW | SSEN (SHEPD) | Grudie Bridge | 0 | 0 | 0 | 0 | 0 | 0 | 0 | 0 | 0 | 0 | 0 | 0 | 0 | 0 | 0 | 0 | 0 | 0 | 0 | 0 | 0 | 0 | 0 | 0 | 0 | 0 | 0 | 0 | 0
Counterfactual | Gen_BB005 | MW | SSEN (SHEPD) | Inverness | 0 | 0 | 0 | 0 | 0 | 0 | 0 | 0 | 0 | 0 | 0 | 0 | 0 | 0 | 0 | 0 | 0 | 0 | 0 | 0 | 0 | 0 | 0 | 0 | 0 | 0 | 0 | 0 | 0
Counterfactual | Gen_BB005 | MW | SSEN (SHEPD) | Keith | 0 | 0 | 0 | 0 | 0 | 0 | 0 | 0 | 0 | 0 | 0 | 0 | 0 | 0 | 0 | 0 | 0 | 0 | 0 | 0 | 0 | 0 | 0 | 0 | 0 | 0 | 0 | 0 | 0
Counterfactual | Gen_BB005 | MW | SSEN (SHEPD) | Killin | 0 | 0 | 0 | 0 | 0 | 0 | 0 | 0 | 0 | 0 | 0 | 0 | 0 | 0 | 0 | 0 | 0 | 0 | 0 | 0 | 0 | 0 | 0 | 0 | 0 | 0 | 0 | 0 | 0
Counterfactual | Gen_BB005 | MW | SSEN (SHEPD) | Kinlochleven | 0 | 0 | 0 | 0 | 0 | 0 | 0 | 0 | 0 | 0 | 0 | 0 | 0 | 0 | 0 | 0 | 0 | 0 | 0 | 0 | 0 | 0 | 0 | 0 | 0 | 0 | 0 | 0 | 0
Counterfactual | Gen_BB005 | MW | SSEN (SHEPD) | Kintore | 0 | 0 | 0 | 0 | 0 | 0 | 0 | 0 | 0 | 0 | 0 | 0 | 0 | 0 | 0 | 0 | 0 | 0 | 0 | 0 | 0 | 0 | 0 | 0 | 0 | 0 | 0 | 0 | 0
Counterfactual | Gen_BB005 | MW | SSEN (SHEPD) | Lairg | 0 | 0 | 0 | 0 | 0 | 0 | 0 | 0 | 0 | 0 | 0 | 0 | 0 | 0 | 0 | 0 | 0 | 0 | 0 | 0 | 0 | 0 | 0 | 0 | 0 | 0 | 0 | 0 | 0
Counterfactual | Gen_BB005 | MW | SSEN (SHEPD) | Lunanhead | 0 | 0 | 0 | 0 | 0 | 0 | 0 | 0 | 0 | 0 | 0 | 0 | 0 | 0 | 0 | 0 | 0 | 0 | 0 | 0 | 0 | 0 | 0 | 0 | 0 | 0 | 0 | 0 | 0
Counterfactual | Gen_BB005 | MW | SSEN (SHEPD) | Macduff | 0 | 0 | 0 | 0 | 0 | 0 | 0 | 0 | 0 | 0 | 0 | 0 | 0 | 0 | 0 | 0 | 0 | 0 | 0 | 0 | 0 | 0 | 0 | 0 | 0 | 0 | 0 | 0 | 0
Counterfactual | Gen_BB005 | MW | SSEN (SHEPD) | Milton of Craigie | 0 | 0 | 0 | 0 | 0 | 0 | 0 | 0 | 0 | 0 | 0 | 0 | 0 | 0 | 0 | 0 | 0 | 0 | 0 | 0 | 0 | 0 | 0 | 0 | 0 | 0 | 0 | 0 | 0
Counterfactual | Gen_BB005 | MW | SSEN (SHEPD) | Mybster | 0 | 0 | 0 | 0 | 0 | 0 | 0 | 0 | 0 | 0 | 0 | 0 | 0 | 0 | 0 | 0 | 0 | 0 | 0 | 0 | 0 | 0 | 0 | 0 | 0 | 0 | 0 | 0 | 0
Counterfactual | Gen_BB005 | MW | SSEN (SHEPD) | Nairn | 0 | 0 | 0 | 0 | 0 | 0 | 0 | 0 | 0 | 0 | 0 | 0 | 0 | 0 | 0 | 0 | 0 | 0 | 0 | 0 | 0 | 0 | 0 | 0 | 0 | 0 | 0 | 0 | 0
Counterfactual | Gen_BB005 | MW | SSEN (SHEPD) | Persley | 0 | 0 | 0 | 0 | 0 | 0 | 0 | 0 | 0 | 0 | 0 | 0 | 0 | 0 | 0 | 0 | 0 | 0 | 0 | 0 | 0 | 0 | 0 | 0 | 0 | 0 | 0 | 0 | 0
Counterfactual | Gen_BB005 | MW | SSEN (SHEPD) | Port Ann | 0 | 5.7 | 5.7 | 0 | 0 | 0 | 0 | 0 | 0 | 0 | 0 | 0 | 0 | 0 | 0 | 0 | 0 | 0 | 0 | 0 | 0 | 0 | 0 | 0 | 0 | 0 | 0 | 0 | 0
Counterfactual | Gen_BB005 | MW | SSEN (SHEPD) | Redmoss | 0 | 0 | 0 | 0 | 0 | 0 | 0 | 0 | 0 | 0 | 0 | 0 | 0 | 0 | 0 | 0 | 0 | 0 | 0 | 0 | 0 | 0 | 0 | 0 | 0 | 0 | 0 | 0 | 0
Counterfactual | Gen_BB005 | MW | SSEN (SHEPD) | Shetland | 0 | 65 | 65 | 65 | 65 | 65 | 65 | 65 | 65 | 65 | 65 | 65 | 65 | 65 | 65 | 65 | 65 | 65 | 65 | 65 | 65 | 65 | 65 | 65 | 65 | 65 | 65 | 65 | 65
Counterfactual | Gen_BB005 | MW | SSEN (SHEPD) | Shin | 0 | 0 | 0 | 0 | 0 | 0 | 0 | 0 | 0 | 0 | 0 | 0 | 0 | 0 | 0 | 0 | 0 | 0 | 0 | 0 | 0 | 0 | 0 | 0 | 0 | 0 | 0 | 0 | 0
Counterfactual | Gen_BB005 | MW | SSEN (SHEPD) | Sloy | 0 | 0 | 0 | 0 | 0 | 0 | 0 | 0 | 0 | 0 | 0 | 0 | 0 | 0 | 0 | 0 | 0 | 0 | 0 | 0 | 0 | 0 | 0 | 0 | 0 | 0 | 0 | 0 | 0
Counterfactual | Gen_BB005 | MW | SSEN (SHEPD) | Stornoway | 0 | 22.3 | 22.3 | 22.3 | 22.3 | 22.3 | 22.3 | 22.3 | 22.3 | 22.3 | 22.3 | 22.3 | 22.3 | 22.3 | 22.3 | 22.3 | 22.3 | 22.3 | 22.3 | 22.3 | 22.3 | 22.3 | 22.3 | 22.3 | 22.3 | 22.3 | 22.3 | 22.3 | 22.3
Counterfactual | Gen_BB005 | MW | SSEN (SHEPD) | Strichen | 0 | 0 | 0 | 0 | 0 | 0 | 0 | 0 | 0 | 0 | 0 | 0 | 0 | 0 | 0 | 0 | 0 | 0 | 0 | 0 | 0 | 0 | 0 | 0 | 0 | 0 | 0 | 0 | 0
Counterfactual | Gen_BB005 | MW | SSEN (SHEPD) | Tarland | 0 | 0 | 0 | 0 | 0 | 0 | 0 | 0 | 0 | 0 | 0 | 0 | 0 | 0 | 0 | 0 | 0 | 0 | 0 | 0 | 0 | 0 | 0 | 0 | 0 | 0 | 0 | 0 | 0
Counterfactual | Gen_BB005 | MW | SSEN (SHEPD) | Taynuilt | 0 | 0 | 0 | 0 | 0 | 0 | 0 | 0 | 0 | 0 | 0 | 0 | 0 | 0 | 0 | 0 | 0 | 0 | 0 | 0 | 0 | 0 | 0 | 0 | 0 | 0 | 0 | 0 | 0
Counterfactual | Gen_BB005 | MW | SSEN (SHEPD) | Thurso | 0 | 0 | 0 | 0 | 0 | 0 | 0 | 0 | 0 | 0 | 0 | 0 | 0 | 0 | 0 | 0 | 0 | 0 | 0 | 0 | 0 | 0 | 0 | 0 | 0 | 0 | 0 | 0 | 0
Counterfactual | Gen_BB005 | MW | SSEN (SHEPD) | Tummel Bridge | 0 | 0 | 0 | 0 | 0 | 0 | 0 | 0 | 0 | 0 | 0 | 0 | 0 | 0 | 0 | 0 | 0 | 0 | 0 | 0 | 0 | 0 | 0 | 0 | 0 | 0 | 0 | 0 | 0
Counterfactual | Gen_BB005 | MW | SSEN (SHEPD) | Willowdale | 0 | 0 | 0 | 0 | 0 | 0 | 0 | 0 | 0 | 0 | 0 | 0 | 0 | 0 | 0 | 0 | 0 | 0 | 0 | 0 | 0 | 0 | 0 | 0 | 0 | 0 | 0 | 0 | 0
Counterfactual | Gen_BB005 | MW | SSEN South | Botley Wood | 0 | 0 | 0 | 0 | 0 | 0 | 0 | 0 | 0 | 0 | 0 | 0 | 0 | 0 | 0 | 0 | 0 | 0 | 0 | 0 | 0 | 0 | 0 | 0 | 0 | 0 | 0 | 0 | 0
Counterfactual | Gen_BB005 | MW | SSEN South | Bramley | 0 | 0 | 0 | 0 | 0 | 0 | 0 | 0 | 0 | 0 | 0 | 0 | 0 | 0 | 0 | 0 | 0 | 0 | 0 | 0 | 0 | 0 | 0 | 0 | 0 | 0 | 0 | 0 | 0
Counterfactual | Gen_BB005 | MW | SSEN South | Chickerell | 0 | 0 | 0 | 0 | 0 | 0 | 0 | 0 | 0 | 0 | 0 | 0 | 0 | 0 | 0 | 0 | 0 | 0 | 0 | 0 | 0 | 0 | 0 | 0 | 0 | 0 | 0 | 0 | 0
Counterfactual | Gen_BB005 | MW | SSEN South | Cowley | 0 | 0 | 0 | 0 | 0 | 0 | 0 | 0 | 0 | 0 | 0 | 0 | 0 | 0 | 0 | 0 | 0 | 0 | 0 | 0 | 0 | 0 | 0 | 0 | 0 | 0 | 0 | 0 | 0
Counterfactual | Gen_BB005 | MW | SSEN South | Fawley | 0 | 0 | 0 | 0 | 0 | 0 | 0 | 0 | 0 | 0 | 0 | 0 | 0 | 0 | 0 | 0 | 0 | 0 | 0 | 0 | 0 | 0 | 0 | 0 | 0 | 0 | 0 | 0 | 0
Counterfactual | Gen_BB005 | MW | SSEN South | Iver 132kV | 0 | 0 | 0 | 0 | 0 | 0 | 0 | 0 | 0 | 0 | 0 | 0 | 0 | 0 | 0 | 0 | 0 | 0 | 0 | 0 | 0 | 0 | 0 | 0 | 0 | 0 | 0 | 0 | 0
Counterfactual | Gen_BB005 | MW | SSEN South | Lovedean | 0 | 0 | 0 | 0 | 0 | 0 | 0 | 0 | 0 | 0 | 0 | 0 | 0 | 0 | 0 | 0 | 0 | 0 | 0 | 0 | 0 | 0 | 0 | 0 | 0 | 0 | 0 | 0 | 0
Counterfactual | Gen_BB005 | MW | SSEN South | Mannington | 0 | 0 | 0 | 0 | 0 | 0 | 0 | 0 | 0 | 0 | 0 | 0 | 0 | 0 | 0 | 0 | 0 | 0 | 0 | 0 | 0 | 0 | 0 | 0 | 0 | 0 | 0 | 0 | 0
Counterfactual | Gen_BB005 | MW | SSEN South | Melksham | 0 | 0 | 0 | 0 | 0 | 0 | 0 | 0 | 0 | 0 | 0 | 0 | 0 | 0 | 0 | 0 | 0 | 0 | 0 | 0 | 0 | 0 | 0 | 0 | 0 | 0 | 0 | 0 | 0
Counterfactual | Gen_BB005 | MW | SSEN South | Minety | 0 | 0 | 0 | 0 | 0 | 0 | 0 | 0 | 0 | 0 | 0 | 0 | 0 | 0 | 0 | 0 | 0 | 0 | 0 | 0 | 0 | 0 | 0 | 0 | 0 | 0 | 0 | 0 | 0
Counterfactual | Gen_BB005 | MW | SSEN South | Nursling | 0 | 0 | 0 | 0 | 0 | 0 | 0 | 0 | 0 | 0 | 0 | 0 | 0 | 0 | 0 | 0 | 0 | 0 | 0 | 0 | 0 | 0 | 0 | 0 | 0 | 0 | 0 | 0 | 0
Counterfactual | Gen_BB005 | MW | UKPN Eastern | Amersham Main | 0 | 6.728 | 6.728 | 6.538 | 6.178 | 5.553 | 4.598 | 3.262 | 2.672 | 2.672 | 2.596 | 1.959 | 0.602 | 0.026 | 0 | 0 | 0 | 0 | 0 | 0 | 0 | 0 | 0 | 0 | 0 | 0 | 0 | 0 | 0
Counterfactual | Gen_BB005 | MW | UKPN Eastern | Braintree | 0 | 0 | 0 | 0 | 0 | 0 | 0 | 0 | 0 | 0 | 0 | 0 | 0 | 0 | 0 | 0 | 0 | 0 | 0 | 0 | 0 | 0 | 0 | 0 | 0 | 0 | 0 | 0 | 0
Counterfactual | Gen_BB005 | MW | UKPN Eastern | Bramford | 0 | 79.419 | 79.419 | 77.179 | 72.929 | 65.559 | 54.281 | 38.513 | 31.548 | 31.548 | 30.649 | 23.132 | 7.107 | 0.306 | 0 | 0 | 0 | 0 | 0 | 0 | 0 | 0 | 0 | 0 | 0 | 0 | 0 | 0 | 0
Counterfactual | Gen_BB005 | MW | UKPN Eastern | Brimsdown | 0 | 0 | 0 | 0 | 0 | 0 | 0 | 0 | 0 | 0 | 0 | 0 | 0 | 0 | 0 | 0 | 0 | 0 | 0 | 0 | 0 | 0 | 0 | 0 | 0 | 0 | 0 | 0 | 0
Counterfactual | Gen_BB005 | MW | UKPN Eastern | Burwell Main | 0 | 0 | 0 | 0 | 0 | 0 | 0 | 0 | 0 | 0 | 0 | 0 | 0 | 0 | 0 | 0 | 0 | 0 | 0 | 0 | 0 | 0 | 0 | 0 | 0 | 0 | 0 | 0 | 0
Counterfactual | Gen_BB005 | MW | UKPN Eastern | Eaton Socon | 0 | 4.325 | 4.325 | 4.203 | 3.971 | 3.57 | 2.956 | 2.097 | 1.718 | 1.718 | 1.669 | 1.26 | 0.387 | 0.017 | 0 | 0 | 0 | 0 | 0 | 0 | 0 | 0 | 0 | 0 | 0 | 0 | 0 | 0 | 0
Counterfactual | Gen_BB005 | MW | UKPN Eastern | Elstree | 0 | 46.828 | 46.828 | 45.508 | 43.002 | 38.656 | 32.006 | 22.709 | 18.602 | 18.602 | 18.072 | 13.639 | 4.19 | 0.18 | 0 | 0 | 0 | 0 | 0 | 0 | 0 | 0 | 0 | 0 | 0 | 0 | 0 | 0 | 0
Counterfactual | Gen_BB005 | MW | UKPN Eastern | Loudwater | 0 | 0 | 0 | 0 | 0 | 0 | 0 | 0 | 0 | 0 | 0 | 0 | 0 | 0 | 0 | 0 | 0 | 0 | 0 | 0 | 0 | 0 | 0 | 0 | 0 | 0 | 0 | 0 | 0
Counterfactual | Gen_BB005 | MW | UKPN Eastern | Mill Hill | 0 | 1.105 | 1.105 | 1.074 | 1.015 | 0.912 | 0.755 | 0.536 | 0.439 | 0.439 | 0.427 | 0.322 | 0.099 | 0.004 | 0 | 0 | 0 | 0 | 0 | 0 | 0 | 0 | 0 | 0 | 0 | 0 | 0 | 0 | 0
Counterfactual | Gen_BB005 | MW | UKPN Eastern | Norwich Main | 0 | 4.873 | 4.873 | 4.735 | 4.474 | 4.022 | 3.33 | 2.363 | 1.936 | 1.936 | 1.88 | 1.419 | 0.436 | 0.019 | 0 | 0 | 0 | 0 | 0 | 0 | 0 | 0 | 0 | 0 | 0 | 0 | 0 | 0 | 0
Counterfactual | Gen_BB005 | MW | UKPN Eastern | Pelham | 0 | 0 | 0 | 0 | 0 | 0 | 0 | 0 | 0 | 0 | 0 | 0 | 0 | 0 | 0 | 0 | 0 | 0 | 0 | 0 | 0 | 0 | 0 | 0 | 0 | 0 | 0 | 0 | 0
Counterfactual | Gen_BB005 | MW | UKPN Eastern | Rayleigh | 0 | 24.219 | 24.219 | 23.536 | 22.24 | 19.992 | 16.553 | 11.745 | 9.621 | 9.621 | 9.347 | 7.054 | 2.167 | 0.093 | 0 | 0 | 0 | 0 | 0 | 0 | 0 | 0 | 0 | 0 | 0 | 0 | 0 | 0 | 0
Counterfactual | Gen_BB005 | MW | UKPN Eastern | Rye House | 0 | 1.153 | 1.153 | 1.121 | 1.059 | 0.952 | 0.788 | 0.559 | 0.458 | 0.458 | 0.445 | 0.336 | 0.103 | 0.004 | 0 | 0 | 0 | 0 | 0 | 0 | 0 | 0 | 0 | 0 | 0 | 0 | 0 | 0 | 0
Counterfactual | Gen_BB005 | MW | UKPN Eastern | Sundon | 0 | 67.467 | 67.467 | 65.565 | 61.954 | 55.693 | 46.112 | 32.717 | 26.801 | 26.801 | 26.037 | 19.651 | 6.037 | 0.26 | 0 | 0 | 0 | 0 | 0 | 0 | 0 | 0 | 0 | 0 | 0 | 0 | 0 | 0 | 0
Counterfactual | Gen_BB005 | MW | UKPN Eastern | Tilbury | 0 | 5.31 | 5.31 | 5.16 | 4.876 | 4.383 | 3.629 | 2.575 | 2.109 | 2.109 | 2.049 | 1.547 | 0.475 | 0.02 | 0 | 0 | 0 | 0 | 0 | 0 | 0 | 0 | 0 | 0 | 0 | 0 | 0 | 0 | 0
Counterfactual | Gen_BB005 | MW | UKPN Eastern | Tottenham | 0 | 10.831 | 10.831 | 10.526 | 9.946 | 8.941 | 7.403 | 5.252 | 4.303 | 4.303 | 4.18 | 3.155 | 0.969 | 0.042 | 0 | 0 | 0 | 0 | 0 | 0 | 0 | 0 | 0 | 0 | 0 | 0 | 0 | 0 | 0
Counterfactual | Gen_BB005 | MW | UKPN Eastern | Walpole (_A) | 0 | 24.7 | 24.7 | 24.003 | 22.681 | 20.389 | 16.882 | 11.978 | 9.812 | 9.812 | 9.532 | 7.194 | 2.21 | 0.095 | 0 | 0 | 0 | 0 | 0 | 0 | 0 | 0 | 0 | 0 | 0 | 0 | 0 | 0 | 0
Counterfactual | Gen_BB005 | MW | UKPN Eastern | Warley | 0 | 0 | 0 | 0 | 0 | 0 | 0 | 0 | 0 | 0 | 0 | 0 | 0 | 0 | 0 | 0 | 0 | 0 | 0 | 0 | 0 | 0 | 0 | 0 | 0 | 0 | 0 | 0 | 0
Counterfactual | Gen_BB005 | MW | UKPN Eastern | Watford South | 0 | 0 | 0 | 0 | 0 | 0 | 0 | 0 | 0 | 0 | 0 | 0 | 0 | 0 | 0 | 0 | 0 | 0 | 0 | 0 | 0 | 0 | 0 | 0 | 0 | 0 | 0 | 0 | 0
Counterfactual | Gen_BB005 | MW | UKPN Eastern | West Thurrock | 0 | 0 | 0 | 0 | 0 | 0 | 0 | 0 | 0 | 0 | 0 | 0 | 0 | 0 | 0 | 0 | 0 | 0 | 0 | 0 | 0 | 0 | 0 | 0 | 0 | 0 | 0 | 0 | 0
Counterfactual | Gen_BB005 | MW | UKPN Eastern | Wymondley | 0 | 7.448 | 7.448 | 7.238 | 6.84 | 6.148 | 5.091 | 3.612 | 2.959 | 2.959 | 2.874 | 2.169 | 0.667 | 0.029 | 0 | 0 | 0 | 0 | 0 | 0 | 0 | 0 | 0 | 0 | 0 | 0 | 0 | 0 | 0
Counterfactual | Gen_BB005 | MW | UKPN London | Barking | 0 | 0 | 0 | 0 | 0 | 0 | 0 | 0 | 0 | 0 | 0 | 0 | 0 | 0 | 0 | 0 | 0 | 0 | 0 | 0 | 0 | 0 | 0 | 0 | 0 | 0 | 0 | 0 | 0
Counterfactual | Gen_BB005 | MW | UKPN London | Barking West | 0 | 22.261 | 22.261 | 21.634 | 20.442 | 18.376 | 15.215 | 10.795 | 8.843 | 8.843 | 8.591 | 6.484 | 1.992 | 0.086 | 0 | 0 | 0 | 0 | 0 | 0 | 0 | 0 | 0 | 0 | 0 | 0 | 0 | 0 | 0
Counterfactual | Gen_BB005 | MW | UKPN London | City Road | 0 | 17.271 | 17.271 | 16.783 | 15.859 | 14.256 | 11.804 | 8.375 | 6.86 | 6.86 | 6.665 | 5.03 | 1.545 | 0.066 | 0 | 0 | 0 | 0 | 0 | 0 | 0 | 0 | 0 | 0 | 0 | 0 | 0 | 0 | 0
Counterfactual | Gen_BB005 | MW | UKPN London | Hackney 132kV | 0 | 0 | 0 | 0 | 0 | 0 | 0 | 0 | 0 | 0 | 0 | 0 | 0 | 0 | 0 | 0 | 0 | 0 | 0 | 0 | 0 | 0 | 0 | 0 | 0 | 0 | 0 | 0 | 0
Counterfactual | Gen_BB005 | MW | UKPN London | Hackney 66kV | 0 | 6.92 | 6.92 | 6.725 | 6.354 | 5.712 | 4.729 | 3.356 | 2.749 | 2.749 | 2.67 | 2.015 | 0.619 | 0.027 | 0 | 0 | 0 | 0 | 0 | 0 | 0 | 0 | 0 | 0 | 0 | 0 | 0 | 0 | 0
Counterfactual | Gen_BB005 | MW | UKPN London | Hurst | 0 | 0 | 0 | 0 | 0 | 0 | 0 | 0 | 0 | 0 | 0 | 0 | 0 | 0 | 0 | 0 | 0 | 0 | 0 | 0 | 0 | 0 | 0 | 0 | 0 | 0 | 0 | 0 | 0
Counterfactual | Gen_BB005 | MW | UKPN London | Littlebrook (_C) | 0 | 0 | 0 | 0 | 0 | 0 | 0 | 0 | 0 | 0 | 0 | 0 | 0 | 0 | 0 | 0 | 0 | 0 | 0 | 0 | 0 | 0 | 0 | 0 | 0 | 0 | 0 | 0 | 0
Counterfactual | Gen_BB005 | MW | UKPN London | Lodge Road | 0 | 4.421 | 4.421 | 4.296 | 4.06 | 3.649 | 3.022 | 2.144 | 1.756 | 1.756 | 1.706 | 1.288 | 0.396 | 0.017 | 0 | 0 | 0 | 0 | 0 | 0 | 0 | 0 | 0 | 0 | 0 | 0 | 0 | 0 | 0
Counterfactual | Gen_BB005 | MW | UKPN London | New Cross | 0 | 0 | 0 | 0 | 0 | 0 | 0 | 0 | 0 | 0 | 0 | 0 | 0 | 0 | 0 | 0 | 0 | 0 | 0 | 0 | 0 | 0 | 0 | 0 | 0 | 0 | 0 | 0 | 0
Counterfactual | Gen_BB005 | MW | UKPN London | Redbridge | 0 | 0.983 | 0.983 | 0.955 | 0.902 | 0.811 | 0.672 | 0.476 | 0.39 | 0.39 | 0.379 | 0.286 | 0.088 | 0.004 | 0 | 0 | 0 | 0 | 0 | 0 | 0 | 0 | 0 | 0 | 0 | 0 | 0 | 0 | 0
Counterfactual | Gen_BB005 | MW | UKPN London | St John's Wood | 0 | 4.037 | 4.037 | 3.923 | 3.707 | 3.332 | 2.759 | 1.957 | 1.603 | 1.603 | 1.558 | 1.176 | 0.361 | 0.016 | 0 | 0 | 0 | 0 | 0 | 0 | 0 | 0 | 0 | 0 | 0 | 0 | 0 | 0 | 0
Counterfactual | Gen_BB005 | MW | UKPN London | West Ham | 0 | 13.751 | 13.751 | 13.363 | 12.627 | 11.351 | 9.399 | 6.668 | 5.462 | 5.462 | 5.307 | 4.005 | 1.231 | 0.053 | 0 | 0 | 0 | 0 | 0 | 0 | 0 | 0 | 0 | 0 | 0 | 0 | 0 | 0 | 0
Counterfactual | Gen_BB005 | MW | UKPN London | Willesden 132kV | 0 | 144 | 144 | 144 | 144 | 144 | 144 | 144 | 144 | 144 | 144 | 144 | 144 | 144 | 0 | 0 | 0 | 0 | 0 | 0 | 0 | 0 | 0 | 0 | 0 | 0 | 0 | 0 | 0
Counterfactual | Gen_BB005 | MW | UKPN London | Willesden 66kV | 0 | 0 | 0 | 0 | 0 | 0 | 0 | 0 | 0 | 0 | 0 | 0 | 0 | 0 | 0 | 0 | 0 | 0 | 0 | 0 | 0 | 0 | 0 | 0 | 0 | 0 | 0 | 0 | 0
Counterfactual | Gen_BB005 | MW | UKPN London | Wimbledon South | 0 | 12.417 | 12.417 | 12.067 | 11.402 | 10.25 | 8.487 | 6.021 | 4.933 | 4.933 | 4.792 | 3.617 | 1.111 | 0.048 | 0 | 0 | 0 | 0 | 0 | 0 | 0 | 0 | 0 | 0 | 0 | 0 | 0 | 0 | 0
Counterfactual | Gen_BB005 | MW | UKPN South East | Beddington (_J) | 0 | 6.174 | 6.174 | 6 | 5.669 | 5.096 | 4.22 | 2.994 | 2.453 | 2.453 | 2.383 | 1.798 | 0.552 | 0.024 | 0 | 0 | 0 | 0 | 0 | 0 | 0 | 0 | 0 | 0 | 0 | 0 | 0 | 0 | 0
Counterfactual | Gen_BB005 | MW | UKPN South East | Bolney | 0 | 3.844 | 3.844 | 3.736 | 3.53 | 3.173 | 2.627 | 1.864 | 1.527 | 1.527 | 1.484 | 1.12 | 0.344 | 0.015 | 0 | 0 | 0 | 0 | 0 | 0 | 0 | 0 | 0 | 0 | 0 | 0 | 0 | 0 | 0
Counterfactual | Gen_BB005 | MW | UKPN South East | Canterbury | 0 | 6.728 | 6.728 | 6.538 | 6.178 | 5.553 | 4.598 | 3.262 | 2.672 | 2.672 | 2.596 | 1.959 | 0.602 | 0.026 | 0 | 0 | 0 | 0 | 0 | 0 | 0 | 0 | 0 | 0 | 0 | 0 | 0 | 0 | 0
Counterfactual | Gen_BB005 | MW | UKPN South East | Chessington | 0 | 24.892 | 24.892 | 24.19 | 22.858 | 20.548 | 17.013 | 12.071 | 9.888 | 9.888 | 9.606 | 7.25 | 2.227 | 0.096 | 0 | 0 | 0 | 0 | 0 | 0 | 0 | 0 | 0 | 0 | 0 | 0 | 0 | 0 | 0
Counterfactual | Gen_BB005 | MW | UKPN South East | Kemsley | 0 | 16.338 | 16.338 | 15.877 | 15.003 | 13.487 | 11.167 | 7.923 | 6.49 | 6.49 | 6.305 | 4.759 | 1.462 | 0.063 | 0 | 0 | 0 | 0 | 0 | 0 | 0 | 0 | 0 | 0 | 0 | 0 | 0 | 0 | 0
Counterfactual | Gen_BB005 | MW | UKPN South East | Kingsnorth | 0 | 0 | 0 | 0 | 0 | 0 | 0 | 0 | 0 | 0 | 0 | 0 | 0 | 0 | 0 | 0 | 0 | 0 | 0 | 0 | 0 | 0 | 0 | 0 | 0 | 0 | 0 | 0 | 0
Counterfactual | Gen_BB005 | MW | UKPN South East | Littlebrook (_J) | 0 | 0 | 0 | 0 | 0 | 0 | 0 | 0 | 0 | 0 | 0 | 0 | 0 | 0 | 0 | 0 | 0 | 0 | 0 | 0 | 0 | 0 | 0 | 0 | 0 | 0 | 0 | 0 | 0
Counterfactual | Gen_BB005 | MW | UKPN South East | Ninfield | 0 | 0 | 0 | 0 | 0 | 0 | 0 | 0 | 0 | 0 | 0 | 0 | 0 | 0 | 0 | 0 | 0 | 0 | 0 | 0 | 0 | 0 | 0 | 0 | 0 | 0 | 0 | 0 | 0
Counterfactual | Gen_BB005 | MW | UKPN South East | Northfleet East | 0 | 1.201 | 1.201 | 1.167 | 1.103 | 0.992 | 0.821 | 0.583 | 0.477 | 0.477 | 0.464 | 0.35 | 0.108 | 0.005 | 0 | 0 | 0 | 0 | 0 | 0 | 0 | 0 | 0 | 0 | 0 | 0 | 0 | 0 | 0
Counterfactual | Gen_BB005 | MW | UKPN South East | Sellindge | 0 | 7.689 | 7.689 | 7.472 | 7.06 | 6.347 | 5.255 | 3.728 | 3.054 | 3.054 | 2.967 | 2.239 | 0.688 | 0.03 | 0 | 0 | 0 | 0 | 0 | 0 | 0 | 0 | 0 | 0 | 0 | 0 | 0 | 0 | 0
Counterfactual | Gen_BB005 | MW | UKPN South East | West Weybridge | 0 | 1.442 | 1.442 | 1.401 | 1.324 | 1.19 | 0.985 | 0.699 | 0.573 | 0.573 | 0.556 | 0.42 | 0.129 | 0.006 | 0 | 0 | 0 | 0 | 0 | 0 | 0 | 0 | 0 | 0 | 0 | 0 | 0 | 0 | 0
Counterfactual | Gen_BB006 | MW | Electricity North West | Bredbury | 0 | 32.81 | 50.328 | 56.479 | 62.974 | 69.272 | 75.506 | 81.547 | 87.054 | 91.859 | 95.662 | 96.857 | 97.111 | 96.25 | 94.402 | 93.405 | 92.736 | 91.735 | 90.76 | 89.156 | 87.463 | 85.503 | 84.057 | 82.203 | 80.618 | 79.197 | 77.461 | 76.216 | 75.526
Counterfactual | Gen_BB006 | MW | Electricity North West | Harker | 0 | 14.638 | 22.453 | 25.197 | 28.095 | 30.905 | 33.686 | 36.381 | 38.838 | 40.982 | 42.678 | 43.211 | 43.325 | 42.94 | 42.116 | 41.671 | 41.373 | 40.926 | 40.491 | 39.776 | 39.02 | 38.146 | 37.501 | 36.674 | 35.967 | 35.333 | 34.558 | 34.003 | 33.695
Counterfactual | Gen_BB006 | MW | Electricity North West | Heysham (NGET) | 0 | 0 | 0 | 0 | 0 | 0 | 0 | 0 | 0 | 0 | 0 | 0 | 0 | 0 | 0 | 0 | 0 | 0 | 0 | 0 | 0 | 0 | 0 | 0 | 0 | 0 | 0 | 0 | 0
Counterfactual | Gen_BB006 | MW | Electricity North West | Kearsley | 0 | 21 | 21 | 21 | 21 | 21 | 21 | 21 | 21 | 21 | 21 | 21 | 21 | 21 | 21 | 21 | 21 | 21 | 21 | 21 | 21 | 21 | 21 | 21 | 21 | 21 | 21 | 21 | 21
Counterfactual | Gen_BB006 | MW | Electricity North West | Kearsley 132kV | 0 | 29.109 | 44.652 | 50.11 | 55.872 | 61.459 | 66.991 | 72.35 | 77.236 | 81.499 | 84.873 | 85.933 | 86.159 | 85.395 | 83.755 | 82.87 | 82.277 | 81.389 | 80.524 | 79.101 | 77.599 | 75.86 | 74.577 | 72.932 | 71.526 | 70.265 | 68.725 | 67.62 | 67.008
Counterfactual | Gen_BB006 | MW | Electricity North West | Kearsley 33kV | 0 | 1.343 | 2.059 | 2.311 | 2.577 | 2.834 | 3.09 | 3.337 | 3.562 | 3.759 | 3.914 | 3.963 | 3.974 | 3.938 | 3.863 | 3.822 | 3.795 | 3.754 | 3.714 | 3.648 | 3.579 | 3.499 | 3.439 | 3.364 | 3.299 | 3.241 | 3.17 | 3.119 | 3.09
Counterfactual | Gen_BB006 | MW | Electricity North West | Macclesfield | 0 | 31.002 | 47.556 | 53.368 | 59.506 | 65.456 | 71.347 | 77.055 | 82.258 | 86.799 | 90.392 | 91.521 | 91.762 | 90.948 | 89.202 | 88.259 | 87.628 | 86.682 | 85.76 | 84.245 | 82.645 | 80.793 | 79.427 | 77.675 | 76.178 | 74.835 | 73.194 | 72.018 | 71.365
Counterfactual | Gen_BB006 | MW | Electricity North West | Padiham | 0 | 27.956 | 31.671 | 32.975 | 34.352 | 35.687 | 37.009 | 38.29 | 39.457 | 40.476 | 41.282 | 41.536 | 41.59 | 41.407 | 41.015 | 40.804 | 40.662 | 40.45 | 40.243 | 39.903 | 39.544 | 39.129 | 38.822 | 38.429 | 38.093 | 37.792 | 37.423 | 37.159 | 37.013
Counterfactual | Gen_BB006 | MW | Electricity North West | Penwortham East | 0 | 121.124 | 185.798 | 208.506 | 232.484 | 255.732 | 278.748 | 301.048 | 321.378 | 339.118 | 353.156 | 357.568 | 358.507 | 355.327 | 348.504 | 344.824 | 342.357 | 338.661 | 335.06 | 329.138 | 322.888 | 315.653 | 310.314 | 303.47 | 297.621 | 292.374 | 285.964 | 281.368 | 278.82
Counterfactual | Gen_BB006 | MW | Electricity North West | Penwortham West | 0 | 31.126 | 47.745 | 53.581 | 59.743 | 65.717 | 71.631 | 77.362 | 82.586 | 87.145 | 90.752 | 91.886 | 92.127 | 91.31 | 89.557 | 88.611 | 87.977 | 87.027 | 86.102 | 84.58 | 82.974 | 81.115 | 79.743 | 77.984 | 76.481 | 75.133 | 73.486 | 72.304 | 71.65
Counterfactual | Gen_BB006 | MW | Electricity North West | Rochdale | 0 | 26.929 | 30.094 | 31.206 | 32.38 | 33.517 | 34.644 | 35.736 | 36.731 | 37.599 | 38.286 | 38.502 | 38.548 | 38.392 | 38.058 | 37.878 | 37.758 | 37.577 | 37.4 | 37.111 | 36.805 | 36.45 | 36.189 | 35.854 | 35.568 | 35.311 | 34.997 | 34.772 | 34.648
Counterfactual | Gen_BB006 | MW | Electricity North West | South Manchester | 0 | 8.3 | 12.732 | 14.288 | 15.931 | 17.524 | 19.102 | 20.63 | 22.023 | 23.239 | 24.201 | 24.503 | 24.567 | 24.349 | 23.882 | 23.63 | 23.461 | 23.207 | 22.961 | 22.555 | 22.126 | 21.631 | 21.265 | 20.796 | 20.395 | 20.035 | 19.596 | 19.281 | 19.107
Counterfactual | Gen_BB006 | MW | Electricity North West | Stalybridge | 0 | 38.285 | 58.727 | 65.904 | 73.483 | 80.832 | 88.107 | 95.155 | 101.581 | 107.188 | 111.625 | 113.02 | 113.317 | 112.312 | 110.155 | 108.992 | 108.212 | 107.044 | 105.906 | 104.034 | 102.058 | 99.771 | 98.084 | 95.921 | 94.072 | 92.414 | 90.387 | 88.934 | 88.129
Counterfactual | Gen_BB006 | MW | Electricity North West | Washway Farm | 0 | 32.292 | 49.534 | 55.588 | 61.981 | 68.179 | 74.315 | 80.26 | 85.68 | 90.409 | 94.152 | 95.328 | 95.579 | 94.731 | 92.912 | 91.931 | 91.273 | 90.288 | 89.327 | 87.749 | 86.082 | 84.153 | 82.73 | 80.906 | 79.346 | 77.947 | 76.238 | 75.013 | 74.334
Counterfactual | Gen_BB006 | MW | Electricity North West | Whitegate | 0 | 40.846 | 62.656 | 70.313 | 78.399 | 86.239 | 94.001 | 101.521 | 108.377 | 114.359 | 119.093 | 120.581 | 120.898 | 119.825 | 117.524 | 116.283 | 115.451 | 114.205 | 112.991 | 110.993 | 108.886 | 106.446 | 104.646 | 102.338 | 100.365 | 98.596 | 96.434 | 94.884 | 94.025
Counterfactual | Gen_BB006 | MW | IDNO - Refer to Comment Field | Tynemouth 2 | 0 | 0 | 0 | 0 | 0 | 0 | 0 | 0 | 0 | 0 | 0 | 0 | 0 | 0 | 0 | 0 | 0 | 0 | 0 | 0 | 0 | 0 | 0 | 0 | 0 | 0 | 0 | 0 | 0 | Note: TYNE2 is operated by an IDNO allocated to GSP Group/licence area F
Counterfactual | Gen_BB006 | MW | NGED East Midlands | Berkswell | 0 | 0 | 0 | 0 | 0 | 0 | 0 | 0 | 0 | 0 | 0 | 0 | 0 | 0 | 0 | 0 | 0 | 0 | 0 | 0 | 0 | 0 | 0 | 0 | 0 | 0 | 0 | 0 | 0
Counterfactual | Gen_BB006 | MW | NGED East Midlands | Bicker Fen | 0 | 0 | 0 | 0 | 0 | 0 | 0 | 0 | 0 | 0 | 0 | 0 | 0 | 0 | 0 | 0 | 0 | 0 | 0 | 0 | 0 | 0 | 0 | 0 | 0 | 0 | 0 | 0 | 0
Counterfactual | Gen_BB006 | MW | NGED East Midlands | Chesterfield | 0 | 92.607 | 142.053 | 159.415 | 177.748 | 195.523 | 213.12 | 230.169 | 245.713 | 259.276 | 270.009 | 273.382 | 274.1 | 271.669 | 266.452 | 263.638 | 261.752 | 258.927 | 256.173 | 251.645 | 246.867 | 241.335 | 237.254 | 232.021 | 227.549 | 223.538 | 218.636 | 215.122 | 213.174
Counterfactual | Gen_BB006 | MW | NGED East Midlands | Coventry | 0 | 25.998 | 39.879 | 44.753 | 49.899 | 54.889 | 59.829 | 64.616 | 68.979 | 72.787 | 75.8 | 76.747 | 76.948 | 76.266 | 74.801 | 74.011 | 73.482 | 72.689 | 71.916 | 70.645 | 69.303 | 67.75 | 66.604 | 65.135 | 63.88 | 62.754 | 61.378 | 60.391 | 59.845
Counterfactual | Gen_BB006 | MW | NGED East Midlands | Drakelow | 0 | 8.201 | 12.581 | 14.118 | 15.742 | 17.316 | 18.874 | 20.384 | 21.761 | 22.962 | 23.913 | 24.211 | 24.275 | 24.06 | 23.598 | 23.348 | 23.181 | 22.931 | 22.687 | 22.286 | 21.863 | 21.373 | 21.012 | 20.548 | 20.152 | 19.797 | 19.363 | 19.052 | 18.879
Counterfactual | Gen_BB006 | MW | NGED East Midlands | East Claydon (_B) | 0 | 25.691 | 39.409 | 44.225 | 49.311 | 54.242 | 59.124 | 63.854 | 68.166 | 71.929 | 74.907 | 75.842 | 76.042 | 75.367 | 73.92 | 73.139 | 72.616 | 71.832 | 71.068 | 69.812 | 68.487 | 66.952 | 65.82 | 64.368 | 63.127 | 62.014 | 60.655 | 59.68 | 59.139
Counterfactual | Gen_BB006 | MW | NGED East Midlands | Enderby | 0 | 0 | 0 | 0 | 0 | 0 | 0 | 0 | 0 | 0 | 0 | 0 | 0 | 0 | 0 | 0 | 0 | 0 | 0 | 0 | 0 | 0 | 0 | 0 | 0 | 0 | 0 | 0 | 0
Counterfactual | Gen_BB006 | MW | NGED East Midlands | Grendon | 0 | 12.008 | 18.419 | 20.67 | 23.047 | 25.352 | 27.634 | 29.844 | 31.86 | 33.619 | 35.01 | 35.448 | 35.541 | 35.225 | 34.549 | 34.184 | 33.94 | 33.573 | 33.216 | 32.629 | 32.01 | 31.292 | 30.763 | 30.085 | 29.505 | 28.985 | 28.349 | 27.893 | 27.641
Counterfactual | Gen_BB006 | MW | NGED East Midlands | Ratcliffe | 0 | 21.343 | 32.74 | 36.741 | 40.966 | 45.063 | 49.119 | 53.048 | 56.631 | 59.756 | 62.23 | 63.007 | 63.173 | 62.613 | 61.41 | 60.762 | 60.327 | 59.676 | 59.041 | 57.998 | 56.897 | 55.622 | 54.681 | 53.475 | 52.444 | 51.52 | 50.39 | 49.58 | 49.131
Counterfactual | Gen_BB006 | MW | NGED East Midlands | Staythorpe | 0 | 0 | 0 | 0 | 0 | 0 | 0 | 0 | 0 | 0 | 0 | 0 | 0 | 0 | 0 | 0 | 0 | 0 | 0 | 0 | 0 | 0 | 0 | 0 | 0 | 0 | 0 | 0 | 0
Counterfactual | Gen_BB006 | MW | NGED East Midlands | Stoke Bardolph | 0 | 24.011 | 36.832 | 41.334 | 46.087 | 50.696 | 55.258 | 59.679 | 63.709 | 67.226 | 70.009 | 70.883 | 71.07 | 70.439 | 69.087 | 68.357 | 67.868 | 67.135 | 66.422 | 65.248 | 64.009 | 62.574 | 61.516 | 60.159 | 59 | 57.96 | 56.689 | 55.778 | 55.273
Counterfactual | Gen_BB006 | MW | NGED East Midlands | Walpole (_B) | 0 | 20.751 | 31.83 | 35.721 | 39.828 | 43.811 | 47.754 | 51.575 | 55.057 | 58.097 | 60.502 | 61.257 | 61.418 | 60.874 | 59.705 | 59.074 | 58.651 | 58.018 | 57.401 | 56.387 | 55.316 | 54.077 | 53.162 | 51.99 | 50.987 | 50.089 | 48.99 | 48.203 | 47.766
Counterfactual | Gen_BB006 | MW | NGED East Midlands | West Burton | 0 | 15.809 | 24.25 | 27.214 | 30.344 | 33.378 | 36.382 | 39.292 | 41.946 | 44.261 | 46.094 | 46.669 | 46.792 | 46.377 | 45.486 | 45.006 | 44.684 | 44.202 | 43.732 | 42.959 | 42.143 | 41.199 | 40.502 | 39.609 | 38.845 | 38.16 | 37.324 | 36.724 | 36.391
Counterfactual | Gen_BB006 | MW | NGED East Midlands | Willington | 0 | 74.671 | 107.066 | 118.44 | 130.451 | 142.096 | 153.624 | 164.794 | 174.978 | 183.863 | 190.895 | 193.105 | 193.575 | 191.983 | 188.565 | 186.721 | 185.486 | 183.635 | 181.831 | 178.864 | 175.734 | 172.11 | 169.436 | 166.008 | 163.077 | 160.45 | 157.239 | 154.936 | 153.66
Counterfactual | Gen_BB006 | MW | NGED South Wales | Aberthaw | 0 | 15.81 | 24.252 | 27.216 | 30.345 | 33.38 | 36.384 | 39.295 | 41.949 | 44.264 | 46.096 | 46.672 | 46.795 | 46.38 | 45.489 | 45.009 | 44.687 | 44.204 | 43.734 | 42.961 | 42.146 | 41.201 | 40.504 | 39.611 | 38.848 | 38.163 | 37.326 | 36.726 | 36.393
Counterfactual | Gen_BB006 | MW | NGED South Wales | Cardiff East | 0 | 9.881 | 15.157 | 17.01 | 18.966 | 20.862 | 22.74 | 24.559 | 26.218 | 27.665 | 28.81 | 29.17 | 29.247 | 28.987 | 28.431 | 28.131 | 27.929 | 27.628 | 27.334 | 26.851 | 26.341 | 25.751 | 25.315 | 24.757 | 24.28 | 23.852 | 23.329 | 22.954 | 22.746
Counterfactual | Gen_BB006 | MW | NGED South Wales | Grange | 0 | 0 | 0 | 0 | 0 | 0 | 0 | 0 | 0 | 0 | 0 | 0 | 0 | 0 | 0 | 0 | 0 | 0 | 0 | 0 | 0 | 0 | 0 | 0 | 0 | 0 | 0 | 0 | 0
Counterfactual | Gen_BB006 | MW | NGED South Wales | Pembroke | 0 | 0.395 | 0.606 | 0.68 | 0.759 | 0.834 | 0.91 | 0.982 | 1.049 | 1.107 | 1.152 | 1.167 | 1.17 | 1.159 | 1.137 | 1.125 | 1.117 | 1.105 | 1.093 | 1.074 | 1.054 | 1.03 | 1.013 | 0.99 | 0.971 | 0.954 | 0.933 | 0.918 | 0.91
Counterfactual | Gen_BB006 | MW | NGED South Wales | Pyle | 0 | 0 | 0 | 0 | 0 | 0 | 0 | 0 | 0 | 0 | 0 | 0 | 0 | 0 | 0 | 0 | 0 | 0 | 0 | 0 | 0 | 0 | 0 | 0 | 0 | 0 | 0 | 0 | 0
Counterfactual | Gen_BB006 | MW | NGED South Wales | Rassau | 0 | 71.163 | 109.16 | 122.501 | 136.589 | 150.247 | 163.77 | 176.871 | 188.816 | 199.238 | 207.486 | 210.077 | 210.63 | 208.761 | 204.753 | 202.59 | 201.141 | 198.97 | 196.854 | 193.375 | 189.703 | 185.452 | 182.315 | 178.294 | 174.858 | 171.775 | 168.009 | 165.309 | 163.812
Counterfactual | Gen_BB006 | MW | NGED South Wales | Swansea North | 0 | 92.422 | 109.2 | 115.091 | 121.312 | 127.343 | 133.314 | 139.099 | 144.373 | 148.975 | 152.617 | 153.761 | 154.005 | 153.18 | 151.41 | 150.455 | 149.815 | 148.856 | 147.922 | 146.386 | 144.764 | 142.887 | 141.502 | 139.727 | 138.209 | 136.848 | 135.185 | 133.993 | 133.332
Counterfactual | Gen_BB006 | MW | NGED South Wales | Upper Boat 132kV | 0 | 71.236 | 92.72 | 100.264 | 108.229 | 115.952 | 123.598 | 131.006 | 137.759 | 143.652 | 148.315 | 149.781 | 150.093 | 149.037 | 146.77 | 145.547 | 144.728 | 143.5 | 142.304 | 140.337 | 138.261 | 135.857 | 134.084 | 131.81 | 129.867 | 128.124 | 125.995 | 124.468 | 123.621
Counterfactual | Gen_BB006 | MW | NGED South Wales | Uskmouth | 0 | 37.915 | 52.819 | 58.053 | 63.579 | 68.937 | 74.241 | 79.38 | 84.065 | 88.154 | 91.389 | 92.406 | 92.622 | 91.889 | 90.317 | 89.469 | 88.9 | 88.048 | 87.219 | 85.854 | 84.413 | 82.746 | 81.516 | 79.938 | 78.59 | 77.381 | 75.904 | 74.844 | 74.257
Counterfactual | Gen_BB006 | MW | NGED South West | Abham | 0 | 10.226 | 15.686 | 17.603 | 19.628 | 21.591 | 23.534 | 25.416 | 27.133 | 28.631 | 29.816 | 30.188 | 30.268 | 29.999 | 29.423 | 29.112 | 28.904 | 28.592 | 28.288 | 27.788 | 27.26 | 26.649 | 26.199 | 25.621 | 25.127 | 24.684 | 24.143 | 23.755 | 23.54
Counterfactual | Gen_BB006 | MW | NGED South West | Alverdiscott | 0 | 1.976 | 3.031 | 3.402 | 3.793 | 4.172 | 4.548 | 4.912 | 5.244 | 5.533 | 5.762 | 5.834 | 5.849 | 5.797 | 5.686 | 5.626 | 5.586 | 5.526 | 5.467 | 5.37 | 5.268 | 5.15 | 5.063 | 4.951 | 4.856 | 4.77 | 4.666 | 4.591 | 4.549
Counterfactual | Gen_BB006 | MW | NGED South West | Axminster | 0 | 1.937 | 2.971 | 3.334 | 3.717 | 4.089 | 4.457 | 4.814 | 5.139 | 5.422 | 5.647 | 5.717 | 5.732 | 5.682 | 5.572 | 5.514 | 5.474 | 5.415 | 5.357 | 5.263 | 5.163 | 5.047 | 4.962 | 4.852 | 4.759 | 4.675 | 4.572 | 4.499 | 4.458
Counterfactual | Gen_BB006 | MW | NGED South West | Bridgewater | 0 | 11.53 | 17.687 | 19.849 | 22.131 | 24.344 | 26.535 | 28.658 | 30.594 | 32.282 | 33.619 | 34.039 | 34.128 | 33.825 | 33.176 | 32.826 | 32.591 | 32.239 | 31.896 | 31.332 | 30.737 | 30.049 | 29.54 | 28.889 | 28.332 | 27.833 | 27.222 | 26.785 | 26.542
Counterfactual | Gen_BB006 | MW | NGED South West | Exeter | 0 | 0 | 0 | 0 | 0 | 0 | 0 | 0 | 0 | 0 | 0 | 0 | 0 | 0 | 0 | 0 | 0 | 0 | 0 | 0 | 0 | 0 | 0 | 0 | 0 | 0 | 0 | 0 | 0
Counterfactual | Gen_BB006 | MW | NGED South West | Indian Queens | 0 | 12.947 | 19.861 | 22.288 | 24.851 | 27.336 | 29.796 | 32.18 | 34.353 | 36.25 | 37.75 | 38.222 | 38.322 | 37.982 | 37.253 | 36.859 | 36.596 | 36.201 | 35.816 | 35.183 | 34.515 | 33.741 | 33.171 | 32.439 | 31.814 | 31.253 | 30.568 | 30.076 | 29.804
Counterfactual | Gen_BB006 | MW | NGED South West | Landulph | 0 | 4.941 | 7.579 | 8.505 | 9.483 | 10.431 | 11.37 | 12.28 | 13.109 | 13.833 | 14.405 | 14.585 | 14.623 | 14.494 | 14.215 | 14.065 | 13.965 | 13.814 | 13.667 | 13.425 | 13.17 | 12.875 | 12.658 | 12.378 | 12.14 | 11.926 | 11.664 | 11.477 | 11.373
Counterfactual | Gen_BB006 | MW | NGED South West | Seabank | 0 | 0 | 0 | 0 | 0 | 0 | 0 | 0 | 0 | 0 | 0 | 0 | 0 | 0 | 0 | 0 | 0 | 0 | 0 | 0 | 0 | 0 | 0 | 0 | 0 | 0 | 0 | 0 | 0
Counterfactual | Gen_BB006 | MW | NGED South West | Taunton | 0 | 11.299 | 11.993 | 12.237 | 12.494 | 12.743 | 12.99 | 13.23 | 13.448 | 13.638 | 13.789 | 13.836 | 13.846 | 13.812 | 13.739 | 13.699 | 13.673 | 13.633 | 13.594 | 13.531 | 13.464 | 13.386 | 13.329 | 13.256 | 13.193 | 13.137 | 13.068 | 13.018 | 12.991
Counterfactual | Gen_BB006 | MW | NGED West Midlands | Bishops Wood | 0 | 0 | 0 | 0 | 0 | 0 | 0 | 0 | 0 | 0 | 0 | 0 | 0 | 0 | 0 | 0 | 0 | 0 | 0 | 0 | 0 | 0 | 0 | 0 | 0 | 0 | 0 | 0 | 0
Counterfactual | Gen_BB006 | MW | NGED West Midlands | Bushbury | 0 | 4.634 | 7.109 | 7.978 | 8.895 | 9.785 | 10.665 | 11.518 | 12.296 | 12.975 | 13.512 | 13.681 | 13.717 | 13.595 | 13.334 | 13.193 | 13.099 | 12.957 | 12.82 | 12.593 | 12.354 | 12.077 | 11.873 | 11.611 | 11.387 | 11.186 | 10.941 | 10.765 | 10.668
Counterfactual | Gen_BB006 | MW | NGED West Midlands | Bustleholme | 0 | 0 | 0 | 0 | 0 | 0 | 0 | 0 | 0 | 0 | 0 | 0 | 0 | 0 | 0 | 0 | 0 | 0 | 0 | 0 | 0 | 0 | 0 | 0 | 0 | 0 | 0 | 0 | 0
Counterfactual | Gen_BB006 | MW | NGED West Midlands | Cellarhead | 0 | 20.437 | 20.67 | 20.752 | 20.838 | 20.922 | 21.005 | 21.086 | 21.159 | 21.223 | 21.273 | 21.289 | 21.293 | 21.281 | 21.257 | 21.243 | 21.234 | 21.221 | 21.208 | 21.187 | 21.164 | 21.138 | 21.119 | 21.094 | 21.073 | 21.054 | 21.031 | 21.015 | 21.005
Counterfactual | Gen_BB006 | MW | NGED West Midlands | Feckenham | 0 | 20.108 | 30.845 | 34.615 | 38.596 | 42.455 | 46.276 | 49.978 | 53.353 | 56.298 | 58.629 | 59.361 | 59.517 | 58.989 | 57.857 | 57.246 | 56.836 | 56.223 | 55.625 | 54.642 | 53.604 | 52.403 | 51.517 | 50.38 | 49.409 | 48.538 | 47.474 | 46.711 | 46.288
Counterfactual | Gen_BB006 | MW | NGED West Midlands | Hams Hall | 0 | 0.14 | 0.215 | 0.242 | 0.269 | 0.296 | 0.323 | 0.349 | 0.372 | 0.393 | 0.409 | 0.414 | 0.415 | 0.412 | 0.404 | 0.399 | 0.397 | 0.392 | 0.388 | 0.381 | 0.374 | 0.366 | 0.359 | 0.352 | 0.345 | 0.339 | 0.331 | 0.326 | 0.323
Counterfactual | Gen_BB006 | MW | NGED West Midlands | Iron Acton | 0 | 3.458 | 5.305 | 5.953 | 6.638 | 7.302 | 7.959 | 8.596 | 9.176 | 9.683 | 10.084 | 10.21 | 10.236 | 10.146 | 9.951 | 9.846 | 9.775 | 9.67 | 9.567 | 9.398 | 9.219 | 9.013 | 8.86 | 8.665 | 8.498 | 8.348 | 8.165 | 8.034 | 7.961
Counterfactual | Gen_BB006 | MW | NGED West Midlands | Ironbridge | 0 | 6.405 | 9.825 | 11.026 | 12.294 | 13.523 | 14.74 | 15.919 | 16.994 | 17.932 | 18.675 | 18.908 | 18.958 | 18.79 | 18.429 | 18.234 | 18.104 | 17.908 | 17.718 | 17.405 | 17.074 | 16.692 | 16.409 | 16.047 | 15.738 | 15.461 | 15.122 | 14.879 | 14.744
Counterfactual | Gen_BB006 | MW | NGED West Midlands | Kitwell | 0 | 0 | 0 | 0 | 0 | 0 | 0 | 0 | 0 | 0 | 0 | 0 | 0 | 0 | 0 | 0 | 0 | 0 | 0 | 0 | 0 | 0 | 0 | 0 | 0 | 0 | 0 | 0 | 0
Counterfactual | Gen_BB006 | MW | NGED West Midlands | Nechells | 0 | 1.924 | 2.951 | 3.312 | 3.693 | 4.062 | 4.428 | 4.782 | 5.105 | 5.386 | 5.609 | 5.679 | 5.694 | 5.644 | 5.535 | 5.477 | 5.438 | 5.379 | 5.322 | 5.228 | 5.129 | 5.014 | 4.929 | 4.82 | 4.727 | 4.644 | 4.542 | 4.469 | 4.429
Counterfactual | Gen_BB006 | MW | NGED West Midlands | Ocker Hill | 0 | 0 | 0 | 0 | 0 | 0 | 0 | 0 | 0 | 0 | 0 | 0 | 0 | 0 | 0 | 0 | 0 | 0 | 0 | 0 | 0 | 0 | 0 | 0 | 0 | 0 | 0 | 0 | 0
Counterfactual | Gen_BB006 | MW | NGED West Midlands | Oldbury | 0 | 0 | 0 | 0 | 0 | 0 | 0 | 0 | 0 | 0 | 0 | 0 | 0 | 0 | 0 | 0 | 0 | 0 | 0 | 0 | 0 | 0 | 0 | 0 | 0 | 0 | 0 | 0 | 0
Counterfactual | Gen_BB006 | MW | NGED West Midlands | Penn | 0 | 19.021 | 29.178 | 32.744 | 36.509 | 40.16 | 43.775 | 47.277 | 50.469 | 53.255 | 55.46 | 56.153 | 56.3 | 55.801 | 54.729 | 54.151 | 53.764 | 53.183 | 52.618 | 51.688 | 50.706 | 49.57 | 48.732 | 47.657 | 46.738 | 45.915 | 44.908 | 44.186 | 43.786
Counterfactual | Gen_BB006 | MW | NGED West Midlands | Rugeley | 0 | 0 | 0 | 0 | 0 | 0 | 0 | 0 | 0 | 0 | 0 | 0 | 0 | 0 | 0 | 0 | 0 | 0 | 0 | 0 | 0 | 0 | 0 | 0 | 0 | 0 | 0 | 0 | 0
Counterfactual | Gen_BB006 | MW | NGED West Midlands | Shrewsbury | 0 | 0 | 0 | 0 | 0 | 0 | 0 | 0 | 0 | 0 | 0 | 0 | 0 | 0 | 0 | 0 | 0 | 0 | 0 | 0 | 0 | 0 | 0 | 0 | 0 | 0 | 0 | 0 | 0
Counterfactual | Gen_BB006 | MW | NGED West Midlands | Walham | 0 | 21.908 | 33.606 | 37.713 | 42.05 | 46.255 | 50.418 | 54.451 | 58.128 | 61.337 | 63.876 | 64.674 | 64.844 | 64.269 | 63.035 | 62.369 | 61.923 | 61.254 | 60.603 | 59.532 | 58.401 | 57.093 | 56.127 | 54.889 | 53.831 | 52.882 | 51.723 | 50.891 | 50.431
Counterfactual | Gen_BB006 | MW | NGED West Midlands | Willenhall | 0 | 15.81 | 24.252 | 27.216 | 30.345 | 33.38 | 36.384 | 39.295 | 41.949 | 44.264 | 46.096 | 46.672 | 46.795 | 46.38 | 45.489 | 45.009 | 44.687 | 44.204 | 43.734 | 42.961 | 42.146 | 41.201 | 40.504 | 39.611 | 38.848 | 38.163 | 37.326 | 36.726 | 36.393
Counterfactual | Gen_BB006 | MW | NGET | Direct(NGET) | 0 | 53 | 53 | 53 | 456 | 456 | 456 | 456 | 456 | 456 | 456 | 456 | 456 | 456 | 456 | 456 | 456 | 456 | 456 | 456 | 456 | 456 | 456 | 456 | 456 | 456 | 456 | 456 | 456
Counterfactual | Gen_BB006 | MW | NPg Northeast | Blyth 132kV | 0 | 0 | 0 | 0 | 0 | 0 | 0 | 0 | 0 | 0 | 0 | 0 | 0 | 0 | 0 | 0 | 0 | 0 | 0 | 0 | 0 | 0 | 0 | 0 | 0 | 0 | 0 | 0 | 0
Counterfactual | Gen_BB006 | MW | NPg Northeast | Blyth 66kV | 0 | 0 | 0 | 0 | 0 | 0 | 0 | 0 | 0 | 0 | 0 | 0 | 0 | 0 | 0 | 0 | 0 | 0 | 0 | 0 | 0 | 0 | 0 | 0 | 0 | 0 | 0 | 0 | 0
Counterfactual | Gen_BB006 | MW | NPg Northeast | Fourstones | 0 | 0 | 0 | 0 | 0 | 0 | 0 | 0 | 0 | 0 | 0 | 0 | 0 | 0 | 0 | 0 | 0 | 0 | 0 | 0 | 0 | 0 | 0 | 0 | 0 | 0 | 0 | 0 | 0
Counterfactual | Gen_BB006 | MW | NPg Northeast | Hart Moor | 0 | 2.319 | 3.557 | 3.992 | 4.451 | 4.896 | 5.337 | 5.764 | 6.153 | 6.493 | 6.762 | 6.846 | 6.864 | 6.803 | 6.673 | 6.602 | 6.555 | 6.484 | 6.415 | 6.302 | 6.182 | 6.044 | 5.941 | 5.81 | 5.698 | 5.598 | 5.475 | 5.387 | 5.338
Counterfactual | Gen_BB006 | MW | NPg Northeast | Hawthorn Pit | 0 | 41.168 | 63.15 | 70.868 | 79.018 | 86.919 | 94.742 | 102.322 | 109.231 | 115.261 | 120.032 | 121.532 | 121.851 | 120.77 | 118.451 | 117.2 | 116.362 | 115.106 | 113.882 | 111.869 | 109.744 | 107.285 | 105.471 | 103.145 | 101.157 | 99.373 | 97.195 | 95.632 | 94.766
Counterfactual | Gen_BB006 | MW | NPg Northeast | Knaresborough | 0 | 26.679 | 40.925 | 45.926 | 51.208 | 56.329 | 61.398 | 66.31 | 70.788 | 74.696 | 77.788 | 78.759 | 78.966 | 78.266 | 76.763 | 75.952 | 75.409 | 74.595 | 73.802 | 72.497 | 71.121 | 69.527 | 68.351 | 66.844 | 65.555 | 64.4 | 62.988 | 61.975 | 61.414
Counterfactual | Gen_BB006 | MW | NPg Northeast | Lackenby | 0 | 0 | 0 | 0 | 0 | 0 | 0 | 0 | 0 | 0 | 0 | 0 | 0 | 0 | 0 | 0 | 0 | 0 | 0 | 0 | 0 | 0 | 0 | 0 | 0 | 0 | 0 | 0 | 0
Counterfactual | Gen_BB006 | MW | NPg Northeast | Norton | 0 | 2.52 | 3.865 | 4.337 | 4.836 | 5.32 | 5.799 | 6.263 | 6.686 | 7.055 | 7.347 | 7.438 | 7.458 | 7.392 | 7.25 | 7.173 | 7.122 | 7.045 | 6.97 | 6.847 | 6.717 | 6.566 | 6.455 | 6.313 | 6.191 | 6.082 | 5.949 | 5.853 | 5.8
Counterfactual | Gen_BB006 | MW | NPg Northeast | Offerton | 0 | 0 | 0 | 0 | 0 | 0 | 0 | 0 | 0 | 0 | 0 | 0 | 0 | 0 | 0 | 0 | 0 | 0 | 0 | 0 | 0 | 0 | 0 | 0 | 0 | 0 | 0 | 0 | 0
Counterfactual | Gen_BB006 | MW | NPg Northeast | Osbaldwick | 0 | 0.049 | 0.076 | 0.085 | 0.095 | 0.104 | 0.114 | 0.123 | 0.131 | 0.138 | 0.144 | 0.146 | 0.146 | 0.145 | 0.142 | 0.141 | 0.14 | 0.138 | 0.137 | 0.134 | 0.132 | 0.129 | 0.127 | 0.124 | 0.121 | 0.119 | 0.117 | 0.115 | 0.114
Counterfactual | Gen_BB006 | MW | NPg Northeast | Poppleton | 0 | 0 | 0 | 0 | 0 | 0 | 0 | 0 | 0 | 0 | 0 | 0 | 0 | 0 | 0 | 0 | 0 | 0 | 0 | 0 | 0 | 0 | 0 | 0 | 0 | 0 | 0 | 0 | 0
Counterfactual | Gen_BB006 | MW | NPg Northeast | Saltholme | 0 | 98.714 | 151.421 | 169.928 | 189.469 | 208.416 | 227.174 | 245.348 | 261.916 | 276.374 | 287.815 | 291.41 | 292.176 | 289.584 | 284.023 | 281.024 | 279.013 | 276.001 | 273.067 | 268.24 | 263.147 | 257.25 | 252.899 | 247.322 | 242.554 | 238.279 | 233.054 | 229.308 | 227.232
Counterfactual | Gen_BB006 | MW | NPg Northeast | South Shields | 0 | 0.059 | 0.091 | 0.102 | 0.114 | 0.125 | 0.136 | 0.147 | 0.157 | 0.166 | 0.173 | 0.175 | 0.175 | 0.174 | 0.171 | 0.169 | 0.168 | 0.166 | 0.164 | 0.161 | 0.158 | 0.155 | 0.152 | 0.149 | 0.146 | 0.143 | 0.14 | 0.138 | 0.136
Counterfactual | Gen_BB006 | MW | NPg Northeast | Spennymoor | 0 | 0 | 0 | 0 | 0 | 0 | 0 | 0 | 0 | 0 | 0 | 0 | 0 | 0 | 0 | 0 | 0 | 0 | 0 | 0 | 0 | 0 | 0 | 0 | 0 | 0 | 0 | 0 | 0
Counterfactual | Gen_BB006 | MW | NPg Northeast | Stella North | 0 | 0.973 | 1.493 | 1.675 | 1.868 | 2.055 | 2.24 | 2.419 | 2.582 | 2.725 | 2.838 | 2.873 | 2.881 | 2.855 | 2.8 | 2.771 | 2.751 | 2.721 | 2.692 | 2.645 | 2.595 | 2.536 | 2.494 | 2.439 | 2.392 | 2.349 | 2.298 | 2.261 | 2.24
Counterfactual | Gen_BB006 | MW | NPg Northeast | Stella South | 0 | 0 | 0 | 0 | 0 | 0 | 0 | 0 | 0 | 0 | 0 | 0 | 0 | 0 | 0 | 0 | 0 | 0 | 0 | 0 | 0 | 0 | 0 | 0 | 0 | 0 | 0 | 0 | 0
Counterfactual | Gen_BB006 | MW | NPg Northeast | West Boldon | 0 | 0 | 0 | 0 | 0 | 0 | 0 | 0 | 0 | 0 | 0 | 0 | 0 | 0 | 0 | 0 | 0 | 0 | 0 | 0 | 0 | 0 | 0 | 0 | 0 | 0 | 0 | 0 | 0
Counterfactual | Gen_BB006 | MW | NPg Yorkshire | Bradford West | 0 | 16.805 | 25.778 | 28.929 | 32.255 | 35.481 | 38.674 | 41.768 | 44.589 | 47.05 | 48.998 | 49.61 | 49.74 | 49.299 | 48.352 | 47.842 | 47.499 | 46.987 | 46.487 | 45.665 | 44.798 | 43.794 | 43.054 | 42.104 | 41.293 | 40.565 | 39.675 | 39.038 | 38.684
Counterfactual | Gen_BB006 | MW | NPg Yorkshire | Camblesforth | 0 | 5.099 | 7.821 | 8.777 | 9.786 | 10.765 | 11.734 | 12.673 | 13.528 | 14.275 | 14.866 | 15.052 | 15.091 | 14.957 | 14.67 | 14.515 | 14.411 | 14.256 | 14.104 | 13.855 | 13.592 | 13.287 | 13.063 | 12.775 | 12.528 | 12.307 | 12.038 | 11.844 | 11.737
Counterfactual | Gen_BB006 | MW | NPg Yorkshire | Creyke Beck | 0 | 77.222 | 118.454 | 132.931 | 148.219 | 163.04 | 177.714 | 191.931 | 204.892 | 216.202 | 225.152 | 227.965 | 228.564 | 226.536 | 222.187 | 219.84 | 218.267 | 215.911 | 213.615 | 209.839 | 205.855 | 201.242 | 197.839 | 193.475 | 189.746 | 186.401 | 182.314 | 179.384 | 177.759
Counterfactual | Gen_BB006 | MW | NPg Yorkshire | Drax | 0 | 50.394 | 77.302 | 86.75 | 96.726 | 106.399 | 115.975 | 125.253 | 133.711 | 141.092 | 146.932 | 148.768 | 149.159 | 147.836 | 144.997 | 143.466 | 142.439 | 140.902 | 139.403 | 136.939 | 134.339 | 131.329 | 129.108 | 126.26 | 123.827 | 121.644 | 118.977 | 117.064 | 116.004
Counterfactual | Gen_BB006 | MW | NPg Yorkshire | Elland | 0 | 0 | 0 | 0 | 0 | 0 | 0 | 0 | 0 | 0 | 0 | 0 | 0 | 0 | 0 | 0 | 0 | 0 | 0 | 0 | 0 | 0 | 0 | 0 | 0 | 0 | 0 | 0 | 0
Counterfactual | Gen_BB006 | MW | NPg Yorkshire | Ferrybridge A | 0 | 5.434 | 8.335 | 9.354 | 10.429 | 11.472 | 12.505 | 13.505 | 14.417 | 15.213 | 15.843 | 16.041 | 16.083 | 15.94 | 15.634 | 15.469 | 15.358 | 15.193 | 15.031 | 14.765 | 14.485 | 14.16 | 13.921 | 13.614 | 13.351 | 13.116 | 12.828 | 12.622 | 12.508
Counterfactual | Gen_BB006 | MW | NPg Yorkshire | Ferrybridge B (_M) | 0 | 7.945 | 12.186 | 13.676 | 15.249 | 16.773 | 18.283 | 19.746 | 21.079 | 22.243 | 23.163 | 23.453 | 23.514 | 23.306 | 22.858 | 22.617 | 22.455 | 22.213 | 21.977 | 21.588 | 21.178 | 20.704 | 20.353 | 19.905 | 19.521 | 19.177 | 18.756 | 18.455 | 18.288
Counterfactual | Gen_BB006 | MW | NPg Yorkshire | Grimsby West | 0 | 27.667 | 42.44 | 47.627 | 53.105 | 58.415 | 63.672 | 68.766 | 73.41 | 77.462 | 80.669 | 81.676 | 81.891 | 81.165 | 79.606 | 78.765 | 78.202 | 77.358 | 76.535 | 75.182 | 73.755 | 72.102 | 70.883 | 69.319 | 67.983 | 66.785 | 65.321 | 64.271 | 63.689
Counterfactual | Gen_BB006 | MW | NPg Yorkshire | Keadby | 0 | 69.169 | 106.101 | 119.068 | 132.761 | 146.037 | 159.181 | 171.915 | 183.525 | 193.655 | 201.672 | 204.191 | 204.728 | 202.912 | 199.015 | 196.914 | 195.505 | 193.394 | 191.338 | 187.956 | 184.387 | 180.255 | 177.207 | 173.298 | 169.958 | 166.962 | 163.301 | 160.677 | 159.222
Counterfactual | Gen_BB006 | MW | NPg Yorkshire | Kirkstall B | 0 | 1.976 | 3.031 | 3.402 | 3.793 | 4.172 | 4.548 | 4.912 | 5.244 | 5.533 | 5.762 | 5.834 | 5.849 | 5.797 | 5.686 | 5.626 | 5.586 | 5.526 | 5.467 | 5.37 | 5.268 | 5.15 | 5.063 | 4.951 | 4.856 | 4.77 | 4.666 | 4.591 | 4.549
Counterfactual | Gen_BB006 | MW | NPg Yorkshire | Neepsend | 0 | 0 | 0 | 0 | 0 | 0 | 0 | 0 | 0 | 0 | 0 | 0 | 0 | 0 | 0 | 0 | 0 | 0 | 0 | 0 | 0 | 0 | 0 | 0 | 0 | 0 | 0 | 0 | 0
Counterfactual | Gen_BB006 | MW | NPg Yorkshire | Saltend North | 0 | 11.857 | 18.189 | 20.412 | 22.759 | 25.035 | 27.288 | 29.471 | 31.461 | 33.198 | 34.572 | 35.004 | 35.096 | 34.785 | 34.117 | 33.757 | 33.515 | 33.153 | 32.801 | 32.221 | 31.609 | 30.901 | 30.378 | 29.708 | 29.136 | 28.622 | 27.995 | 27.545 | 27.295
Counterfactual | Gen_BB006 | MW | NPg Yorkshire | Sheffield City | 0 | 1.976 | 3.031 | 3.402 | 3.793 | 4.172 | 4.548 | 4.912 | 5.244 | 5.533 | 5.762 | 5.834 | 5.849 | 5.797 | 5.686 | 5.626 | 5.586 | 5.526 | 5.467 | 5.37 | 5.268 | 5.15 | 5.063 | 4.951 | 4.856 | 4.77 | 4.666 | 4.591 | 4.549
Counterfactual | Gen_BB006 | MW | NPg Yorkshire | Skelton Grange | 0 | 7.905 | 12.126 | 13.608 | 15.173 | 16.69 | 18.192 | 19.647 | 20.974 | 22.132 | 23.048 | 23.336 | 23.397 | 23.19 | 22.745 | 22.504 | 22.343 | 22.102 | 21.867 | 21.481 | 21.073 | 20.601 | 20.252 | 19.806 | 19.424 | 19.081 | 18.663 | 18.363 | 18.197
Counterfactual | Gen_BB006 | MW | NPg Yorkshire | Templeborough | 0 | 0 | 0 | 0 | 0 | 0 | 0 | 0 | 0 | 0 | 0 | 0 | 0 | 0 | 0 | 0 | 0 | 0 | 0 | 0 | 0 | 0 | 0 | 0 | 0 | 0 | 0 | 0 | 0
Counterfactual | Gen_BB006 | MW | NPg Yorkshire | Thurcroft | 0 | 15.81 | 24.252 | 27.216 | 30.345 | 33.38 | 36.384 | 39.295 | 41.949 | 44.264 | 46.096 | 46.672 | 46.795 | 46.38 | 45.489 | 45.009 | 44.687 | 44.204 | 43.734 | 42.961 | 42.146 | 41.201 | 40.504 | 39.611 | 38.848 | 38.163 | 37.326 | 36.726 | 36.393
Counterfactual | Gen_BB006 | MW | NPg Yorkshire | West Melton | 0 | 49.722 | 76.271 | 85.593 | 95.436 | 104.98 | 114.428 | 123.583 | 131.928 | 139.21 | 144.973 | 146.784 | 147.17 | 145.865 | 143.064 | 141.553 | 140.54 | 139.023 | 137.545 | 135.114 | 132.548 | 129.578 | 127.386 | 124.577 | 122.176 | 120.022 | 117.39 | 115.503 | 114.458
Counterfactual | Gen_BB006 | MW | NPg Yorkshire | Wincobank | 0 | 0 | 0 | 0 | 0 | 0 | 0 | 0 | 0 | 0 | 0 | 0 | 0 | 0 | 0 | 0 | 0 | 0 | 0 | 0 | 0 | 0 | 0 | 0 | 0 | 0 | 0 | 0 | 0
Counterfactual | Gen_BB006 | MW | SPEN | Bainsford | 0 | 0 | 0 | 0 | 0 | 0 | 0 | 0 | 0 | 0 | 0 | 0 | 0 | 0 | 0 | 0 | 0 | 0 | 0 | 0 | 0 | 0 | 0 | 0 | 0 | 0 | 0 | 0 | 0
Counterfactual | Gen_BB006 | MW | SPEN | Bathgate | 0 | 0 | 0 | 0 | 0 | 0 | 0 | 0 | 0 | 0 | 0 | 0 | 0 | 0 | 0 | 0 | 0 | 0 | 0 | 0 | 0 | 0 | 0 | 0 | 0 | 0 | 0 | 0 | 0
Counterfactual | Gen_BB006 | MW | SPEN | Berwick | 0 | 0 | 0 | 0 | 0 | 0 | 0 | 0 | 0 | 0 | 0 | 0 | 0 | 0 | 0 | 0 | 0 | 0 | 0 | 0 | 0 | 0 | 0 | 0 | 0 | 0 | 0 | 0 | 0
Counterfactual | Gen_BB006 | MW | SPEN | Bonnybridge | 0 | 0 | 0 | 0 | 0 | 0 | 0 | 0 | 0 | 0 | 0 | 0 | 0 | 0 | 0 | 0 | 0 | 0 | 0 | 0 | 0 | 0 | 0 | 0 | 0 | 0 | 0 | 0 | 0
Counterfactual | Gen_BB006 | MW | SPEN | Chapelcross | 0 | 0 | 0 | 0 | 0 | 0 | 0 | 0 | 0 | 0 | 0 | 0 | 0 | 0 | 0 | 0 | 0 | 0 | 0 | 0 | 0 | 0 | 0 | 0 | 0 | 0 | 0 | 0 | 0
Counterfactual | Gen_BB006 | MW | SPEN | Clyde’s Mill | 0 | 0 | 0 | 0 | 0 | 0 | 0 | 0 | 0 | 0 | 0 | 0 | 0 | 0 | 0 | 0 | 0 | 0 | 0 | 0 | 0 | 0 | 0 | 0 | 0 | 0 | 0 | 0 | 0 | GSP also referred to as Westburn Road
Counterfactual | Gen_BB006 | MW | SPEN | Cockenzie | 0 | 0 | 0 | 0 | 0 | 0 | 0 | 0 | 0 | 0 | 0 | 0 | 0 | 0 | 0 | 0 | 0 | 0 | 0 | 0 | 0 | 0 | 0 | 0 | 0 | 0 | 0 | 0 | 0
Counterfactual | Gen_BB006 | MW | SPEN | Coylton | 0 | 0 | 0 | 0 | 0 | 0 | 0 | 0 | 0 | 0 | 0 | 0 | 0 | 0 | 0 | 0 | 0 | 0 | 0 | 0 | 0 | 0 | 0 | 0 | 0 | 0 | 0 | 0 | 0
Counterfactual | Gen_BB006 | MW | SPEN | Crookston B | 0 | 0 | 0 | 0 | 0 | 0 | 0 | 0 | 0 | 0 | 0 | 0 | 0 | 0 | 0 | 0 | 0 | 0 | 0 | 0 | 0 | 0 | 0 | 0 | 0 | 0 | 0 | 0 | 0
Counterfactual | Gen_BB006 | MW | SPEN | Cumbernauld | 0 | 0 | 0 | 0 | 0 | 0 | 0 | 0 | 0 | 0 | 0 | 0 | 0 | 0 | 0 | 0 | 0 | 0 | 0 | 0 | 0 | 0 | 0 | 0 | 0 | 0 | 0 | 0 | 0
Counterfactual | Gen_BB006 | MW | SPEN | Cupar | 0 | 0 | 0 | 0 | 0 | 0 | 0 | 0 | 0 | 0 | 0 | 0 | 0 | 0 | 0 | 0 | 0 | 0 | 0 | 0 | 0 | 0 | 0 | 0 | 0 | 0 | 0 | 0 | 0
Counterfactual | Gen_BB006 | MW | SPEN | Dalmarnock | 0 | 0 | 0 | 0 | 0 | 0 | 0 | 0 | 0 | 0 | 0 | 0 | 0 | 0 | 0 | 0 | 0 | 0 | 0 | 0 | 0 | 0 | 0 | 0 | 0 | 0 | 0 | 0 | 0
Counterfactual | Gen_BB006 | MW | SPEN | Devol Moor | 0 | 0 | 0 | 0 | 0 | 0 | 0 | 0 | 0 | 0 | 0 | 0 | 0 | 0 | 0 | 0 | 0 | 0 | 0 | 0 | 0 | 0 | 0 | 0 | 0 | 0 | 0 | 0 | 0
Counterfactual | Gen_BB006 | MW | SPEN | Devonside | 0 | 0 | 0 | 0 | 0 | 0 | 0 | 0 | 0 | 0 | 0 | 0 | 0 | 0 | 0 | 0 | 0 | 0 | 0 | 0 | 0 | 0 | 0 | 0 | 0 | 0 | 0 | 0 | 0
Counterfactual | Gen_BB006 | MW | SPEN | Dumfries 33 | 0 | 0 | 0 | 0 | 0 | 0 | 0 | 0 | 0 | 0 | 0 | 0 | 0 | 0 | 0 | 0 | 0 | 0 | 0 | 0 | 0 | 0 | 0 | 0 | 0 | 0 | 0 | 0 | 0
Counterfactual | Gen_BB006 | MW | SPEN | Dunbar | 0 | 0 | 0 | 0 | 0 | 0 | 0 | 0 | 0 | 0 | 0 | 0 | 0 | 0 | 0 | 0 | 0 | 0 | 0 | 0 | 0 | 0 | 0 | 0 | 0 | 0 | 0 | 0 | 0
Counterfactual | Gen_BB006 | MW | SPEN | Dunfermline | 0 | 0 | 0 | 0 | 0 | 0 | 0 | 0 | 0 | 0 | 0 | 0 | 0 | 0 | 0 | 0 | 0 | 0 | 0 | 0 | 0 | 0 | 0 | 0 | 0 | 0 | 0 | 0 | 0
Counterfactual | Gen_BB006 | MW | SPEN | Earlstoun | 0 | 0 | 0 | 0 | 0 | 0 | 0 | 0 | 0 | 0 | 0 | 0 | 0 | 0 | 0 | 0 | 0 | 0 | 0 | 0 | 0 | 0 | 0 | 0 | 0 | 0 | 0 | 0 | 0
Counterfactual | Gen_BB006 | MW | SPEN | East Kilbride South | 0 | 0 | 0 | 0 | 0 | 0 | 0 | 0 | 0 | 0 | 0 | 0 | 0 | 0 | 0 | 0 | 0 | 0 | 0 | 0 | 0 | 0 | 0 | 0 | 0 | 0 | 0 | 0 | 0
Counterfactual | Gen_BB006 | MW | SPEN | Eccles | 0 | 0 | 0 | 0 | 0 | 0 | 0 | 0 | 0 | 0 | 0 | 0 | 0 | 0 | 0 | 0 | 0 | 0 | 0 | 0 | 0 | 0 | 0 | 0 | 0 | 0 | 0 | 0 | 0
Counterfactual | Gen_BB006 | MW | SPEN | Galashiels | 0 | 0 | 0 | 0 | 0 | 0 | 0 | 0 | 0 | 0 | 0 | 0 | 0 | 0 | 0 | 0 | 0 | 0 | 0 | 0 | 0 | 0 | 0 | 0 | 0 | 0 | 0 | 0 | 0
Counterfactual | Gen_BB006 | MW | SPEN | Giffnock | 0 | 0 | 0 | 0 | 0 | 0 | 0 | 0 | 0 | 0 | 0 | 0 | 0 | 0 | 0 | 0 | 0 | 0 | 0 | 0 | 0 | 0 | 0 | 0 | 0 | 0 | 0 | 0 | 0
Counterfactual | Gen_BB006 | MW | SPEN | Glenlee | 0 | 0 | 0 | 0 | 0 | 0 | 0 | 0 | 0 | 0 | 0 | 0 | 0 | 0 | 0 | 0 | 0 | 0 | 0 | 0 | 0 | 0 | 0 | 0 | 0 | 0 | 0 | 0 | 0
Counterfactual | Gen_BB006 | MW | SPEN | Glenluce | 0 | 0 | 0 | 0 | 0 | 0 | 0 | 0 | 0 | 0 | 0 | 0 | 0 | 0 | 0 | 0 | 0 | 0 | 0 | 0 | 0 | 0 | 0 | 0 | 0 | 0 | 0 | 0 | 0
Counterfactual | Gen_BB006 | MW | SPEN | Glenniston | 0 | 0 | 0 | 0 | 0 | 0 | 0 | 0 | 0 | 0 | 0 | 0 | 0 | 0 | 0 | 0 | 0 | 0 | 0 | 0 | 0 | 0 | 0 | 0 | 0 | 0 | 0 | 0 | 0
Counterfactual | Gen_BB006 | MW | SPEN | Glenrothes | 0 | 0 | 0 | 0 | 0 | 0 | 0 | 0 | 0 | 0 | 0 | 0 | 0 | 0 | 0 | 0 | 0 | 0 | 0 | 0 | 0 | 0 | 0 | 0 | 0 | 0 | 0 | 0 | 0
Counterfactual | Gen_BB006 | MW | SPEN | Grangemouth A | 0 | 0 | 0 | 0 | 0 | 0 | 0 | 0 | 0 | 0 | 0 | 0 | 0 | 0 | 0 | 0 | 0 | 0 | 0 | 0 | 0 | 0 | 0 | 0 | 0 | 0 | 0 | 0 | 0
Counterfactual | Gen_BB006 | MW | SPEN | Hawick | 0 | 0 | 0 | 0 | 0 | 0 | 0 | 0 | 0 | 0 | 0 | 0 | 0 | 0 | 0 | 0 | 0 | 0 | 0 | 0 | 0 | 0 | 0 | 0 | 0 | 0 | 0 | 0 | 0
Counterfactual | Gen_BB006 | MW | SPEN | Hunterston Farm | 0 | 0 | 0 | 0 | 0 | 0 | 0 | 0 | 0 | 0 | 0 | 0 | 0 | 0 | 0 | 0 | 0 | 0 | 0 | 0 | 0 | 0 | 0 | 0 | 0 | 0 | 0 | 0 | 0
Counterfactual | Gen_BB006 | MW | SPEN | Inverkeithing | 0 | 0 | 0 | 0 | 0 | 0 | 0 | 0 | 0 | 0 | 0 | 0 | 0 | 0 | 0 | 0 | 0 | 0 | 0 | 0 | 0 | 0 | 0 | 0 | 0 | 0 | 0 | 0 | 0
Counterfactual | Gen_BB006 | MW | SPEN | Johnstone | 0 | 0 | 0 | 0 | 0 | 0 | 0 | 0 | 0 | 0 | 0 | 0 | 0 | 0 | 0 | 0 | 0 | 0 | 0 | 0 | 0 | 0 | 0 | 0 | 0 | 0 | 0 | 0 | 0
Counterfactual | Gen_BB006 | MW | SPEN | Kaimes | 0 | 0 | 0 | 0 | 0 | 0 | 0 | 0 | 0 | 0 | 0 | 0 | 0 | 0 | 0 | 0 | 0 | 0 | 0 | 0 | 0 | 0 | 0 | 0 | 0 | 0 | 0 | 0 | 0
Counterfactual | Gen_BB006 | MW | SPEN | Kendoon | 0 | 0 | 0 | 0 | 0 | 0 | 0 | 0 | 0 | 0 | 0 | 0 | 0 | 0 | 0 | 0 | 0 | 0 | 0 | 0 | 0 | 0 | 0 | 0 | 0 | 0 | 0 | 0 | 0
Counterfactual | Gen_BB006 | MW | SPEN | Killermont | 0 | 0 | 0 | 0 | 0 | 0 | 0 | 0 | 0 | 0 | 0 | 0 | 0 | 0 | 0 | 0 | 0 | 0 | 0 | 0 | 0 | 0 | 0 | 0 | 0 | 0 | 0 | 0 | 0
Counterfactual | Gen_BB006 | MW | SPEN | Kilwinning | 0 | 0 | 0 | 0 | 0 | 0 | 0 | 0 | 0 | 0 | 0 | 0 | 0 | 0 | 0 | 0 | 0 | 0 | 0 | 0 | 0 | 0 | 0 | 0 | 0 | 0 | 0 | 0 | 0
Counterfactual | Gen_BB006 | MW | SPEN | Leven | 0 | 0 | 0 | 0 | 0 | 0 | 0 | 0 | 0 | 0 | 0 | 0 | 0 | 0 | 0 | 0 | 0 | 0 | 0 | 0 | 0 | 0 | 0 | 0 | 0 | 0 | 0 | 0 | 0
Counterfactual | Gen_BB006 | MW | SPEN | Livingston East | 0 | 0 | 0 | 0 | 0 | 0 | 0 | 0 | 0 | 0 | 0 | 0 | 0 | 0 | 0 | 0 | 0 | 0 | 0 | 0 | 0 | 0 | 0 | 0 | 0 | 0 | 0 | 0 | 0
Counterfactual | Gen_BB006 | MW | SPEN | Maybole | 0 | 0 | 0 | 0 | 0 | 0 | 0 | 0 | 0 | 0 | 0 | 0 | 0 | 0 | 0 | 0 | 0 | 0 | 0 | 0 | 0 | 0 | 0 | 0 | 0 | 0 | 0 | 0 | 0
Counterfactual | Gen_BB006 | MW | SPEN | Newarthill | 0 | 0 | 0 | 0 | 0 | 0 | 0 | 0 | 0 | 0 | 0 | 0 | 0 | 0 | 0 | 0 | 0 | 0 | 0 | 0 | 0 | 0 | 0 | 0 | 0 | 0 | 0 | 0 | 0
Counterfactual | Gen_BB006 | MW | SPEN | Paisley | 0 | 0 | 0 | 0 | 0 | 0 | 0 | 0 | 0 | 0 | 0 | 0 | 0 | 0 | 0 | 0 | 0 | 0 | 0 | 0 | 0 | 0 | 0 | 0 | 0 | 0 | 0 | 0 | 0
Counterfactual | Gen_BB006 | MW | SPEN | Portobello | 0 | 0 | 0 | 0 | 0 | 0 | 0 | 0 | 0 | 0 | 0 | 0 | 0 | 0 | 0 | 0 | 0 | 0 | 0 | 0 | 0 | 0 | 0 | 0 | 0 | 0 | 0 | 0 | 0
Counterfactual | Gen_BB006 | MW | SPEN | Ravenscraig | 0 | 0 | 0 | 0 | 0 | 0 | 0 | 0 | 0 | 0 | 0 | 0 | 0 | 0 | 0 | 0 | 0 | 0 | 0 | 0 | 0 | 0 | 0 | 0 | 0 | 0 | 0 | 0 | 0
Counterfactual | Gen_BB006 | MW | SPEN | Redhouse | 0 | 0 | 0 | 0 | 0 | 0 | 0 | 0 | 0 | 0 | 0 | 0 | 0 | 0 | 0 | 0 | 0 | 0 | 0 | 0 | 0 | 0 | 0 | 0 | 0 | 0 | 0 | 0 | 0
Counterfactual | Gen_BB006 | MW | SPEN | Saltcoats A | 0 | 0 | 0 | 0 | 0 | 0 | 0 | 0 | 0 | 0 | 0 | 0 | 0 | 0 | 0 | 0 | 0 | 0 | 0 | 0 | 0 | 0 | 0 | 0 | 0 | 0 | 0 | 0 | 0
Counterfactual | Gen_BB006 | MW | SPEN | Saltcoats B | 0 | 0 | 0 | 0 | 0 | 0 | 0 | 0 | 0 | 0 | 0 | 0 | 0 | 0 | 0 | 0 | 0 | 0 | 0 | 0 | 0 | 0 | 0 | 0 | 0 | 0 | 0 | 0 | 0
Counterfactual | Gen_BB006 | MW | SPEN | Sighthill | 0 | 0 | 0 | 0 | 0 | 0 | 0 | 0 | 0 | 0 | 0 | 0 | 0 | 0 | 0 | 0 | 0 | 0 | 0 | 0 | 0 | 0 | 0 | 0 | 0 | 0 | 0 | 0 | 0
Counterfactual | Gen_BB006 | MW | SPEN | Stirling | 0 | 0 | 0 | 0 | 0 | 0 | 0 | 0 | 0 | 0 | 0 | 0 | 0 | 0 | 0 | 0 | 0 | 0 | 0 | 0 | 0 | 0 | 0 | 0 | 0 | 0 | 0 | 0 | 0
Counterfactual | Gen_BB006 | MW | SPEN | Strathaven | 0 | 0 | 0 | 0 | 0 | 0 | 0 | 0 | 0 | 0 | 0 | 0 | 0 | 0 | 0 | 0 | 0 | 0 | 0 | 0 | 0 | 0 | 0 | 0 | 0 | 0 | 0 | 0 | 0
Counterfactual | Gen_BB006 | MW | SPEN | Strathleven | 0 | 0 | 0 | 0 | 0 | 0 | 0 | 0 | 0 | 0 | 0 | 0 | 0 | 0 | 0 | 0 | 0 | 0 | 0 | 0 | 0 | 0 | 0 | 0 | 0 | 0 | 0 | 0 | 0
Counterfactual | Gen_BB006 | MW | SPEN | Telford Road | 0 | 0 | 0 | 0 | 0 | 0 | 0 | 0 | 0 | 0 | 0 | 0 | 0 | 0 | 0 | 0 | 0 | 0 | 0 | 0 | 0 | 0 | 0 | 0 | 0 | 0 | 0 | 0 | 0
Counterfactual | Gen_BB006 | MW | SPEN | Tongland | 0 | 0 | 0 | 0 | 0 | 0 | 0 | 0 | 0 | 0 | 0 | 0 | 0 | 0 | 0 | 0 | 0 | 0 | 0 | 0 | 0 | 0 | 0 | 0 | 0 | 0 | 0 | 0 | 0
Counterfactual | Gen_BB006 | MW | SPEN | Westfield | 0 | 0 | 0 | 0 | 0 | 0 | 0 | 0 | 0 | 0 | 0 | 0 | 0 | 0 | 0 | 0 | 0 | 0 | 0 | 0 | 0 | 0 | 0 | 0 | 0 | 0 | 0 | 0 | 0
Counterfactual | Gen_BB006 | MW | SPEN | Wishaw | 0 | 0 | 0 | 0 | 0 | 0 | 0 | 0 | 0 | 0 | 0 | 0 | 0 | 0 | 0 | 0 | 0 | 0 | 0 | 0 | 0 | 0 | 0 | 0 | 0 | 0 | 0 | 0 | 0
Counterfactual | Gen_BB006 | MW | SPEN Manweb | Birkenhead | 0 | 0 | 0 | 0 | 0 | 0 | 0 | 0 | 0 | 0 | 0 | 0 | 0 | 0 | 0 | 0 | 0 | 0 | 0 | 0 | 0 | 0 | 0 | 0 | 0 | 0 | 0 | 0 | 0
Counterfactual | Gen_BB006 | MW | SPEN Manweb | Capenhurst | 0 | 0 | 0 | 0 | 0 | 0 | 0 | 0 | 0 | 0 | 0 | 0 | 0 | 0 | 0 | 0 | 0 | 0 | 0 | 0 | 0 | 0 | 0 | 0 | 0 | 0 | 0 | 0 | 0
Counterfactual | Gen_BB006 | MW | SPEN Manweb | Carrington | 0 | 57.549 | 77.598 | 84.637 | 92.07 | 99.277 | 106.412 | 113.325 | 119.628 | 125.127 | 129.479 | 130.847 | 131.138 | 130.152 | 128.037 | 126.896 | 126.131 | 124.986 | 123.869 | 122.033 | 120.096 | 117.853 | 116.198 | 114.076 | 112.263 | 110.637 | 108.649 | 107.224 | 106.435
Counterfactual | Gen_BB006 | MW | SPEN Manweb | Connah's Quay | 0 | 0 | 0 | 0 | 0 | 0 | 0 | 0 | 0 | 0 | 0 | 0 | 0 | 0 | 0 | 0 | 0 | 0 | 0 | 0 | 0 | 0 | 0 | 0 | 0 | 0 | 0 | 0 | 0
Counterfactual | Gen_BB006 | MW | SPEN Manweb | Fiddlers Ferry | 0 | 0 | 0 | 0 | 0 | 0 | 0 | 0 | 0 | 0 | 0 | 0 | 0 | 0 | 0 | 0 | 0 | 0 | 0 | 0 | 0 | 0 | 0 | 0 | 0 | 0 | 0 | 0 | 0
Counterfactual | Gen_BB006 | MW | SPEN Manweb | Frodsham | 0 | 0 | 0 | 0 | 0 | 0 | 0 | 0 | 0 | 0 | 0 | 0 | 0 | 0 | 0 | 0 | 0 | 0 | 0 | 0 | 0 | 0 | 0 | 0 | 0 | 0 | 0 | 0 | 0
Counterfactual | Gen_BB006 | MW | SPEN Manweb | Legacy | 0 | 0 | 0 | 0 | 0 | 0 | 0 | 0 | 0 | 0 | 0 | 0 | 0 | 0 | 0 | 0 | 0 | 0 | 0 | 0 | 0 | 0 | 0 | 0 | 0 | 0 | 0 | 0 | 0
Counterfactual | Gen_BB006 | MW | SPEN Manweb | Lister Drive | 0 | 0 | 0 | 0 | 0 | 0 | 0 | 0 | 0 | 0 | 0 | 0 | 0 | 0 | 0 | 0 | 0 | 0 | 0 | 0 | 0 | 0 | 0 | 0 | 0 | 0 | 0 | 0 | 0
Counterfactual | Gen_BB006 | MW | SPEN Manweb | Pentir | 0 | 0 | 0 | 0 | 0 | 0 | 0 | 0 | 0 | 0 | 0 | 0 | 0 | 0 | 0 | 0 | 0 | 0 | 0 | 0 | 0 | 0 | 0 | 0 | 0 | 0 | 0 | 0 | 0
Counterfactual | Gen_BB006 | MW | SPEN Manweb | Rainhill | 0 | 0 | 0 | 0 | 0 | 0 | 0 | 0 | 0 | 0 | 0 | 0 | 0 | 0 | 0 | 0 | 0 | 0 | 0 | 0 | 0 | 0 | 0 | 0 | 0 | 0 | 0 | 0 | 0
Counterfactual | Gen_BB006 | MW | SPEN Manweb | Trawsfynydd | 0 | 0 | 0 | 0 | 0 | 0 | 0 | 0 | 0 | 0 | 0 | 0 | 0 | 0 | 0 | 0 | 0 | 0 | 0 | 0 | 0 | 0 | 0 | 0 | 0 | 0 | 0 | 0 | 0
Counterfactual | Gen_BB006 | MW | SPEN Manweb | Wylfa | 0 | 0 | 0 | 0 | 0 | 0 | 0 | 0 | 0 | 0 | 0 | 0 | 0 | 0 | 0 | 0 | 0 | 0 | 0 | 0 | 0 | 0 | 0 | 0 | 0 | 0 | 0 | 0 | 0
Counterfactual | Gen_BB006 | MW | SPTL | Direct(SPTL) | 0 | 0 | 0 | 0 | 0 | 0 | 0 | 0 | 0 | 0 | 0 | 0 | 0 | 0 | 0 | 0 | 0 | 0 | 0 | 0 | 0 | 0 | 0 | 0 | 0 | 0 | 0 | 0 | 0
Counterfactual | Gen_BB006 | MW | SSEN (SHEPD) | Abernethy | 0 | 0 | 0 | 0 | 0 | 0 | 0 | 0 | 0 | 0 | 0 | 0 | 0 | 0 | 0 | 0 | 0 | 0 | 0 | 0 | 0 | 0 | 0 | 0 | 0 | 0 | 0 | 0 | 0
Counterfactual | Gen_BB006 | MW | SSEN (SHEPD) | Alness | 0 | 0 | 0 | 0 | 0 | 0 | 0 | 0 | 0 | 0 | 0 | 0 | 0 | 0 | 0 | 0 | 0 | 0 | 0 | 0 | 0 | 0 | 0 | 0 | 0 | 0 | 0 | 0 | 0
Counterfactual | Gen_BB006 | MW | SSEN (SHEPD) | Arbroath | 0 | 0 | 0 | 0 | 0 | 0 | 0 | 0 | 0 | 0 | 0 | 0 | 0 | 0 | 0 | 0 | 0 | 0 | 0 | 0 | 0 | 0 | 0 | 0 | 0 | 0 | 0 | 0 | 0
Counterfactual | Gen_BB006 | MW | SSEN (SHEPD) | Ardmore | 0 | 2.253 | 3.456 | 3.878 | 4.324 | 4.757 | 5.185 | 5.6 | 5.978 | 6.308 | 6.569 | 6.651 | 6.668 | 6.609 | 6.482 | 6.414 | 6.368 | 6.299 | 6.232 | 6.122 | 6.006 | 5.871 | 5.772 | 5.645 | 5.536 | 5.438 | 5.319 | 5.233 | 5.186
Counterfactual | Gen_BB006 | MW | SSEN (SHEPD) | Beauly | 0 | 0 | 0 | 0 | 0 | 0 | 0 | 0 | 0 | 0 | 0 | 0 | 0 | 0 | 0 | 0 | 0 | 0 | 0 | 0 | 0 | 0 | 0 | 0 | 0 | 0 | 0 | 0 | 0
Counterfactual | Gen_BB006 | MW | SSEN (SHEPD) | Boat of Garten | 0 | 0 | 0 | 0 | 0 | 0 | 0 | 0 | 0 | 0 | 0 | 0 | 0 | 0 | 0 | 0 | 0 | 0 | 0 | 0 | 0 | 0 | 0 | 0 | 0 | 0 | 0 | 0 | 0
Counterfactual | Gen_BB006 | MW | SSEN (SHEPD) | Bridge of Dun | 0 | 0 | 0 | 0 | 0 | 0 | 0 | 0 | 0 | 0 | 0 | 0 | 0 | 0 | 0 | 0 | 0 | 0 | 0 | 0 | 0 | 0 | 0 | 0 | 0 | 0 | 0 | 0 | 0
Counterfactual | Gen_BB006 | MW | SSEN (SHEPD) | Burghmuir | 0 | 0 | 0 | 0 | 0 | 0 | 0 | 0 | 0 | 0 | 0 | 0 | 0 | 0 | 0 | 0 | 0 | 0 | 0 | 0 | 0 | 0 | 0 | 0 | 0 | 0 | 0 | 0 | 0
Counterfactual | Gen_BB006 | MW | SSEN (SHEPD) | Carradale | 0 | 0 | 0 | 0 | 0 | 0 | 0 | 0 | 0 | 0 | 0 | 0 | 0 | 0 | 0 | 0 | 0 | 0 | 0 | 0 | 0 | 0 | 0 | 0 | 0 | 0 | 0 | 0 | 0
Counterfactual | Gen_BB006 | MW | SSEN (SHEPD) | Ceannacroc | 0 | 0 | 0 | 0 | 0 | 0 | 0 | 0 | 0 | 0 | 0 | 0 | 0 | 0 | 0 | 0 | 0 | 0 | 0 | 0 | 0 | 0 | 0 | 0 | 0 | 0 | 0 | 0 | 0
Counterfactual | Gen_BB006 | MW | SSEN (SHEPD) | Coupar Angus | 0 | 0 | 0 | 0 | 0 | 0 | 0 | 0 | 0 | 0 | 0 | 0 | 0 | 0 | 0 | 0 | 0 | 0 | 0 | 0 | 0 | 0 | 0 | 0 | 0 | 0 | 0 | 0 | 0
Counterfactual | Gen_BB006 | MW | SSEN (SHEPD) | Dunvegan | 0 | 0 | 0 | 0 | 0 | 0 | 0 | 0 | 0 | 0 | 0 | 0 | 0 | 0 | 0 | 0 | 0 | 0 | 0 | 0 | 0 | 0 | 0 | 0 | 0 | 0 | 0 | 0 | 0
Counterfactual | Gen_BB006 | MW | SSEN (SHEPD) | Dyce | 0 | 0 | 0 | 0 | 0 | 0 | 0 | 0 | 0 | 0 | 0 | 0 | 0 | 0 | 0 | 0 | 0 | 0 | 0 | 0 | 0 | 0 | 0 | 0 | 0 | 0 | 0 | 0 | 0
Counterfactual | Gen_BB006 | MW | SSEN (SHEPD) | Fiddes | 0 | 0 | 0 | 0 | 0 | 0 | 0 | 0 | 0 | 0 | 0 | 0 | 0 | 0 | 0 | 0 | 0 | 0 | 0 | 0 | 0 | 0 | 0 | 0 | 0 | 0 | 0 | 0 | 0
Counterfactual | Gen_BB006 | MW | SSEN (SHEPD) | Fort William | 0 | 1.69 | 2.592 | 2.909 | 3.243 | 3.567 | 3.889 | 4.2 | 4.483 | 4.731 | 4.927 | 4.988 | 5.001 | 4.957 | 4.862 | 4.81 | 4.776 | 4.724 | 4.674 | 4.591 | 4.504 | 4.403 | 4.329 | 4.233 | 4.152 | 4.079 | 3.989 | 3.925 | 3.89
Counterfactual | Gen_BB006 | MW | SSEN (SHEPD) | Fraserburgh | 0 | 0 | 0 | 0 | 0 | 0 | 0 | 0 | 0 | 0 | 0 | 0 | 0 | 0 | 0 | 0 | 0 | 0 | 0 | 0 | 0 | 0 | 0 | 0 | 0 | 0 | 0 | 0 | 0
Counterfactual | Gen_BB006 | MW | SSEN (SHEPD) | Grudie Bridge | 0 | 1.22 | 1.872 | 2.101 | 2.342 | 2.577 | 2.808 | 3.033 | 3.238 | 3.417 | 3.558 | 3.603 | 3.612 | 3.58 | 3.511 | 3.474 | 3.449 | 3.412 | 3.376 | 3.316 | 3.253 | 3.18 | 3.126 | 3.057 | 2.999 | 2.946 | 2.881 | 2.835 | 2.809
Counterfactual | Gen_BB006 | MW | SSEN (SHEPD) | Inverness | 0 | 0 | 0 | 0 | 0 | 0 | 0 | 0 | 0 | 0 | 0 | 0 | 0 | 0 | 0 | 0 | 0 | 0 | 0 | 0 | 0 | 0 | 0 | 0 | 0 | 0 | 0 | 0 | 0
Counterfactual | Gen_BB006 | MW | SSEN (SHEPD) | Keith | 0 | 0 | 0 | 0 | 0 | 0 | 0 | 0 | 0 | 0 | 0 | 0 | 0 | 0 | 0 | 0 | 0 | 0 | 0 | 0 | 0 | 0 | 0 | 0 | 0 | 0 | 0 | 0 | 0
Counterfactual | Gen_BB006 | MW | SSEN (SHEPD) | Killin | 0 | 1.126 | 1.728 | 1.939 | 2.162 | 2.378 | 2.592 | 2.8 | 2.989 | 3.154 | 3.284 | 3.325 | 3.334 | 3.305 | 3.241 | 3.207 | 3.184 | 3.15 | 3.116 | 3.061 | 3.003 | 2.936 | 2.886 | 2.822 | 2.768 | 2.719 | 2.659 | 2.617 | 2.593
Counterfactual | Gen_BB006 | MW | SSEN (SHEPD) | Kinlochleven | 0 | 0 | 0 | 0 | 0 | 0 | 0 | 0 | 0 | 0 | 0 | 0 | 0 | 0 | 0 | 0 | 0 | 0 | 0 | 0 | 0 | 0 | 0 | 0 | 0 | 0 | 0 | 0 | 0
Counterfactual | Gen_BB006 | MW | SSEN (SHEPD) | Kintore | 0 | 0 | 0 | 0 | 0 | 0 | 0 | 0 | 0 | 0 | 0 | 0 | 0 | 0 | 0 | 0 | 0 | 0 | 0 | 0 | 0 | 0 | 0 | 0 | 0 | 0 | 0 | 0 | 0
Counterfactual | Gen_BB006 | MW | SSEN (SHEPD) | Lairg | 0 | 0 | 0 | 0 | 0 | 0 | 0 | 0 | 0 | 0 | 0 | 0 | 0 | 0 | 0 | 0 | 0 | 0 | 0 | 0 | 0 | 0 | 0 | 0 | 0 | 0 | 0 | 0 | 0
Counterfactual | Gen_BB006 | MW | SSEN (SHEPD) | Lunanhead | 0 | 0 | 0 | 0 | 0 | 0 | 0 | 0 | 0 | 0 | 0 | 0 | 0 | 0 | 0 | 0 | 0 | 0 | 0 | 0 | 0 | 0 | 0 | 0 | 0 | 0 | 0 | 0 | 0
Counterfactual | Gen_BB006 | MW | SSEN (SHEPD) | Macduff | 0 | 1.877 | 2.88 | 3.232 | 3.604 | 3.964 | 4.321 | 4.666 | 4.981 | 5.256 | 5.474 | 5.542 | 5.557 | 5.508 | 5.402 | 5.345 | 5.307 | 5.249 | 5.193 | 5.102 | 5.005 | 4.893 | 4.81 | 4.704 | 4.613 | 4.532 | 4.432 | 4.361 | 4.322
Counterfactual | Gen_BB006 | MW | SSEN (SHEPD) | Milton of Craigie | 0 | 0 | 0 | 0 | 0 | 0 | 0 | 0 | 0 | 0 | 0 | 0 | 0 | 0 | 0 | 0 | 0 | 0 | 0 | 0 | 0 | 0 | 0 | 0 | 0 | 0 | 0 | 0 | 0
Counterfactual | Gen_BB006 | MW | SSEN (SHEPD) | Mybster | 0 | 1.549 | 2.377 | 2.667 | 2.974 | 3.271 | 3.566 | 3.851 | 4.111 | 4.338 | 4.517 | 4.574 | 4.586 | 4.545 | 4.458 | 4.411 | 4.379 | 4.332 | 4.286 | 4.21 | 4.13 | 4.038 | 3.969 | 3.882 | 3.807 | 3.74 | 3.658 | 3.599 | 3.567
Counterfactual | Gen_BB006 | MW | SSEN (SHEPD) | Nairn | 0 | 0 | 0 | 0 | 0 | 0 | 0 | 0 | 0 | 0 | 0 | 0 | 0 | 0 | 0 | 0 | 0 | 0 | 0 | 0 | 0 | 0 | 0 | 0 | 0 | 0 | 0 | 0 | 0
Counterfactual | Gen_BB006 | MW | SSEN (SHEPD) | Persley | 0 | 6.665 | 10.224 | 11.473 | 12.792 | 14.072 | 15.338 | 16.565 | 17.684 | 18.66 | 19.433 | 19.675 | 19.727 | 19.552 | 19.177 | 18.974 | 18.838 | 18.635 | 18.437 | 18.111 | 17.767 | 17.369 | 17.075 | 16.699 | 16.377 | 16.088 | 15.735 | 15.482 | 15.342
Counterfactual | Gen_BB006 | MW | SSEN (SHEPD) | Port Ann | 0 | 0 | 0 | 0 | 0 | 0 | 0 | 0 | 0 | 0 | 0 | 0 | 0 | 0 | 0 | 0 | 0 | 0 | 0 | 0 | 0 | 0 | 0 | 0 | 0 | 0 | 0 | 0 | 0
Counterfactual | Gen_BB006 | MW | SSEN (SHEPD) | Redmoss | 0 | 0 | 0 | 0 | 0 | 0 | 0 | 0 | 0 | 0 | 0 | 0 | 0 | 0 | 0 | 0 | 0 | 0 | 0 | 0 | 0 | 0 | 0 | 0 | 0 | 0 | 0 | 0 | 0
Counterfactual | Gen_BB006 | MW | SSEN (SHEPD) | Shin | 0 | 0 | 0 | 0 | 0 | 0 | 0 | 0 | 0 | 0 | 0 | 0 | 0 | 0 | 0 | 0 | 0 | 0 | 0 | 0 | 0 | 0 | 0 | 0 | 0 | 0 | 0 | 0 | 0
Counterfactual | Gen_BB006 | MW | SSEN (SHEPD) | Sloy | 0 | 0 | 0 | 0 | 0 | 0 | 0 | 0 | 0 | 0 | 0 | 0 | 0 | 0 | 0 | 0 | 0 | 0 | 0 | 0 | 0 | 0 | 0 | 0 | 0 | 0 | 0 | 0 | 0
Counterfactual | Gen_BB006 | MW | SSEN (SHEPD) | Strichen | 0 | 0 | 0 | 0 | 0 | 0 | 0 | 0 | 0 | 0 | 0 | 0 | 0 | 0 | 0 | 0 | 0 | 0 | 0 | 0 | 0 | 0 | 0 | 0 | 0 | 0 | 0 | 0 | 0
Counterfactual | Gen_BB006 | MW | SSEN (SHEPD) | Tarland | 0 | 0 | 0 | 0 | 0 | 0 | 0 | 0 | 0 | 0 | 0 | 0 | 0 | 0 | 0 | 0 | 0 | 0 | 0 | 0 | 0 | 0 | 0 | 0 | 0 | 0 | 0 | 0 | 0
Counterfactual | Gen_BB006 | MW | SSEN (SHEPD) | Taynuilt | 0 | 0 | 0 | 0 | 0 | 0 | 0 | 0 | 0 | 0 | 0 | 0 | 0 | 0 | 0 | 0 | 0 | 0 | 0 | 0 | 0 | 0 | 0 | 0 | 0 | 0 | 0 | 0 | 0
Counterfactual | Gen_BB006 | MW | SSEN (SHEPD) | Thurso | 0 | 0 | 0 | 0 | 0 | 0 | 0 | 0 | 0 | 0 | 0 | 0 | 0 | 0 | 0 | 0 | 0 | 0 | 0 | 0 | 0 | 0 | 0 | 0 | 0 | 0 | 0 | 0 | 0
Counterfactual | Gen_BB006 | MW | SSEN (SHEPD) | Tummel Bridge | 0 | 0 | 0 | 0 | 0 | 0 | 0 | 0 | 0 | 0 | 0 | 0 | 0 | 0 | 0 | 0 | 0 | 0 | 0 | 0 | 0 | 0 | 0 | 0 | 0 | 0 | 0 | 0 | 0
Counterfactual | Gen_BB006 | MW | SSEN (SHEPD) | Willowdale | 0 | 0 | 0 | 0 | 0 | 0 | 0 | 0 | 0 | 0 | 0 | 0 | 0 | 0 | 0 | 0 | 0 | 0 | 0 | 0 | 0 | 0 | 0 | 0 | 0 | 0 | 0 | 0 | 0
Counterfactual | Gen_BB006 | MW | SSEN South | Botley Wood | 0 | 0 | 0 | 0 | 0 | 0 | 0 | 0 | 0 | 0 | 0 | 0 | 0 | 0 | 0 | 0 | 0 | 0 | 0 | 0 | 0 | 0 | 0 | 0 | 0 | 0 | 0 | 0 | 0
Counterfactual | Gen_BB006 | MW | SSEN South | Bramley | 0 | 47.032 | 72.144 | 80.961 | 90.272 | 99.299 | 108.236 | 116.895 | 124.789 | 131.677 | 137.128 | 138.841 | 139.206 | 137.971 | 135.322 | 133.893 | 132.935 | 131.5 | 130.102 | 127.802 | 125.375 | 122.566 | 120.493 | 117.836 | 115.564 | 113.527 | 111.038 | 109.253 | 108.264
Counterfactual | Gen_BB006 | MW | SSEN South | Chickerell | 0 | 1.352 | 2.074 | 2.327 | 2.595 | 2.854 | 3.111 | 3.36 | 3.587 | 3.785 | 3.941 | 3.99 | 4.001 | 3.965 | 3.889 | 3.848 | 3.821 | 3.779 | 3.739 | 3.673 | 3.603 | 3.523 | 3.463 | 3.387 | 3.321 | 3.263 | 3.191 | 3.14 | 3.112
Counterfactual | Gen_BB006 | MW | SSEN South | Cowley | 0 | 20.805 | 25.507 | 27.157 | 28.901 | 30.591 | 32.264 | 33.885 | 35.363 | 36.652 | 37.673 | 37.994 | 38.062 | 37.831 | 37.335 | 37.067 | 36.888 | 36.619 | 36.357 | 35.927 | 35.472 | 34.946 | 34.558 | 34.061 | 33.636 | 33.254 | 32.788 | 32.454 | 32.269
Counterfactual | Gen_BB006 | MW | SSEN South | Fawley | 0 | 6.383 | 9.792 | 10.988 | 12.252 | 13.477 | 14.69 | 15.865 | 16.937 | 17.872 | 18.611 | 18.844 | 18.893 | 18.726 | 18.366 | 18.172 | 18.042 | 17.848 | 17.658 | 17.346 | 17.016 | 16.635 | 16.354 | 15.993 | 15.685 | 15.408 | 15.07 | 14.828 | 14.694
Counterfactual | Gen_BB006 | MW | SSEN South | Fleet | 0 | 20 | 20 | 20 | 20 | 20 | 20 | 20 | 20 | 20 | 20 | 20 | 20 | 20 | 20 | 20 | 20 | 20 | 20 | 20 | 20 | 20 | 20 | 20 | 20 | 20 | 20 | 20 | 20
Counterfactual | Gen_BB006 | MW | SSEN South | Iver 132kV | 0 | 4.647 | 7.128 | 8 | 8.92 | 9.812 | 10.695 | 11.55 | 12.33 | 13.011 | 13.549 | 13.719 | 13.755 | 13.633 | 13.371 | 13.23 | 13.135 | 12.993 | 12.855 | 12.628 | 12.388 | 12.111 | 11.906 | 11.643 | 11.419 | 11.217 | 10.972 | 10.795 | 10.697
Counterfactual | Gen_BB006 | MW | SSEN South | Lovedean | 0 | 69.483 | 84.691 | 90.031 | 95.669 | 101.136 | 106.548 | 111.792 | 116.573 | 120.744 | 124.046 | 125.083 | 125.304 | 124.556 | 122.952 | 122.086 | 121.506 | 120.637 | 119.79 | 118.398 | 116.928 | 115.227 | 113.971 | 112.362 | 110.986 | 109.753 | 108.245 | 107.164 | 106.565
Counterfactual | Gen_BB006 | MW | SSEN South | Mannington | 0 | 1.033 | 1.584 | 1.778 | 1.982 | 2.18 | 2.376 | 2.566 | 2.74 | 2.891 | 3.011 | 3.048 | 3.056 | 3.029 | 2.971 | 2.94 | 2.919 | 2.887 | 2.856 | 2.806 | 2.753 | 2.691 | 2.645 | 2.587 | 2.537 | 2.493 | 2.438 | 2.399 | 2.377
Counterfactual | Gen_BB006 | MW | SSEN South | Melksham | 0 | 24.862 | 38.137 | 42.798 | 47.72 | 52.492 | 57.216 | 61.794 | 65.967 | 69.608 | 72.49 | 73.395 | 73.588 | 72.935 | 71.535 | 70.779 | 70.273 | 69.514 | 68.775 | 67.559 | 66.277 | 64.791 | 63.696 | 62.291 | 61.09 | 60.013 | 58.697 | 57.754 | 57.231
Counterfactual | Gen_BB006 | MW | SSEN South | Minety | 0 | 2.347 | 3.6 | 4.04 | 4.504 | 4.955 | 5.401 | 5.833 | 6.227 | 6.57 | 6.842 | 6.928 | 6.946 | 6.885 | 6.752 | 6.681 | 6.633 | 6.562 | 6.492 | 6.377 | 6.256 | 6.116 | 6.012 | 5.88 | 5.766 | 5.665 | 5.541 | 5.452 | 5.402
Counterfactual | Gen_BB006 | MW | SSEN South | Nursling | 0 | 56.64 | 62.855 | 65.038 | 67.342 | 69.576 | 71.788 | 73.931 | 75.885 | 77.589 | 78.939 | 79.362 | 79.453 | 79.147 | 78.491 | 78.138 | 77.901 | 77.546 | 77.199 | 76.63 | 76.03 | 75.334 | 74.821 | 74.164 | 73.602 | 73.097 | 72.481 | 72.04 | 71.795
Counterfactual | Gen_BB006 | MW | UKPN Eastern | Amersham Main | 0 | 0 | 0 | 0 | 0 | 0 | 0 | 0 | 0 | 0 | 0 | 0 | 0 | 0 | 0 | 0 | 0 | 0 | 0 | 0 | 0 | 0 | 0 | 0 | 0 | 0 | 0 | 0 | 0
Counterfactual | Gen_BB006 | MW | UKPN Eastern | Braintree | 0 | 4.004 | 6.142 | 6.892 | 7.685 | 8.453 | 9.214 | 9.951 | 10.623 | 11.21 | 11.674 | 11.82 | 11.851 | 11.746 | 11.52 | 11.398 | 11.317 | 11.195 | 11.076 | 10.88 | 10.673 | 10.434 | 10.258 | 10.032 | 9.838 | 9.665 | 9.453 | 9.301 | 9.217
Counterfactual | Gen_BB006 | MW | UKPN Eastern | Bramford | 0 | 5.074 | 7.783 | 8.735 | 9.739 | 10.713 | 11.677 | 12.611 | 13.463 | 14.206 | 14.794 | 14.979 | 15.018 | 14.885 | 14.599 | 14.445 | 14.342 | 14.187 | 14.036 | 13.788 | 13.526 | 13.223 | 12.999 | 12.713 | 12.468 | 12.248 | 11.979 | 11.787 | 11.68
Counterfactual | Gen_BB006 | MW | UKPN Eastern | Brimsdown | 0 | 0 | 0 | 0 | 0 | 0 | 0 | 0 | 0 | 0 | 0 | 0 | 0 | 0 | 0 | 0 | 0 | 0 | 0 | 0 | 0 | 0 | 0 | 0 | 0 | 0 | 0 | 0 | 0
Counterfactual | Gen_BB006 | MW | UKPN Eastern | Burwell Main | 0 | 1.127 | 1.729 | 1.941 | 2.164 | 2.38 | 2.595 | 2.802 | 2.991 | 3.157 | 3.287 | 3.328 | 3.337 | 3.307 | 3.244 | 3.21 | 3.187 | 3.152 | 3.119 | 3.064 | 3.006 | 2.938 | 2.888 | 2.825 | 2.77 | 2.721 | 2.662 | 2.619 | 2.595
Counterfactual | Gen_BB006 | MW | UKPN Eastern | Eaton Socon | 0 | 0 | 0 | 0 | 0 | 0 | 0 | 0 | 0 | 0 | 0 | 0 | 0 | 0 | 0 | 0 | 0 | 0 | 0 | 0 | 0 | 0 | 0 | 0 | 0 | 0 | 0 | 0 | 0
Counterfactual | Gen_BB006 | MW | UKPN Eastern | Elstree | 0 | 0 | 0 | 0 | 0 | 0 | 0 | 0 | 0 | 0 | 0 | 0 | 0 | 0 | 0 | 0 | 0 | 0 | 0 | 0 | 0 | 0 | 0 | 0 | 0 | 0 | 0 | 0 | 0
Counterfactual | Gen_BB006 | MW | UKPN Eastern | Loudwater | 0 | 0 | 0 | 0 | 0 | 0 | 0 | 0 | 0 | 0 | 0 | 0 | 0 | 0 | 0 | 0 | 0 | 0 | 0 | 0 | 0 | 0 | 0 | 0 | 0 | 0 | 0 | 0 | 0
Counterfactual | Gen_BB006 | MW | UKPN Eastern | Mill Hill | 0 | 0 | 0 | 0 | 0 | 0 | 0 | 0 | 0 | 0 | 0 | 0 | 0 | 0 | 0 | 0 | 0 | 0 | 0 | 0 | 0 | 0 | 0 | 0 | 0 | 0 | 0 | 0 | 0
Counterfactual | Gen_BB006 | MW | UKPN Eastern | Norwich Main | 0 | 5.929 | 9.094 | 10.206 | 11.38 | 12.517 | 13.644 | 14.736 | 15.731 | 16.599 | 17.286 | 17.502 | 17.548 | 17.392 | 17.058 | 16.878 | 16.758 | 16.577 | 16.4 | 16.111 | 15.805 | 15.45 | 15.189 | 14.854 | 14.568 | 14.311 | 13.997 | 13.772 | 13.648
Counterfactual | Gen_BB006 | MW | UKPN Eastern | Pelham | 0 | 5.929 | 9.094 | 10.206 | 11.38 | 12.517 | 13.644 | 14.736 | 15.731 | 16.599 | 17.286 | 17.502 | 17.548 | 17.392 | 17.058 | 16.878 | 16.758 | 16.577 | 16.4 | 16.111 | 15.805 | 15.45 | 15.189 | 14.854 | 14.568 | 14.311 | 13.997 | 13.772 | 13.648
Counterfactual | Gen_BB006 | MW | UKPN Eastern | Rayleigh | 0 | 18.341 | 28.133 | 31.572 | 35.203 | 38.723 | 42.208 | 45.585 | 48.663 | 51.349 | 53.475 | 54.143 | 54.285 | 53.803 | 52.77 | 52.213 | 51.839 | 51.28 | 50.735 | 49.838 | 48.892 | 47.796 | 46.988 | 45.951 | 45.066 | 44.271 | 43.301 | 42.605 | 42.219
Counterfactual | Gen_BB006 | MW | UKPN Eastern | Rye House | 0 | 0 | 0 | 0 | 0 | 0 | 0 | 0 | 0 | 0 | 0 | 0 | 0 | 0 | 0 | 0 | 0 | 0 | 0 | 0 | 0 | 0 | 0 | 0 | 0 | 0 | 0 | 0 | 0
Counterfactual | Gen_BB006 | MW | UKPN Eastern | Sundon | 0 | 21.391 | 32.812 | 36.823 | 41.057 | 45.163 | 49.228 | 53.166 | 56.756 | 59.889 | 62.368 | 63.148 | 63.314 | 62.752 | 61.547 | 60.897 | 60.461 | 59.809 | 59.173 | 58.127 | 57.023 | 55.745 | 54.802 | 53.594 | 52.561 | 51.634 | 50.502 | 49.69 | 49.24
Counterfactual | Gen_BB006 | MW | UKPN Eastern | Tilbury | 0 | 29.545 | 45.32 | 50.859 | 56.708 | 62.379 | 67.993 | 73.432 | 78.391 | 82.718 | 86.143 | 87.219 | 87.448 | 86.672 | 85.008 | 84.11 | 83.508 | 82.607 | 81.729 | 80.284 | 78.76 | 76.995 | 75.693 | 74.023 | 72.596 | 71.317 | 69.753 | 68.632 | 68.01
Counterfactual | Gen_BB006 | MW | UKPN Eastern | Tottenham | 0 | 0 | 0 | 0 | 0 | 0 | 0 | 0 | 0 | 0 | 0 | 0 | 0 | 0 | 0 | 0 | 0 | 0 | 0 | 0 | 0 | 0 | 0 | 0 | 0 | 0 | 0 | 0 | 0
Counterfactual | Gen_BB006 | MW | UKPN Eastern | Walpole (_A) | 0 | 7.114 | 10.913 | 12.247 | 13.655 | 15.021 | 16.373 | 17.683 | 18.877 | 19.919 | 20.743 | 21.002 | 21.058 | 20.871 | 20.47 | 20.254 | 20.109 | 19.892 | 19.68 | 19.333 | 18.966 | 18.541 | 18.227 | 17.825 | 17.481 | 17.173 | 16.797 | 16.527 | 16.377
Counterfactual | Gen_BB006 | MW | UKPN Eastern | Warley | 0 | 22.944 | 35.195 | 39.497 | 44.039 | 48.443 | 52.803 | 57.027 | 60.878 | 64.238 | 66.897 | 67.733 | 67.911 | 67.309 | 66.016 | 65.319 | 64.852 | 64.152 | 63.47 | 62.348 | 61.164 | 59.793 | 58.782 | 57.486 | 56.378 | 55.384 | 54.169 | 53.299 | 52.816
Counterfactual | Gen_BB006 | MW | UKPN Eastern | Watford South | 0 | 0 | 0 | 0 | 0 | 0 | 0 | 0 | 0 | 0 | 0 | 0 | 0 | 0 | 0 | 0 | 0 | 0 | 0 | 0 | 0 | 0 | 0 | 0 | 0 | 0 | 0 | 0 | 0
Counterfactual | Gen_BB006 | MW | UKPN Eastern | West Thurrock | 0 | 0 | 0 | 0 | 0 | 0 | 0 | 0 | 0 | 0 | 0 | 0 | 0 | 0 | 0 | 0 | 0 | 0 | 0 | 0 | 0 | 0 | 0 | 0 | 0 | 0 | 0 | 0 | 0
Counterfactual | Gen_BB006 | MW | UKPN Eastern | Wymondley | 0 | 15 | 15 | 15 | 15 | 15 | 15 | 15 | 15 | 15 | 15 | 15 | 15 | 15 | 15 | 15 | 15 | 15 | 15 | 15 | 15 | 15 | 15 | 15 | 15 | 15 | 15 | 15 | 15
Counterfactual | Gen_BB006 | MW | UKPN London | Barking | 0 | 0 | 0 | 0 | 0 | 0 | 0 | 0 | 0 | 0 | 0 | 0 | 0 | 0 | 0 | 0 | 0 | 0 | 0 | 0 | 0 | 0 | 0 | 0 | 0 | 0 | 0 | 0 | 0
Counterfactual | Gen_BB006 | MW | UKPN London | Barking West | 0 | 7.549 | 11.58 | 12.995 | 14.49 | 15.939 | 17.373 | 18.763 | 20.03 | 21.136 | 22.011 | 22.286 | 22.345 | 22.146 | 21.721 | 21.492 | 21.338 | 21.108 | 20.883 | 20.514 | 20.125 | 19.674 | 19.341 | 18.914 | 18.55 | 18.223 | 17.823 | 17.537 | 17.378
Counterfactual | Gen_BB006 | MW | UKPN London | City Road | 0 | 17.63 | 27.044 | 30.349 | 33.839 | 37.223 | 40.573 | 43.819 | 46.778 | 49.36 | 51.403 | 52.045 | 52.182 | 51.719 | 50.726 | 50.19 | 49.831 | 49.293 | 48.769 | 47.907 | 46.998 | 45.944 | 45.167 | 44.171 | 43.32 | 42.556 | 41.623 | 40.954 | 40.583
Counterfactual | Gen_BB006 | MW | UKPN London | Hackney 132kV | 0 | 1.383 | 2.122 | 2.381 | 2.655 | 2.921 | 3.184 | 3.438 | 3.67 | 3.873 | 4.033 | 4.084 | 4.095 | 4.058 | 3.98 | 3.938 | 3.91 | 3.868 | 3.827 | 3.759 | 3.688 | 3.605 | 3.544 | 3.466 | 3.399 | 3.339 | 3.266 | 3.214 | 3.184
Counterfactual | Gen_BB006 | MW | UKPN London | Hackney 66kV | 0 | 1.735 | 2.662 | 2.987 | 3.33 | 3.663 | 3.993 | 4.313 | 4.604 | 4.858 | 5.059 | 5.122 | 5.136 | 5.09 | 4.992 | 4.94 | 4.904 | 4.851 | 4.8 | 4.715 | 4.625 | 4.522 | 4.445 | 4.347 | 4.264 | 4.188 | 4.097 | 4.031 | 3.994
Counterfactual | Gen_BB006 | MW | UKPN London | Hurst | 0 | 4.812 | 7.381 | 8.283 | 9.236 | 10.159 | 11.074 | 11.959 | 12.767 | 13.472 | 14.029 | 14.205 | 14.242 | 14.116 | 13.845 | 13.698 | 13.6 | 13.454 | 13.311 | 13.075 | 12.827 | 12.54 | 12.328 | 12.056 | 11.823 | 11.615 | 11.36 | 11.178 | 11.076
Counterfactual | Gen_BB006 | MW | UKPN London | Littlebrook (_C) | 0 | 1.344 | 2.061 | 2.313 | 2.579 | 2.837 | 3.093 | 3.34 | 3.566 | 3.762 | 3.918 | 3.967 | 3.978 | 3.942 | 3.867 | 3.826 | 3.798 | 3.757 | 3.717 | 3.652 | 3.582 | 3.502 | 3.443 | 3.367 | 3.302 | 3.244 | 3.173 | 3.122 | 3.093
Counterfactual | Gen_BB006 | MW | UKPN London | Lodge Road | 0 | 0 | 0 | 0 | 0 | 0 | 0 | 0 | 0 | 0 | 0 | 0 | 0 | 0 | 0 | 0 | 0 | 0 | 0 | 0 | 0 | 0 | 0 | 0 | 0 | 0 | 0 | 0 | 0
Counterfactual | Gen_BB006 | MW | UKPN London | New Cross | 0 | 8.617 | 13.218 | 14.834 | 16.539 | 18.193 | 19.831 | 21.417 | 22.864 | 24.126 | 25.124 | 25.438 | 25.505 | 25.279 | 24.793 | 24.531 | 24.356 | 24.093 | 23.837 | 23.416 | 22.971 | 22.456 | 22.076 | 21.59 | 21.173 | 20.8 | 20.344 | 20.017 | 19.836
Counterfactual | Gen_BB006 | MW | UKPN London | Redbridge | 0 | 0 | 0 | 0 | 0 | 0 | 0 | 0 | 0 | 0 | 0 | 0 | 0 | 0 | 0 | 0 | 0 | 0 | 0 | 0 | 0 | 0 | 0 | 0 | 0 | 0 | 0 | 0 | 0
Counterfactual | Gen_BB006 | MW | UKPN London | St John's Wood | 0 | 14.612 | 22.414 | 25.154 | 28.046 | 30.851 | 33.628 | 36.318 | 38.77 | 40.911 | 42.604 | 43.136 | 43.25 | 42.866 | 42.043 | 41.599 | 41.301 | 40.855 | 40.421 | 39.707 | 38.953 | 38.08 | 37.436 | 36.61 | 35.904 | 35.271 | 34.498 | 33.944 | 33.636
Counterfactual | Gen_BB006 | MW | UKPN London | West Ham | 0 | 31.639 | 48.532 | 54.464 | 60.727 | 66.8 | 72.812 | 78.636 | 83.947 | 88.581 | 92.248 | 93.4 | 93.645 | 92.815 | 91.033 | 90.071 | 89.427 | 88.461 | 87.521 | 85.974 | 84.341 | 82.451 | 81.057 | 79.269 | 77.741 | 76.371 | 74.696 | 73.496 | 72.83
Counterfactual | Gen_BB006 | MW | UKPN London | Willesden 132kV | 0 | 0 | 0 | 0 | 0 | 0 | 0 | 0 | 0 | 0 | 0 | 0 | 0 | 0 | 0 | 0 | 0 | 0 | 0 | 0 | 0 | 0 | 0 | 0 | 0 | 0 | 0 | 0 | 0
Counterfactual | Gen_BB006 | MW | UKPN London | Willesden 66kV | 0 | 1.976 | 3.031 | 3.402 | 3.793 | 4.172 | 4.548 | 4.912 | 5.244 | 5.533 | 5.762 | 5.834 | 5.849 | 5.797 | 5.686 | 5.626 | 5.586 | 5.526 | 5.467 | 5.37 | 5.268 | 5.15 | 5.063 | 4.951 | 4.856 | 4.77 | 4.666 | 4.591 | 4.549
Counterfactual | Gen_BB006 | MW | UKPN London | Wimbledon South | 0 | 11.031 | 16.922 | 18.99 | 21.174 | 23.291 | 25.387 | 27.418 | 29.27 | 30.885 | 32.164 | 32.566 | 32.651 | 32.362 | 31.74 | 31.405 | 31.18 | 30.844 | 30.516 | 29.976 | 29.407 | 28.748 | 28.262 | 27.639 | 27.106 | 26.628 | 26.044 | 25.626 | 25.394
Counterfactual | Gen_BB006 | MW | UKPN South East | Beddington (_J) | 0 | 1.958 | 3.004 | 3.371 | 3.759 | 4.135 | 4.507 | 4.868 | 5.196 | 5.483 | 5.71 | 5.782 | 5.797 | 5.745 | 5.635 | 5.575 | 5.536 | 5.476 | 5.418 | 5.322 | 5.221 | 5.104 | 5.017 | 4.907 | 4.812 | 4.727 | 4.624 | 4.549 | 4.508
Counterfactual | Gen_BB006 | MW | UKPN South East | Bolney | 0 | 4.941 | 7.579 | 8.505 | 9.483 | 10.431 | 11.37 | 12.28 | 13.109 | 13.833 | 14.405 | 14.585 | 14.623 | 14.494 | 14.215 | 14.065 | 13.965 | 13.814 | 13.667 | 13.425 | 13.17 | 12.875 | 12.658 | 12.378 | 12.14 | 11.926 | 11.664 | 11.477 | 11.373
Counterfactual | Gen_BB006 | MW | UKPN South East | Canterbury | 0 | 25.81 | 39.591 | 44.43 | 49.539 | 54.493 | 59.397 | 64.149 | 68.481 | 72.261 | 75.252 | 76.192 | 76.393 | 75.715 | 74.261 | 73.477 | 72.951 | 72.164 | 71.396 | 70.134 | 68.803 | 67.261 | 66.123 | 64.665 | 63.419 | 62.301 | 60.935 | 59.955 | 59.412
Counterfactual | Gen_BB006 | MW | UKPN South East | Chessington | 0 | 0 | 0 | 0 | 0 | 0 | 0 | 0 | 0 | 0 | 0 | 0 | 0 | 0 | 0 | 0 | 0 | 0 | 0 | 0 | 0 | 0 | 0 | 0 | 0 | 0 | 0 | 0 | 0
Counterfactual | Gen_BB006 | MW | UKPN South East | Kemsley | 0 | 0 | 0 | 0 | 0 | 0 | 0 | 0 | 0 | 0 | 0 | 0 | 0 | 0 | 0 | 0 | 0 | 0 | 0 | 0 | 0 | 0 | 0 | 0 | 0 | 0 | 0 | 0 | 0
Counterfactual | Gen_BB006 | MW | UKPN South East | Kingsnorth | 0 | 0 | 0 | 0 | 0 | 0 | 0 | 0 | 0 | 0 | 0 | 0 | 0 | 0 | 0 | 0 | 0 | 0 | 0 | 0 | 0 | 0 | 0 | 0 | 0 | 0 | 0 | 0 | 0
Counterfactual | Gen_BB006 | MW | UKPN South East | Littlebrook (_J) | 0 | 0 | 0 | 0 | 0 | 0 | 0 | 0 | 0 | 0 | 0 | 0 | 0 | 0 | 0 | 0 | 0 | 0 | 0 | 0 | 0 | 0 | 0 | 0 | 0 | 0 | 0 | 0 | 0
Counterfactual | Gen_BB006 | MW | UKPN South East | Ninfield | 0 | 6.225 | 9.549 | 10.716 | 11.949 | 13.143 | 14.326 | 15.472 | 16.517 | 17.429 | 18.15 | 18.377 | 18.425 | 18.262 | 17.911 | 17.722 | 17.595 | 17.405 | 17.22 | 16.916 | 16.595 | 16.223 | 15.949 | 15.597 | 15.296 | 15.027 | 14.697 | 14.461 | 14.33
Counterfactual | Gen_BB006 | MW | UKPN South East | Northfleet East | 0 | 13.417 | 20.581 | 23.096 | 25.752 | 28.327 | 30.877 | 33.347 | 35.599 | 37.564 | 39.119 | 39.607 | 39.711 | 39.359 | 38.603 | 38.196 | 37.922 | 37.513 | 37.114 | 36.458 | 35.766 | 34.964 | 34.373 | 33.615 | 32.967 | 32.386 | 31.676 | 31.167 | 30.884
Counterfactual | Gen_BB006 | MW | UKPN South East | Sellindge | 0 | 10 | 10 | 10 | 10 | 10 | 10 | 10 | 10 | 10 | 10 | 10 | 10 | 10 | 10 | 10 | 10 | 10 | 10 | 10 | 10 | 10 | 10 | 10 | 10 | 10 | 10 | 10 | 10
Counterfactual | Gen_BB006 | MW | UKPN South East | West Weybridge | 0 | 0 | 0 | 0 | 0 | 0 | 0 | 0 | 0 | 0 | 0 | 0 | 0 | 0 | 0 | 0 | 0 | 0 | 0 | 0 | 0 | 0 | 0 | 0 | 0 | 0 | 0 | 0 | 0
Counterfactual | Gen_BB007 | MW | Electricity North West | Bredbury |  | 0 | 0 | 0 | 0 | 0 | 0 | 0 | 0 | 0 | 0 | 0 | 0 | 0 | 0 | 0 | 0 | 0 | 0 | 0 | 0 | 0 | 0 | 0 | 0 | 0 | 0 | 0 | 0
Counterfactual | Gen_BB007 | MW | Electricity North West | Harker |  | 0 | 0 | 0 | 0 | 0 | 0 | 0 | 0 | 0 | 0 | 0 | 0 | 0 | 0 | 0 | 0 | 0 | 0 | 0 | 0 | 0 | 0 | 0 | 0 | 0 | 0 | 0 | 0
Counterfactual | Gen_BB007 | MW | Electricity North West | Heysham (NGET) |  | 0 | 0 | 0 | 0 | 0 | 0 | 0 | 0 | 0 | 0 | 0 | 0 | 0 | 0 | 0 | 0 | 0 | 0 | 0 | 0 | 0 | 0 | 0 | 0 | 0 | 0 | 0 | 0
Counterfactual | Gen_BB007 | MW | Electricity North West | Hutton |  | 0 | 0 | 0 | 0 | 0 | 0 | 0 | 0 | 0 | 0 | 0 | 0 | 0 | 0 | 0 | 0 | 0 | 0 | 0 | 0 | 0 | 0 | 0 | 0 | 0 | 0 | 0 | 0
Counterfactual | Gen_BB007 | MW | Electricity North West | Kearsley |  | 0 | 0 | 0 | 0 | 0 | 0 | 0 | 0 | 0 | 0 | 0 | 0 | 0 | 0 | 0 | 0 | 0 | 0 | 0 | 0 | 0 | 0 | 0 | 0 | 0 | 0 | 0 | 0
Counterfactual | Gen_BB007 | MW | Electricity North West | Kearsley 132kV |  | 0 | 0 | 0 | 0 | 0 | 0 | 0 | 0 | 0 | 0 | 0 | 0 | 0 | 0 | 0 | 0 | 0 | 0 | 0 | 0 | 0 | 0 | 0 | 0 | 0 | 0 | 0 | 0
Counterfactual | Gen_BB007 | MW | Electricity North West | Kearsley 33kV |  | 0 | 0 | 0 | 0 | 0 | 0 | 0 | 0 | 0 | 0 | 0 | 0 | 0 | 0 | 0 | 0 | 0 | 0 | 0 | 0 | 0 | 0 | 0 | 0 | 0 | 0 | 0 | 0
Counterfactual | Gen_BB007 | MW | Electricity North West | Kirkby (_G) |  | 0 | 0 | 0 | 0 | 0 | 0 | 0 | 0 | 0 | 0 | 0 | 0 | 0 | 0 | 0 | 0 | 0 | 0 | 0 | 0 | 0 | 0 | 0 | 0 | 0 | 0 | 0 | 0
Counterfactual | Gen_BB007 | MW | Electricity North West | Macclesfield |  | 0 | 0 | 0 | 0 | 0 | 0 | 0 | 0 | 0 | 0 | 0 | 0 | 0 | 0 | 0 | 0 | 0 | 0 | 0 | 0 | 0 | 0 | 0 | 0 | 0 | 0 | 0 | 0
Counterfactual | Gen_BB007 | MW | Electricity North West | Ormonde |  | 0 | 0 | 0 | 0 | 0 | 0 | 0 | 0 | 0 | 0 | 0 | 0 | 0 | 0 | 0 | 0 | 0 | 0 | 0 | 0 | 0 | 0 | 0 | 0 | 0 | 0 | 0 | 0
Counterfactual | Gen_BB007 | MW | Electricity North West | Padiham |  | 0 | 0 | 0 | 0 | 0 | 0 | 0 | 0 | 0 | 0 | 0 | 0 | 0 | 0 | 0 | 0 | 0 | 0 | 0 | 0 | 0 | 0 | 0 | 0 | 0 | 0 | 0 | 0
Counterfactual | Gen_BB007 | MW | Electricity North West | Penwortham East |  | 0 | 0 | 0 | 0 | 0 | 0 | 0 | 0 | 0 | 0 | 0 | 0 | 0 | 0 | 0 | 0 | 0 | 0 | 0 | 0 | 0 | 0 | 0 | 0 | 0 | 0 | 0 | 0
Counterfactual | Gen_BB007 | MW | Electricity North West | Penwortham West |  | 0 | 0 | 0 | 0 | 0 | 0 | 0 | 0 | 0 | 0 | 0 | 0 | 0 | 0 | 0 | 0 | 0 | 0 | 0 | 0 | 0 | 0 | 0 | 0 | 0 | 0 | 0 | 0
Counterfactual | Gen_BB007 | MW | Electricity North West | Robin Rigg |  | 0 | 0 | 0 | 0 | 0 | 0 | 0 | 0 | 0 | 0 | 0 | 0 | 0 | 0 | 0 | 0 | 0 | 0 | 0 | 0 | 0 | 0 | 0 | 0 | 0 | 0 | 0 | 0
Counterfactual | Gen_BB007 | MW | Electricity North West | Rochdale |  | 0 | 0 | 0 | 0 | 0 | 0 | 0 | 0 | 0 | 0 | 0 | 0 | 0 | 0 | 0 | 0 | 0 | 0 | 0 | 0 | 0 | 0 | 0 | 0 | 0 | 0 | 0 | 0
Counterfactual | Gen_BB007 | MW | Electricity North West | Roosecote |  | 0 | 0 | 0 | 0 | 0 | 0 | 0 | 0 | 0 | 0 | 0 | 0 | 0 | 0 | 0 | 0 | 0 | 0 | 0 | 0 | 0 | 0 | 0 | 0 | 0 | 0 | 0 | 0
Counterfactual | Gen_BB007 | MW | Electricity North West | South Manchester |  | 0 | 0 | 0 | 0 | 0 | 0 | 0 | 0 | 0 | 0 | 0 | 0 | 0 | 0 | 0 | 0 | 0 | 0 | 0 | 0 | 0 | 0 | 0 | 0 | 0 | 0 | 0 | 0
Counterfactual | Gen_BB007 | MW | Electricity North West | Stalybridge |  | 0 | 0 | 0 | 0 | 0 | 0 | 0 | 0 | 0 | 0 | 0 | 0 | 0 | 0 | 0 | 0 | 0 | 0 | 0 | 0 | 0 | 0 | 0 | 0 | 0 | 0 | 0 | 0
Counterfactual | Gen_BB007 | MW | Electricity North West | Stanah |  | 0 | 0 | 0 | 0 | 0 | 0 | 0 | 0 | 0 | 0 | 0 | 0 | 0 | 0 | 0 | 0 | 0 | 0 | 0 | 0 | 0 | 0 | 0 | 0 | 0 | 0 | 0 | 0
Counterfactual | Gen_BB007 | MW | Electricity North West | Walney 2 |  | 0 | 0 | 0 | 0 | 0 | 0 | 0 | 0 | 0 | 0 | 0 | 0 | 0 | 0 | 0 | 0 | 0 | 0 | 0 | 0 | 0 | 0 | 0 | 0 | 0 | 0 | 0 | 0
Counterfactual | Gen_BB007 | MW | Electricity North West | Washway Farm |  | 0 | 0 | 0 | 0 | 0 | 0 | 0 | 0 | 0 | 0 | 0 | 0 | 0 | 0 | 0 | 0 | 0 | 0 | 0 | 0 | 0 | 0 | 0 | 0 | 0 | 0 | 0 | 0
Counterfactual | Gen_BB007 | MW | Electricity North West | Whitegate |  | 0 | 0 | 0 | 0 | 0 | 0 | 0 | 0 | 0 | 0 | 0 | 0 | 0 | 0 | 0 | 0 | 0 | 0 | 0 | 0 | 0 | 0 | 0 | 0 | 0 | 0 | 0 | 0
Counterfactual | Gen_BB007 | MW | IDNO - Refer to Comment Field | Tynemouth 2 |  | 0 | 0 | 0 | 0 | 0 | 0 | 0 | 0 | 0 | 0 | 0 | 0 | 0 | 0 | 0 | 0 | 0 | 0 | 0 | 0 | 0 | 0 | 0 | 0 | 0 | 0 | 0 | 0 | Note: TYNE2 is operated by an IDNO allocated to GSP Group/licence area F
Counterfactual | Gen_BB007 | MW | NGED East Midlands | Berkswell |  | 0 | 0 | 0 | 0 | 0 | 0 | 0 | 0 | 0 | 0 | 0 | 0 | 0 | 0 | 0 | 0 | 0 | 0 | 0 | 0 | 0 | 0 | 0 | 0 | 0 | 0 | 0 | 0
Counterfactual | Gen_BB007 | MW | NGED East Midlands | Bicker Fen |  | 0 | 0 | 0 | 0 | 0 | 0 | 0 | 0 | 0 | 0 | 0 | 0 | 0 | 0 | 0 | 0 | 0 | 0 | 0 | 0 | 0 | 0 | 0 | 0 | 0 | 0 | 0 | 0
Counterfactual | Gen_BB007 | MW | NGED East Midlands | Chesterfield |  | 0 | 0 | 0 | 0 | 0 | 0 | 0 | 0 | 0 | 0 | 0 | 0 | 0 | 0 | 0 | 0 | 0 | 0 | 0 | 0 | 0 | 0 | 0 | 0 | 0 | 0 | 0 | 0
Counterfactual | Gen_BB007 | MW | NGED East Midlands | Coventry |  | 0 | 0 | 0 | 0 | 0 | 0 | 0 | 0 | 0 | 0 | 0 | 0 | 0 | 0 | 0 | 0 | 0 | 0 | 0 | 0 | 0 | 0 | 0 | 0 | 0 | 0 | 0 | 0
Counterfactual | Gen_BB007 | MW | NGED East Midlands | Drakelow |  | 0 | 0 | 0 | 0 | 0 | 0 | 0 | 0 | 0 | 0 | 0 | 0 | 0 | 0 | 0 | 0 | 0 | 0 | 0 | 0 | 0 | 0 | 0 | 0 | 0 | 0 | 0 | 0
Counterfactual | Gen_BB007 | MW | NGED East Midlands | East Claydon (_B) |  | 0 | 0 | 0 | 0 | 0 | 0 | 0 | 0 | 0 | 0 | 0 | 0 | 0 | 0 | 0 | 0 | 0 | 0 | 0 | 0 | 0 | 0 | 0 | 0 | 0 | 0 | 0 | 0
Counterfactual | Gen_BB007 | MW | NGED East Midlands | Enderby |  | 0 | 0 | 0 | 0 | 0 | 0 | 0 | 0 | 0 | 0 | 0 | 0 | 0 | 0 | 0 | 0 | 0 | 0 | 0 | 0 | 0 | 0 | 0 | 0 | 0 | 0 | 0 | 0
Counterfactual | Gen_BB007 | MW | NGED East Midlands | Grendon |  | 0 | 0 | 0 | 0 | 0 | 0 | 0 | 0 | 0 | 0 | 0 | 0 | 0 | 0 | 0 | 0 | 0 | 0 | 0 | 0 | 0 | 0 | 0 | 0 | 0 | 0 | 0 | 0
Counterfactual | Gen_BB007 | MW | NGED East Midlands | Ratcliffe |  | 0 | 0 | 0 | 0 | 0 | 0 | 0 | 0 | 0 | 0 | 0 | 0 | 0 | 0 | 0 | 0 | 0 | 0 | 0 | 0 | 0 | 0 | 0 | 0 | 0 | 0 | 0 | 0
Counterfactual | Gen_BB007 | MW | NGED East Midlands | Staythorpe |  | 0 | 0 | 0 | 0 | 0 | 0 | 0 | 0 | 0 | 0 | 0 | 0 | 0 | 0 | 0 | 0 | 0 | 0 | 0 | 0 | 0 | 0 | 0 | 0 | 0 | 0 | 0 | 0
Counterfactual | Gen_BB007 | MW | NGED East Midlands | Stoke Bardolph |  | 0 | 0 | 0 | 0 | 0 | 0 | 0 | 0 | 0 | 0 | 0 | 0 | 0 | 0 | 0 | 0 | 0 | 0 | 0 | 0 | 0 | 0 | 0 | 0 | 0 | 0 | 0 | 0
Counterfactual | Gen_BB007 | MW | NGED East Midlands | Walpole (_B) |  | 0 | 0 | 0 | 0 | 0 | 0 | 0 | 0 | 0 | 0 | 0 | 0 | 0 | 0 | 0 | 0 | 0 | 0 | 0 | 0 | 0 | 0 | 0 | 0 | 0 | 0 | 0 | 0
Counterfactual | Gen_BB007 | MW | NGED East Midlands | West Burton |  | 0 | 0 | 0 | 0 | 0 | 0 | 0 | 0 | 0 | 0 | 0 | 0 | 0 | 0 | 0 | 0 | 0 | 0 | 0 | 0 | 0 | 0 | 0 | 0 | 0 | 0 | 0 | 0
Counterfactual | Gen_BB007 | MW | NGED East Midlands | Willington |  | 0 | 0 | 0 | 0 | 0 | 0 | 0 | 0 | 0 | 0 | 0 | 0 | 0 | 0 | 0 | 0 | 0 | 0 | 0 | 0 | 0 | 0 | 0 | 0 | 0 | 0 | 0 | 0
Counterfactual | Gen_BB007 | MW | NGED South Wales | Aberthaw |  | 0 | 0 | 0 | 0 | 0 | 0 | 0 | 0 | 0 | 0 | 0 | 0 | 0 | 0 | 0 | 0 | 0 | 0 | 0 | 0 | 0 | 0 | 0 | 0 | 0 | 0 | 0 | 0
Counterfactual | Gen_BB007 | MW | NGED South Wales | Alpha Steel (Uskmouth) |  | 0 | 0 | 0 | 0 | 0 | 0 | 0 | 0 | 0 | 0 | 0 | 0 | 0 | 0 | 0 | 0 | 0 | 0 | 0 | 0 | 0 | 0 | 0 | 0 | 0 | 0 | 0 | 0
Counterfactual | Gen_BB007 | MW | NGED South Wales | Cardiff East |  | 0 | 0 | 0 | 0 | 0 | 0 | 0 | 0 | 0 | 0 | 0 | 0 | 0 | 0 | 0 | 0 | 0 | 0 | 0 | 0 | 0 | 0 | 0 | 0 | 0 | 0 | 0 | 0
Counterfactual | Gen_BB007 | MW | NGED South Wales | Grange |  | 0 | 0 | 0 | 0 | 0 | 0 | 0 | 0 | 0 | 0 | 0 | 0 | 0 | 0 | 0 | 0 | 0 | 0 | 0 | 0 | 0 | 0 | 0 | 0 | 0 | 0 | 0 | 0
Counterfactual | Gen_BB007 | MW | NGED South Wales | Imperial Park |  | 0 | 0 | 0 | 0 | 0 | 0 | 0 | 0 | 0 | 0 | 0 | 0 | 0 | 0 | 0 | 0 | 0 | 0 | 0 | 0 | 0 | 0 | 0 | 0 | 0 | 0 | 0 | 0
Counterfactual | Gen_BB007 | MW | NGED South Wales | Pembroke |  | 0 | 0 | 0 | 0 | 0 | 0 | 0 | 0 | 0 | 0 | 0 | 0 | 0 | 0 | 0 | 0 | 0 | 0 | 0 | 0 | 0 | 0 | 0 | 0 | 0 | 0 | 0 | 0
Counterfactual | Gen_BB007 | MW | NGED South Wales | Pyle |  | 0 | 0 | 0 | 0 | 0 | 0 | 0 | 0 | 0 | 0 | 0 | 0 | 0 | 0 | 0 | 0 | 0 | 0 | 0 | 0 | 0 | 0 | 0 | 0 | 0 | 0 | 0 | 0
Counterfactual | Gen_BB007 | MW | NGED South Wales | Rassau |  | 0 | 0 | 0 | 0 | 0 | 0 | 0 | 0 | 0 | 0 | 0 | 0 | 0 | 0 | 0 | 0 | 0 | 0 | 0 | 0 | 0 | 0 | 0 | 0 | 0 | 0 | 0 | 0
Counterfactual | Gen_BB007 | MW | NGED South Wales | Swansea North |  | 0 | 0 | 0 | 0 | 0 | 0 | 0 | 0 | 0 | 0 | 0 | 0 | 0 | 0 | 0 | 0 | 0 | 0 | 0 | 0 | 0 | 0 | 0 | 0 | 0 | 0 | 0 | 0
Counterfactual | Gen_BB007 | MW | NGED South Wales | Upper Boat 132kV |  | 0 | 0 | 0 | 0 | 0 | 0 | 0 | 0 | 0 | 0 | 0 | 0 | 0 | 0 | 0 | 0 | 0 | 0 | 0 | 0 | 0 | 0 | 0 | 0 | 0 | 0 | 0 | 0
Counterfactual | Gen_BB007 | MW | NGED South Wales | Upper Boat 33kV |  | 0 | 0 | 0 | 0 | 0 | 0 | 0 | 0 | 0 | 0 | 0 | 0 | 0 | 0 | 0 | 0 | 0 | 0 | 0 | 0 | 0 | 0 | 0 | 0 | 0 | 0 | 0 | 0
Counterfactual | Gen_BB007 | MW | NGED South Wales | Uskmouth |  | 0 | 0 | 0 | 0 | 0 | 0 | 0 | 0 | 0 | 0 | 0 | 0 | 0 | 0 | 0 | 0 | 0 | 0 | 0 | 0 | 0 | 0 | 0 | 0 | 0 | 0 | 0 | 0
Counterfactual | Gen_BB007 | MW | NGED South West | Abham |  | 0 | 0 | 0 | 0 | 0 | 0 | 0 | 0 | 0 | 0 | 0 | 0 | 0 | 0 | 0 | 0 | 0 | 0 | 0 | 0 | 0 | 0 | 0 | 0 | 0 | 0 | 0 | 0
Counterfactual | Gen_BB007 | MW | NGED South West | Alverdiscott |  | 0 | 0 | 0 | 0 | 0 | 0 | 0 | 0 | 0 | 0 | 0 | 0 | 0 | 0 | 0 | 0 | 0 | 0 | 0 | 0 | 0 | 0 | 0 | 0 | 0 | 0 | 0 | 0
Counterfactual | Gen_BB007 | MW | NGED South West | Axminster |  | 0 | 0 | 0 | 0 | 0 | 0 | 0 | 0 | 0 | 0 | 0 | 0 | 0 | 0 | 0 | 0 | 0 | 0 | 0 | 0 | 0 | 0 | 0 | 0 | 0 | 0 | 0 | 0
Counterfactual | Gen_BB007 | MW | NGED South West | Bridgewater |  | 0 | 0 | 0 | 0 | 0 | 0 | 0 | 0 | 0 | 0 | 0 | 0 | 0 | 0 | 0 | 0 | 0 | 0 | 0 | 0 | 0 | 0 | 0 | 0 | 0 | 0 | 0 | 0
Counterfactual | Gen_BB007 | MW | NGED South West | Exeter |  | 0 | 0 | 0 | 0 | 0 | 0 | 0 | 0 | 0 | 0 | 0 | 0 | 0 | 0 | 0 | 0 | 0 | 0 | 0 | 0 | 0 | 0 | 0 | 0 | 0 | 0 | 0 | 0
Counterfactual | Gen_BB007 | MW | NGED South West | Indian Queens |  | 0 | 0 | 0 | 0 | 0 | 0 | 0 | 0 | 0 | 0 | 0 | 0 | 0 | 0 | 0 | 0 | 0 | 0 | 0 | 0 | 0 | 0 | 0 | 0 | 0 | 0 | 0 | 0
Counterfactual | Gen_BB007 | MW | NGED South West | Landulph |  | 0 | 0 | 0 | 0 | 0 | 0 | 0 | 0 | 0 | 0 | 0 | 0 | 0 | 0 | 0 | 0 | 0 | 0 | 0 | 0 | 0 | 0 | 0 | 0 | 0 | 0 | 0 | 0
Counterfactual | Gen_BB007 | MW | NGED South West | Sandford |  | 0 | 0 | 0 | 0 | 0 | 0 | 0 | 0 | 0 | 0 | 0 | 0 | 0 | 0 | 0 | 0 | 0 | 0 | 0 | 0 | 0 | 0 | 0 | 0 | 0 | 0 | 0 | 0
Counterfactual | Gen_BB007 | MW | NGED South West | Seabank |  | 0 | 0 | 0 | 0 | 0 | 0 | 0 | 0 | 0 | 0 | 0 | 0 | 0 | 0 | 0 | 0 | 0 | 0 | 0 | 0 | 0 | 0 | 0 | 0 | 0 | 0 | 0 | 0
Counterfactual | Gen_BB007 | MW | NGED South West | Taunton |  | 0 | 0 | 0 | 0 | 0 | 0 | 0 | 0 | 0 | 0 | 0 | 0 | 0 | 0 | 0 | 0 | 0 | 0 | 0 | 0 | 0 | 0 | 0 | 0 | 0 | 0 | 0 | 0
Counterfactual | Gen_BB007 | MW | NGED West Midlands | Bishops Wood |  | 0 | 0 | 0 | 0 | 0 | 0 | 0 | 0 | 0 | 0 | 0 | 0 | 0 | 0 | 0 | 0 | 0 | 0 | 0 | 0 | 0 | 0 | 0 | 0 | 0 | 0 | 0 | 0
Counterfactual | Gen_BB007 | MW | NGED West Midlands | Bushbury |  | 0 | 0 | 0 | 0 | 0 | 0 | 0 | 0 | 0 | 0 | 0 | 0 | 0 | 0 | 0 | 0 | 0 | 0 | 0 | 0 | 0 | 0 | 0 | 0 | 0 | 0 | 0 | 0
Counterfactual | Gen_BB007 | MW | NGED West Midlands | Bustleholme |  | 0 | 0 | 0 | 0 | 0 | 0 | 0 | 0 | 0 | 0 | 0 | 0 | 0 | 0 | 0 | 0 | 0 | 0 | 0 | 0 | 0 | 0 | 0 | 0 | 0 | 0 | 0 | 0
Counterfactual | Gen_BB007 | MW | NGED West Midlands | Cellarhead |  | 0 | 0 | 0 | 0 | 0 | 0 | 0 | 0 | 0 | 0 | 0 | 0 | 0 | 0 | 0 | 0 | 0 | 0 | 0 | 0 | 0 | 0 | 0 | 0 | 0 | 0 | 0 | 0
Counterfactual | Gen_BB007 | MW | NGED West Midlands | Feckenham |  | 0 | 0 | 0 | 0 | 0 | 0 | 0 | 0 | 0 | 0 | 0 | 0 | 0 | 0 | 0 | 0 | 0 | 0 | 0 | 0 | 0 | 0 | 0 | 0 | 0 | 0 | 0 | 0
Counterfactual | Gen_BB007 | MW | NGED West Midlands | Hams Hall |  | 0 | 0 | 0 | 0 | 0 | 0 | 0 | 0 | 0 | 0 | 0 | 0 | 0 | 0 | 0 | 0 | 0 | 0 | 0 | 0 | 0 | 0 | 0 | 0 | 0 | 0 | 0 | 0
Counterfactual | Gen_BB007 | MW | NGED West Midlands | Iron Acton |  | 0 | 0 | 0 | 0 | 0 | 0 | 0 | 0 | 0 | 0 | 0 | 0 | 0 | 0 | 0 | 0 | 0 | 0 | 0 | 0 | 0 | 0 | 0 | 0 | 0 | 0 | 0 | 0
Counterfactual | Gen_BB007 | MW | NGED West Midlands | Ironbridge |  | 0 | 0 | 0 | 0 | 0 | 0 | 0 | 0 | 0 | 0 | 0 | 0 | 0 | 0 | 0 | 0 | 0 | 0 | 0 | 0 | 0 | 0 | 0 | 0 | 0 | 0 | 0 | 0
Counterfactual | Gen_BB007 | MW | NGED West Midlands | Kitwell |  | 0 | 0 | 0 | 0 | 0 | 0 | 0 | 0 | 0 | 0 | 0 | 0 | 0 | 0 | 0 | 0 | 0 | 0 | 0 | 0 | 0 | 0 | 0 | 0 | 0 | 0 | 0 | 0
Counterfactual | Gen_BB007 | MW | NGED West Midlands | Nechells |  | 0 | 0 | 0 | 0 | 0 | 0 | 0 | 0 | 0 | 0 | 0 | 0 | 0 | 0 | 0 | 0 | 0 | 0 | 0 | 0 | 0 | 0 | 0 | 0 | 0 | 0 | 0 | 0
Counterfactual | Gen_BB007 | MW | NGED West Midlands | Ocker Hill |  | 0 | 0 | 0 | 0 | 0 | 0 | 0 | 0 | 0 | 0 | 0 | 0 | 0 | 0 | 0 | 0 | 0 | 0 | 0 | 0 | 0 | 0 | 0 | 0 | 0 | 0 | 0 | 0
Counterfactual | Gen_BB007 | MW | NGED West Midlands | Oldbury |  | 0 | 0 | 0 | 0 | 0 | 0 | 0 | 0 | 0 | 0 | 0 | 0 | 0 | 0 | 0 | 0 | 0 | 0 | 0 | 0 | 0 | 0 | 0 | 0 | 0 | 0 | 0 | 0
Counterfactual | Gen_BB007 | MW | NGED West Midlands | Penn |  | 0 | 0 | 0 | 0 | 0 | 0 | 0 | 0 | 0 | 0 | 0 | 0 | 0 | 0 | 0 | 0 | 0 | 0 | 0 | 0 | 0 | 0 | 0 | 0 | 0 | 0 | 0 | 0
Counterfactual | Gen_BB007 | MW | NGED West Midlands | Port Ham |  | 0 | 0 | 0 | 0 | 0 | 0 | 0 | 0 | 0 | 0 | 0 | 0 | 0 | 0 | 0 | 0 | 0 | 0 | 0 | 0 | 0 | 0 | 0 | 0 | 0 | 0 | 0 | 0
Counterfactual | Gen_BB007 | MW | NGED West Midlands | Rugeley |  | 0 | 0 | 0 | 0 | 0 | 0 | 0 | 0 | 0 | 0 | 0 | 0 | 0 | 0 | 0 | 0 | 0 | 0 | 0 | 0 | 0 | 0 | 0 | 0 | 0 | 0 | 0 | 0
Counterfactual | Gen_BB007 | MW | NGED West Midlands | Shrewsbury |  | 0 | 0 | 0 | 0 | 0 | 0 | 0 | 0 | 0 | 0 | 0 | 0 | 0 | 0 | 0 | 0 | 0 | 0 | 0 | 0 | 0 | 0 | 0 | 0 | 0 | 0 | 0 | 0
Counterfactual | Gen_BB007 | MW | NGED West Midlands | Walham |  | 0 | 0 | 0 | 0 | 0 | 0 | 0 | 0 | 0 | 0 | 0 | 0 | 0 | 0 | 0 | 0 | 0 | 0 | 0 | 0 | 0 | 0 | 0 | 0 | 0 | 0 | 0 | 0
Counterfactual | Gen_BB007 | MW | NGED West Midlands | Willenhall |  | 0 | 0 | 0 | 0 | 0 | 0 | 0 | 0 | 0 | 0 | 0 | 0 | 0 | 0 | 0 | 0 | 0 | 0 | 0 | 0 | 0 | 0 | 0 | 0 | 0 | 0 | 0 | 0
Counterfactual | Gen_BB007 | MW | NGET | Direct(NGET) |  | 0 | 0 | 0 | 0 | 0 | 0 | 0 | 0 | 0 | 0 | 0 | 0 | 0 | 0 | 0 | 0 | 0 | 0 | 0 | 0 | 0 | 0 | 0 | 0 | 0 | 0 | 0 | 0
Counterfactual | Gen_BB007 | MW | NPg Northeast | Blyth 132kV |  | 0 | 0 | 0 | 0 | 0 | 0 | 0 | 0 | 0 | 0 | 0 | 0 | 0 | 0 | 0 | 0 | 0 | 0 | 0 | 0 | 0 | 0 | 0 | 0 | 0 | 0 | 0 | 0
Counterfactual | Gen_BB007 | MW | NPg Northeast | Blyth 66kV |  | 0 | 0 | 0 | 0 | 0 | 0 | 0 | 0 | 0 | 0 | 0 | 0 | 0 | 0 | 0 | 0 | 0 | 0 | 0 | 0 | 0 | 0 | 0 | 0 | 0 | 0 | 0 | 0
Counterfactual | Gen_BB007 | MW | NPg Northeast | Fourstones |  | 0 | 0 | 0 | 0 | 0 | 0 | 0 | 0 | 0 | 0 | 0 | 0 | 0 | 0 | 0 | 0 | 0 | 0 | 0 | 0 | 0 | 0 | 0 | 0 | 0 | 0 | 0 | 0
Counterfactual | Gen_BB007 | MW | NPg Northeast | Hart Moor |  | 0 | 0 | 0 | 0 | 0 | 0 | 0 | 0 | 0 | 0 | 0 | 0 | 0 | 0 | 0 | 0 | 0 | 0 | 0 | 0 | 0 | 0 | 0 | 0 | 0 | 0 | 0 | 0
Counterfactual | Gen_BB007 | MW | NPg Northeast | Hawthorn Pit |  | 0 | 0 | 0 | 0 | 0 | 0 | 0 | 0 | 0 | 0 | 0 | 0 | 0 | 0 | 0 | 0 | 0 | 0 | 0 | 0 | 0 | 0 | 0 | 0 | 0 | 0 | 0 | 0
Counterfactual | Gen_BB007 | MW | NPg Northeast | Knaresborough |  | 0 | 0 | 0 | 0 | 0 | 0 | 0 | 0 | 0 | 0 | 0 | 0 | 0 | 0 | 0 | 0 | 0 | 0 | 0 | 0 | 0 | 0 | 0 | 0 | 0 | 0 | 0 | 0
Counterfactual | Gen_BB007 | MW | NPg Northeast | Lackenby |  | 0 | 0 | 0 | 0 | 0 | 0 | 0 | 0 | 0 | 0 | 0 | 0 | 0 | 0 | 0 | 0 | 0 | 0 | 0 | 0 | 0 | 0 | 0 | 0 | 0 | 0 | 0 | 0
Counterfactual | Gen_BB007 | MW | NPg Northeast | Norton |  | 0 | 0 | 0 | 0 | 0 | 0 | 0 | 0 | 0 | 0 | 0 | 0 | 0 | 0 | 0 | 0 | 0 | 0 | 0 | 0 | 0 | 0 | 0 | 0 | 0 | 0 | 0 | 0
Counterfactual | Gen_BB007 | MW | NPg Northeast | Offerton |  | 0 | 0 | 0 | 0 | 0 | 0 | 0 | 0 | 0 | 0 | 0 | 0 | 0 | 0 | 0 | 0 | 0 | 0 | 0 | 0 | 0 | 0 | 0 | 0 | 0 | 0 | 0 | 0
Counterfactual | Gen_BB007 | MW | NPg Northeast | Osbaldwick |  | 0 | 0 | 0 | 0 | 0 | 0 | 0 | 0 | 0 | 0 | 0 | 0 | 0 | 0 | 0 | 0 | 0 | 0 | 0 | 0 | 0 | 0 | 0 | 0 | 0 | 0 | 0 | 0
Counterfactual | Gen_BB007 | MW | NPg Northeast | Poppleton |  | 0 | 0 | 0 | 0 | 0 | 0 | 0 | 0 | 0 | 0 | 0 | 0 | 0 | 0 | 0 | 0 | 0 | 0 | 0 | 0 | 0 | 0 | 0 | 0 | 0 | 0 | 0 | 0
Counterfactual | Gen_BB007 | MW | NPg Northeast | Saltholme |  | 0 | 0 | 0 | 0 | 0 | 0 | 0 | 0 | 0 | 0 | 0 | 0 | 0 | 0 | 0 | 0 | 0 | 0 | 0 | 0 | 0 | 0 | 0 | 0 | 0 | 0 | 0 | 0
Counterfactual | Gen_BB007 | MW | NPg Northeast | South Shields |  | 0 | 0 | 0 | 0 | 0 | 0 | 0 | 0 | 0 | 0 | 0 | 0 | 0 | 0 | 0 | 0 | 0 | 0 | 0 | 0 | 0 | 0 | 0 | 0 | 0 | 0 | 0 | 0
Counterfactual | Gen_BB007 | MW | NPg Northeast | Spennymoor |  | 0 | 0 | 0 | 0 | 0 | 0 | 0 | 0 | 0 | 0 | 0 | 0 | 0 | 0 | 0 | 0 | 0 | 0 | 0 | 0 | 0 | 0 | 0 | 0 | 0 | 0 | 0 | 0
Counterfactual | Gen_BB007 | MW | NPg Northeast | Stella North |  | 0 | 0 | 0 | 0 | 0 | 0 | 0 | 0 | 0 | 0 | 0 | 0 | 0 | 0 | 0 | 0 | 0 | 0 | 0 | 0 | 0 | 0 | 0 | 0 | 0 | 0 | 0 | 0
Counterfactual | Gen_BB007 | MW | NPg Northeast | Stella South |  | 0 | 0 | 0 | 0 | 0 | 0 | 0 | 0 | 0 | 0 | 0 | 0 | 0 | 0 | 0 | 0 | 0 | 0 | 0 | 0 | 0 | 0 | 0 | 0 | 0 | 0 | 0 | 0
Counterfactual | Gen_BB007 | MW | NPg Northeast | Tynemouth 1 |  | 0 | 0 | 0 | 0 | 0 | 0 | 0 | 0 | 0 | 0 | 0 | 0 | 0 | 0 | 0 | 0 | 0 | 0 | 0 | 0 | 0 | 0 | 0 | 0 | 0 | 0 | 0 | 0
Counterfactual | Gen_BB007 | MW | NPg Northeast | West Boldon |  | 0 | 0 | 0 | 0 | 0 | 0 | 0 | 0 | 0 | 0 | 0 | 0 | 0 | 0 | 0 | 0 | 0 | 0 | 0 | 0 | 0 | 0 | 0 | 0 | 0 | 0 | 0 | 0
Counterfactual | Gen_BB007 | MW | NPg Yorkshire | Bradford West |  | 0 | 0 | 0 | 0 | 0 | 0 | 0 | 0 | 0 | 0 | 0 | 0 | 0 | 0 | 0 | 0 | 0 | 0 | 0 | 0 | 0 | 0 | 0 | 0 | 0 | 0 | 0 | 0
Counterfactual | Gen_BB007 | MW | NPg Yorkshire | Camblesforth |  | 0 | 0 | 0 | 0 | 0 | 0 | 0 | 0 | 0 | 0 | 0 | 0 | 0 | 0 | 0 | 0 | 0 | 0 | 0 | 0 | 0 | 0 | 0 | 0 | 0 | 0 | 0 | 0
Counterfactual | Gen_BB007 | MW | NPg Yorkshire | Creyke Beck |  | 0 | 0 | 0 | 0 | 0 | 0 | 0 | 0 | 0 | 0 | 0 | 0 | 0 | 0 | 0 | 0 | 0 | 0 | 0 | 0 | 0 | 0 | 0 | 0 | 0 | 0 | 0 | 0
Counterfactual | Gen_BB007 | MW | NPg Yorkshire | Drax |  | 0 | 0 | 0 | 0 | 0 | 0 | 0 | 0 | 0 | 0 | 0 | 0 | 0 | 0 | 0 | 0 | 0 | 0 | 0 | 0 | 0 | 0 | 0 | 0 | 0 | 0 | 0 | 0
Counterfactual | Gen_BB007 | MW | NPg Yorkshire | Elland |  | 0 | 0 | 0 | 0 | 0 | 0 | 0 | 0 | 0 | 0 | 0 | 0 | 0 | 0 | 0 | 0 | 0 | 0 | 0 | 0 | 0 | 0 | 0 | 0 | 0 | 0 | 0 | 0
Counterfactual | Gen_BB007 | MW | NPg Yorkshire | Ferrybridge A |  | 0 | 0 | 0 | 0 | 0 | 0 | 0 | 0 | 0 | 0 | 0 | 0 | 0 | 0 | 0 | 0 | 0 | 0 | 0 | 0 | 0 | 0 | 0 | 0 | 0 | 0 | 0 | 0
Counterfactual | Gen_BB007 | MW | NPg Yorkshire | Ferrybridge B (_M) |  | 0 | 0 | 0 | 0 | 0 | 0 | 0 | 0 | 0 | 0 | 0 | 0 | 0 | 0 | 0 | 0 | 0 | 0 | 0 | 0 | 0 | 0 | 0 | 0 | 0 | 0 | 0 | 0
Counterfactual | Gen_BB007 | MW | NPg Yorkshire | Grimsby West |  | 0 | 0 | 0 | 0 | 0 | 0 | 0 | 0 | 0 | 0 | 0 | 0 | 0 | 0 | 0 | 0 | 0 | 0 | 0 | 0 | 0 | 0 | 0 | 0 | 0 | 0 | 0 | 0
Counterfactual | Gen_BB007 | MW | NPg Yorkshire | Jordanthorpe |  | 0 | 0 | 0 | 0 | 0 | 0 | 0 | 0 | 0 | 0 | 0 | 0 | 0 | 0 | 0 | 0 | 0 | 0 | 0 | 0 | 0 | 0 | 0 | 0 | 0 | 0 | 0 | 0
Counterfactual | Gen_BB007 | MW | NPg Yorkshire | Keadby |  | 0 | 0 | 0 | 0 | 0 | 0 | 0 | 0 | 0 | 0 | 0 | 0 | 0 | 0 | 0 | 0 | 0 | 0 | 0 | 0 | 0 | 0 | 0 | 0 | 0 | 0 | 0 | 0
Counterfactual | Gen_BB007 | MW | NPg Yorkshire | Kirkstall B |  | 0 | 0 | 0 | 0 | 0 | 0 | 0 | 0 | 0 | 0 | 0 | 0 | 0 | 0 | 0 | 0 | 0 | 0 | 0 | 0 | 0 | 0 | 0 | 0 | 0 | 0 | 0 | 0
Counterfactual | Gen_BB007 | MW | NPg Yorkshire | Neepsend |  | 0 | 0 | 0 | 0 | 0 | 0 | 0 | 0 | 0 | 0 | 0 | 0 | 0 | 0 | 0 | 0 | 0 | 0 | 0 | 0 | 0 | 0 | 0 | 0 | 0 | 0 | 0 | 0
Counterfactual | Gen_BB007 | MW | NPg Yorkshire | Norton Lees |  | 0 | 0 | 0 | 0 | 0 | 0 | 0 | 0 | 0 | 0 | 0 | 0 | 0 | 0 | 0 | 0 | 0 | 0 | 0 | 0 | 0 | 0 | 0 | 0 | 0 | 0 | 0 | 0
Counterfactual | Gen_BB007 | MW | NPg Yorkshire | Pitsmoor |  | 0 | 0 | 0 | 0 | 0 | 0 | 0 | 0 | 0 | 0 | 0 | 0 | 0 | 0 | 0 | 0 | 0 | 0 | 0 | 0 | 0 | 0 | 0 | 0 | 0 | 0 | 0 | 0
Counterfactual | Gen_BB007 | MW | NPg Yorkshire | Saltend North |  | 0 | 0 | 0 | 0 | 0 | 0 | 0 | 0 | 0 | 0 | 0 | 0 | 0 | 0 | 0 | 0 | 0 | 0 | 0 | 0 | 0 | 0 | 0 | 0 | 0 | 0 | 0 | 0
Counterfactual | Gen_BB007 | MW | NPg Yorkshire | Sheffield City |  | 0 | 0 | 0 | 0 | 0 | 0 | 0 | 0 | 0 | 0 | 0 | 0 | 0 | 0 | 0 | 0 | 0 | 0 | 0 | 0 | 0 | 0 | 0 | 0 | 0 | 0 | 0 | 0
Counterfactual | Gen_BB007 | MW | NPg Yorkshire | Skelton Grange |  | 0 | 0 | 0 | 0 | 0 | 0 | 0 | 0 | 0 | 0 | 0 | 0 | 0 | 0 | 0 | 0 | 0 | 0 | 0 | 0 | 0 | 0 | 0 | 0 | 0 | 0 | 0 | 0
Counterfactual | Gen_BB007 | MW | NPg Yorkshire | Templeborough |  | 0 | 0 | 0 | 0 | 0 | 0 | 0 | 0 | 0 | 0 | 0 | 0 | 0 | 0 | 0 | 0 | 0 | 0 | 0 | 0 | 0 | 0 | 0 | 0 | 0 | 0 | 0 | 0
Counterfactual | Gen_BB007 | MW | NPg Yorkshire | Thorpe Marsh |  | 0 | 0 | 0 | 0 | 0 | 0 | 0 | 0 | 0 | 0 | 0 | 0 | 0 | 0 | 0 | 0 | 0 | 0 | 0 | 0 | 0 | 0 | 0 | 0 | 0 | 0 | 0 | 0
Counterfactual | Gen_BB007 | MW | NPg Yorkshire | Thurcroft |  | 0 | 0 | 0 | 0 | 0 | 0 | 0 | 0 | 0 | 0 | 0 | 0 | 0 | 0 | 0 | 0 | 0 | 0 | 0 | 0 | 0 | 0 | 0 | 0 | 0 | 0 | 0 | 0
Counterfactual | Gen_BB007 | MW | NPg Yorkshire | West Melton |  | 0 | 0 | 0 | 0 | 0 | 0 | 0 | 0 | 0 | 0 | 0 | 0 | 0 | 0 | 0 | 0 | 0 | 0 | 0 | 0 | 0 | 0 | 0 | 0 | 0 | 0 | 0 | 0
Counterfactual | Gen_BB007 | MW | NPg Yorkshire | Wincobank |  | 0 | 0 | 0 | 0 | 0 | 0 | 0 | 0 | 0 | 0 | 0 | 0 | 0 | 0 | 0 | 0 | 0 | 0 | 0 | 0 | 0 | 0 | 0 | 0 | 0 | 0 | 0 | 0
Counterfactual | Gen_BB007 | MW | Not Connected | Not Connected |  | 0 | 0 | 0 | 0 | 0 | 0 | 0 | 0 | 0 | 0 | 0 | 0 | 0 | 0 | 0 | 0 | 0 | 0 | 0 | 0 | 0 | 0 | 0 | 0 | 0 | 0 | 0 | 0
Counterfactual | Gen_BB007 | MW | SHETL | Direct(SHETL) |  | 0 | 0 | 0 | 0 | 0 | 0 | 0 | 0 | 0 | 0 | 0 | 0 | 0 | 0 | 0 | 0 | 0 | 0 | 0 | 0 | 0 | 0 | 0 | 0 | 0 | 0 | 0 | 0
Counterfactual | Gen_BB007 | MW | SPEN | Ayr |  | 0 | 0 | 0 | 0 | 0 | 0 | 0 | 0 | 0 | 0 | 0 | 0 | 0 | 0 | 0 | 0 | 0 | 0 | 0 | 0 | 0 | 0 | 0 | 0 | 0 | 0 | 0 | 0
Counterfactual | Gen_BB007 | MW | SPEN | Bainsford |  | 0 | 0 | 0 | 0 | 0 | 0 | 0 | 0 | 0 | 0 | 0 | 0 | 0 | 0 | 0 | 0 | 0 | 0 | 0 | 0 | 0 | 0 | 0 | 0 | 0 | 0 | 0 | 0
Counterfactual | Gen_BB007 | MW | SPEN | Bathgate |  | 0 | 0 | 0 | 0 | 0 | 0 | 0 | 0 | 0 | 0 | 0 | 0 | 0 | 0 | 0 | 0 | 0 | 0 | 0 | 0 | 0 | 0 | 0 | 0 | 0 | 0 | 0 | 0
Counterfactual | Gen_BB007 | MW | SPEN | Berwick |  | 0 | 0 | 0 | 0 | 0 | 0 | 0 | 0 | 0 | 0 | 0 | 0 | 0 | 0 | 0 | 0 | 0 | 0 | 0 | 0 | 0 | 0 | 0 | 0 | 0 | 0 | 0 | 0
Counterfactual | Gen_BB007 | MW | SPEN | Bonnybridge |  | 0 | 0 | 0 | 0 | 0 | 0 | 0 | 0 | 0 | 0 | 0 | 0 | 0 | 0 | 0 | 0 | 0 | 0 | 0 | 0 | 0 | 0 | 0 | 0 | 0 | 0 | 0 | 0
Counterfactual | Gen_BB007 | MW | SPEN | Braehead Park |  | 0 | 0 | 0 | 0 | 0 | 0 | 0 | 0 | 0 | 0 | 0 | 0 | 0 | 0 | 0 | 0 | 0 | 0 | 0 | 0 | 0 | 0 | 0 | 0 | 0 | 0 | 0 | 0
Counterfactual | Gen_BB007 | MW | SPEN | Carntyne |  | 0 | 0 | 0 | 0 | 0 | 0 | 0 | 0 | 0 | 0 | 0 | 0 | 0 | 0 | 0 | 0 | 0 | 0 | 0 | 0 | 0 | 0 | 0 | 0 | 0 | 0 | 0 | 0
Counterfactual | Gen_BB007 | MW | SPEN | Carsfad |  | 0 | 0 | 0 | 0 | 0 | 0 | 0 | 0 | 0 | 0 | 0 | 0 | 0 | 0 | 0 | 0 | 0 | 0 | 0 | 0 | 0 | 0 | 0 | 0 | 0 | 0 | 0 | 0
Counterfactual | Gen_BB007 | MW | SPEN | Chapelcross |  | 0 | 0 | 0 | 0 | 0 | 0 | 0 | 0 | 0 | 0 | 0 | 0 | 0 | 0 | 0 | 0 | 0 | 0 | 0 | 0 | 0 | 0 | 0 | 0 | 0 | 0 | 0 | 0
Counterfactual | Gen_BB007 | MW | SPEN | Charlotte Street |  | 0 | 0 | 0 | 0 | 0 | 0 | 0 | 0 | 0 | 0 | 0 | 0 | 0 | 0 | 0 | 0 | 0 | 0 | 0 | 0 | 0 | 0 | 0 | 0 | 0 | 0 | 0 | 0
Counterfactual | Gen_BB007 | MW | SPEN | Clyde’s Mill |  | 0 | 0 | 0 | 0 | 0 | 0 | 0 | 0 | 0 | 0 | 0 | 0 | 0 | 0 | 0 | 0 | 0 | 0 | 0 | 0 | 0 | 0 | 0 | 0 | 0 | 0 | 0 | 0 | GSP also referred to as Westburn Road
Counterfactual | Gen_BB007 | MW | SPEN | Coatbridge |  | 0 | 0 | 0 | 0 | 0 | 0 | 0 | 0 | 0 | 0 | 0 | 0 | 0 | 0 | 0 | 0 | 0 | 0 | 0 | 0 | 0 | 0 | 0 | 0 | 0 | 0 | 0 | 0
Counterfactual | Gen_BB007 | MW | SPEN | Cockenzie |  | 0 | 0 | 0 | 0 | 0 | 0 | 0 | 0 | 0 | 0 | 0 | 0 | 0 | 0 | 0 | 0 | 0 | 0 | 0 | 0 | 0 | 0 | 0 | 0 | 0 | 0 | 0 | 0
Counterfactual | Gen_BB007 | MW | SPEN | Coylton |  | 0 | 0 | 0 | 0 | 0 | 0 | 0 | 0 | 0 | 0 | 0 | 0 | 0 | 0 | 0 | 0 | 0 | 0 | 0 | 0 | 0 | 0 | 0 | 0 | 0 | 0 | 0 | 0
Counterfactual | Gen_BB007 | MW | SPEN | Crookston A |  | 0 | 0 | 0 | 0 | 0 | 0 | 0 | 0 | 0 | 0 | 0 | 0 | 0 | 0 | 0 | 0 | 0 | 0 | 0 | 0 | 0 | 0 | 0 | 0 | 0 | 0 | 0 | 0
Counterfactual | Gen_BB007 | MW | SPEN | Crookston B |  | 0 | 0 | 0 | 0 | 0 | 0 | 0 | 0 | 0 | 0 | 0 | 0 | 0 | 0 | 0 | 0 | 0 | 0 | 0 | 0 | 0 | 0 | 0 | 0 | 0 | 0 | 0 | 0
Counterfactual | Gen_BB007 | MW | SPEN | Cumbernauld |  | 0 | 0 | 0 | 0 | 0 | 0 | 0 | 0 | 0 | 0 | 0 | 0 | 0 | 0 | 0 | 0 | 0 | 0 | 0 | 0 | 0 | 0 | 0 | 0 | 0 | 0 | 0 | 0
Counterfactual | Gen_BB007 | MW | SPEN | Cupar |  | 0 | 0 | 0 | 0 | 0 | 0 | 0 | 0 | 0 | 0 | 0 | 0 | 0 | 0 | 0 | 0 | 0 | 0 | 0 | 0 | 0 | 0 | 0 | 0 | 0 | 0 | 0 | 0
Counterfactual | Gen_BB007 | MW | SPEN | Currie |  | 0 | 0 | 0 | 0 | 0 | 0 | 0 | 0 | 0 | 0 | 0 | 0 | 0 | 0 | 0 | 0 | 0 | 0 | 0 | 0 | 0 | 0 | 0 | 0 | 0 | 0 | 0 | 0
Counterfactual | Gen_BB007 | MW | SPEN | Dalmarnock |  | 0 | 0 | 0 | 0 | 0 | 0 | 0 | 0 | 0 | 0 | 0 | 0 | 0 | 0 | 0 | 0 | 0 | 0 | 0 | 0 | 0 | 0 | 0 | 0 | 0 | 0 | 0 | 0
Counterfactual | Gen_BB007 | MW | SPEN | Devol Moor |  | 0 | 0 | 0 | 0 | 0 | 0 | 0 | 0 | 0 | 0 | 0 | 0 | 0 | 0 | 0 | 0 | 0 | 0 | 0 | 0 | 0 | 0 | 0 | 0 | 0 | 0 | 0 | 0
Counterfactual | Gen_BB007 | MW | SPEN | Devonside |  | 0 | 0 | 0 | 0 | 0 | 0 | 0 | 0 | 0 | 0 | 0 | 0 | 0 | 0 | 0 | 0 | 0 | 0 | 0 | 0 | 0 | 0 | 0 | 0 | 0 | 0 | 0 | 0
Counterfactual | Gen_BB007 | MW | SPEN | Dewar Place |  | 0 | 0 | 0 | 0 | 0 | 0 | 0 | 0 | 0 | 0 | 0 | 0 | 0 | 0 | 0 | 0 | 0 | 0 | 0 | 0 | 0 | 0 | 0 | 0 | 0 | 0 | 0 | 0
Counterfactual | Gen_BB007 | MW | SPEN | Drumchapel |  | 0 | 0 | 0 | 0 | 0 | 0 | 0 | 0 | 0 | 0 | 0 | 0 | 0 | 0 | 0 | 0 | 0 | 0 | 0 | 0 | 0 | 0 | 0 | 0 | 0 | 0 | 0 | 0
Counterfactual | Gen_BB007 | MW | SPEN | Drumcross |  | 0 | 0 | 0 | 0 | 0 | 0 | 0 | 0 | 0 | 0 | 0 | 0 | 0 | 0 | 0 | 0 | 0 | 0 | 0 | 0 | 0 | 0 | 0 | 0 | 0 | 0 | 0 | 0
Counterfactual | Gen_BB007 | MW | SPEN | Dumfries 11 |  | 0 | 0 | 0 | 0 | 0 | 0 | 0 | 0 | 0 | 0 | 0 | 0 | 0 | 0 | 0 | 0 | 0 | 0 | 0 | 0 | 0 | 0 | 0 | 0 | 0 | 0 | 0 | 0
Counterfactual | Gen_BB007 | MW | SPEN | Dumfries 33 |  | 0 | 0 | 0 | 0 | 0 | 0 | 0 | 0 | 0 | 0 | 0 | 0 | 0 | 0 | 0 | 0 | 0 | 0 | 0 | 0 | 0 | 0 | 0 | 0 | 0 | 0 | 0 | 0
Counterfactual | Gen_BB007 | MW | SPEN | Dumfries ICI |  | 0 | 0 | 0 | 0 | 0 | 0 | 0 | 0 | 0 | 0 | 0 | 0 | 0 | 0 | 0 | 0 | 0 | 0 | 0 | 0 | 0 | 0 | 0 | 0 | 0 | 0 | 0 | 0
Counterfactual | Gen_BB007 | MW | SPEN | Dunbar |  | 0 | 0 | 0 | 0 | 0 | 0 | 0 | 0 | 0 | 0 | 0 | 0 | 0 | 0 | 0 | 0 | 0 | 0 | 0 | 0 | 0 | 0 | 0 | 0 | 0 | 0 | 0 | 0
Counterfactual | Gen_BB007 | MW | SPEN | Dunbar A |  | 0 | 0 | 0 | 0 | 0 | 0 | 0 | 0 | 0 | 0 | 0 | 0 | 0 | 0 | 0 | 0 | 0 | 0 | 0 | 0 | 0 | 0 | 0 | 0 | 0 | 0 | 0 | 0
Counterfactual | Gen_BB007 | MW | SPEN | Dunbar B |  | 0 | 0 | 0 | 0 | 0 | 0 | 0 | 0 | 0 | 0 | 0 | 0 | 0 | 0 | 0 | 0 | 0 | 0 | 0 | 0 | 0 | 0 | 0 | 0 | 0 | 0 | 0 | 0
Counterfactual | Gen_BB007 | MW | SPEN | Dunfermline |  | 0 | 0 | 0 | 0 | 0 | 0 | 0 | 0 | 0 | 0 | 0 | 0 | 0 | 0 | 0 | 0 | 0 | 0 | 0 | 0 | 0 | 0 | 0 | 0 | 0 | 0 | 0 | 0
Counterfactual | Gen_BB007 | MW | SPEN | Earlstoun |  | 0 | 0 | 0 | 0 | 0 | 0 | 0 | 0 | 0 | 0 | 0 | 0 | 0 | 0 | 0 | 0 | 0 | 0 | 0 | 0 | 0 | 0 | 0 | 0 | 0 | 0 | 0 | 0
Counterfactual | Gen_BB007 | MW | SPEN | East Kilbride |  | 0 | 0 | 0 | 0 | 0 | 0 | 0 | 0 | 0 | 0 | 0 | 0 | 0 | 0 | 0 | 0 | 0 | 0 | 0 | 0 | 0 | 0 | 0 | 0 | 0 | 0 | 0 | 0
Counterfactual | Gen_BB007 | MW | SPEN | East Kilbride South |  | 0 | 0 | 0 | 0 | 0 | 0 | 0 | 0 | 0 | 0 | 0 | 0 | 0 | 0 | 0 | 0 | 0 | 0 | 0 | 0 | 0 | 0 | 0 | 0 | 0 | 0 | 0 | 0
Counterfactual | Gen_BB007 | MW | SPEN | Easterhouse |  | 0 | 0 | 0 | 0 | 0 | 0 | 0 | 0 | 0 | 0 | 0 | 0 | 0 | 0 | 0 | 0 | 0 | 0 | 0 | 0 | 0 | 0 | 0 | 0 | 0 | 0 | 0 | 0
Counterfactual | Gen_BB007 | MW | SPEN | Eccles |  | 0 | 0 | 0 | 0 | 0 | 0 | 0 | 0 | 0 | 0 | 0 | 0 | 0 | 0 | 0 | 0 | 0 | 0 | 0 | 0 | 0 | 0 | 0 | 0 | 0 | 0 | 0 | 0
Counterfactual | Gen_BB007 | MW | SPEN | Elderslie |  | 0 | 0 | 0 | 0 | 0 | 0 | 0 | 0 | 0 | 0 | 0 | 0 | 0 | 0 | 0 | 0 | 0 | 0 | 0 | 0 | 0 | 0 | 0 | 0 | 0 | 0 | 0 | 0
Counterfactual | Gen_BB007 | MW | SPEN | Erskine |  | 0 | 0 | 0 | 0 | 0 | 0 | 0 | 0 | 0 | 0 | 0 | 0 | 0 | 0 | 0 | 0 | 0 | 0 | 0 | 0 | 0 | 0 | 0 | 0 | 0 | 0 | 0 | 0
Counterfactual | Gen_BB007 | MW | SPEN | Finnieston |  | 0 | 0 | 0 | 0 | 0 | 0 | 0 | 0 | 0 | 0 | 0 | 0 | 0 | 0 | 0 | 0 | 0 | 0 | 0 | 0 | 0 | 0 | 0 | 0 | 0 | 0 | 0 | 0
Counterfactual | Gen_BB007 | MW | SPEN | Galashiels |  | 0 | 0 | 0 | 0 | 0 | 0 | 0 | 0 | 0 | 0 | 0 | 0 | 0 | 0 | 0 | 0 | 0 | 0 | 0 | 0 | 0 | 0 | 0 | 0 | 0 | 0 | 0 | 0
Counterfactual | Gen_BB007 | MW | SPEN | Giffnock |  | 0 | 0 | 0 | 0 | 0 | 0 | 0 | 0 | 0 | 0 | 0 | 0 | 0 | 0 | 0 | 0 | 0 | 0 | 0 | 0 | 0 | 0 | 0 | 0 | 0 | 0 | 0 | 0
Counterfactual | Gen_BB007 | MW | SPEN | Glenlee |  | 0 | 0 | 0 | 0 | 0 | 0 | 0 | 0 | 0 | 0 | 0 | 0 | 0 | 0 | 0 | 0 | 0 | 0 | 0 | 0 | 0 | 0 | 0 | 0 | 0 | 0 | 0 | 0
Counterfactual | Gen_BB007 | MW | SPEN | Glenluce |  | 0 | 0 | 0 | 0 | 0 | 0 | 0 | 0 | 0 | 0 | 0 | 0 | 0 | 0 | 0 | 0 | 0 | 0 | 0 | 0 | 0 | 0 | 0 | 0 | 0 | 0 | 0 | 0
Counterfactual | Gen_BB007 | MW | SPEN | Glenniston |  | 0 | 0 | 0 | 0 | 0 | 0 | 0 | 0 | 0 | 0 | 0 | 0 | 0 | 0 | 0 | 0 | 0 | 0 | 0 | 0 | 0 | 0 | 0 | 0 | 0 | 0 | 0 | 0
Counterfactual | Gen_BB007 | MW | SPEN | Glenrothes |  | 0 | 0 | 0 | 0 | 0 | 0 | 0 | 0 | 0 | 0 | 0 | 0 | 0 | 0 | 0 | 0 | 0 | 0 | 0 | 0 | 0 | 0 | 0 | 0 | 0 | 0 | 0 | 0
Counterfactual | Gen_BB007 | MW | SPEN | Gorgie |  | 0 | 0 | 0 | 0 | 0 | 0 | 0 | 0 | 0 | 0 | 0 | 0 | 0 | 0 | 0 | 0 | 0 | 0 | 0 | 0 | 0 | 0 | 0 | 0 | 0 | 0 | 0 | 0
Counterfactual | Gen_BB007 | MW | SPEN | Govan |  | 0 | 0 | 0 | 0 | 0 | 0 | 0 | 0 | 0 | 0 | 0 | 0 | 0 | 0 | 0 | 0 | 0 | 0 | 0 | 0 | 0 | 0 | 0 | 0 | 0 | 0 | 0 | 0
Counterfactual | Gen_BB007 | MW | SPEN | Grangemouth A |  | 0 | 0 | 0 | 0 | 0 | 0 | 0 | 0 | 0 | 0 | 0 | 0 | 0 | 0 | 0 | 0 | 0 | 0 | 0 | 0 | 0 | 0 | 0 | 0 | 0 | 0 | 0 | 0
Counterfactual | Gen_BB007 | MW | SPEN | Grangemouth C |  | 0 | 0 | 0 | 0 | 0 | 0 | 0 | 0 | 0 | 0 | 0 | 0 | 0 | 0 | 0 | 0 | 0 | 0 | 0 | 0 | 0 | 0 | 0 | 0 | 0 | 0 | 0 | 0
Counterfactual | Gen_BB007 | MW | SPEN | Haggs Road |  | 0 | 0 | 0 | 0 | 0 | 0 | 0 | 0 | 0 | 0 | 0 | 0 | 0 | 0 | 0 | 0 | 0 | 0 | 0 | 0 | 0 | 0 | 0 | 0 | 0 | 0 | 0 | 0
Counterfactual | Gen_BB007 | MW | SPEN | Hawick |  | 0 | 0 | 0 | 0 | 0 | 0 | 0 | 0 | 0 | 0 | 0 | 0 | 0 | 0 | 0 | 0 | 0 | 0 | 0 | 0 | 0 | 0 | 0 | 0 | 0 | 0 | 0 | 0
Counterfactual | Gen_BB007 | MW | SPEN | Helensburgh |  | 0 | 0 | 0 | 0 | 0 | 0 | 0 | 0 | 0 | 0 | 0 | 0 | 0 | 0 | 0 | 0 | 0 | 0 | 0 | 0 | 0 | 0 | 0 | 0 | 0 | 0 | 0 | 0
Counterfactual | Gen_BB007 | MW | SPEN | Hunterston Farm |  | 0 | 0 | 0 | 0 | 0 | 0 | 0 | 0 | 0 | 0 | 0 | 0 | 0 | 0 | 0 | 0 | 0 | 0 | 0 | 0 | 0 | 0 | 0 | 0 | 0 | 0 | 0 | 0
Counterfactual | Gen_BB007 | MW | SPEN | Inverkeithing |  | 0 | 0 | 0 | 0 | 0 | 0 | 0 | 0 | 0 | 0 | 0 | 0 | 0 | 0 | 0 | 0 | 0 | 0 | 0 | 0 | 0 | 0 | 0 | 0 | 0 | 0 | 0 | 0
Counterfactual | Gen_BB007 | MW | SPEN | Johnstone |  | 0 | 0 | 0 | 0 | 0 | 0 | 0 | 0 | 0 | 0 | 0 | 0 | 0 | 0 | 0 | 0 | 0 | 0 | 0 | 0 | 0 | 0 | 0 | 0 | 0 | 0 | 0 | 0
Counterfactual | Gen_BB007 | MW | SPEN | Kaimes |  | 0 | 0 | 0 | 0 | 0 | 0 | 0 | 0 | 0 | 0 | 0 | 0 | 0 | 0 | 0 | 0 | 0 | 0 | 0 | 0 | 0 | 0 | 0 | 0 | 0 | 0 | 0 | 0
Counterfactual | Gen_BB007 | MW | SPEN | Kellwood Road |  | 0 | 0 | 0 | 0 | 0 | 0 | 0 | 0 | 0 | 0 | 0 | 0 | 0 | 0 | 0 | 0 | 0 | 0 | 0 | 0 | 0 | 0 | 0 | 0 | 0 | 0 | 0 | 0
Counterfactual | Gen_BB007 | MW | SPEN | Kendoon |  | 0 | 0 | 0 | 0 | 0 | 0 | 0 | 0 | 0 | 0 | 0 | 0 | 0 | 0 | 0 | 0 | 0 | 0 | 0 | 0 | 0 | 0 | 0 | 0 | 0 | 0 | 0 | 0
Counterfactual | Gen_BB007 | MW | SPEN | Kilbowie 11 |  | 0 | 0 | 0 | 0 | 0 | 0 | 0 | 0 | 0 | 0 | 0 | 0 | 0 | 0 | 0 | 0 | 0 | 0 | 0 | 0 | 0 | 0 | 0 | 0 | 0 | 0 | 0 | 0
Counterfactual | Gen_BB007 | MW | SPEN | Kilbowie 33 |  | 0 | 0 | 0 | 0 | 0 | 0 | 0 | 0 | 0 | 0 | 0 | 0 | 0 | 0 | 0 | 0 | 0 | 0 | 0 | 0 | 0 | 0 | 0 | 0 | 0 | 0 | 0 | 0
Counterfactual | Gen_BB007 | MW | SPEN | Killermont |  | 0 | 0 | 0 | 0 | 0 | 0 | 0 | 0 | 0 | 0 | 0 | 0 | 0 | 0 | 0 | 0 | 0 | 0 | 0 | 0 | 0 | 0 | 0 | 0 | 0 | 0 | 0 | 0
Counterfactual | Gen_BB007 | MW | SPEN | Kilwinning |  | 0 | 0 | 0 | 0 | 0 | 0 | 0 | 0 | 0 | 0 | 0 | 0 | 0 | 0 | 0 | 0 | 0 | 0 | 0 | 0 | 0 | 0 | 0 | 0 | 0 | 0 | 0 | 0
Counterfactual | Gen_BB007 | MW | SPEN | Lesmahagow |  | 0 | 0 | 0 | 0 | 0 | 0 | 0 | 0 | 0 | 0 | 0 | 0 | 0 | 0 | 0 | 0 | 0 | 0 | 0 | 0 | 0 | 0 | 0 | 0 | 0 | 0 | 0 | 0
Counterfactual | Gen_BB007 | MW | SPEN | Leven |  | 0 | 0 | 0 | 0 | 0 | 0 | 0 | 0 | 0 | 0 | 0 | 0 | 0 | 0 | 0 | 0 | 0 | 0 | 0 | 0 | 0 | 0 | 0 | 0 | 0 | 0 | 0 | 0
Counterfactual | Gen_BB007 | MW | SPEN | Livingston East |  | 0 | 0 | 0 | 0 | 0 | 0 | 0 | 0 | 0 | 0 | 0 | 0 | 0 | 0 | 0 | 0 | 0 | 0 | 0 | 0 | 0 | 0 | 0 | 0 | 0 | 0 | 0 | 0
Counterfactual | Gen_BB007 | MW | SPEN | Long Park |  | 0 | 0 | 0 | 0 | 0 | 0 | 0 | 0 | 0 | 0 | 0 | 0 | 0 | 0 | 0 | 0 | 0 | 0 | 0 | 0 | 0 | 0 | 0 | 0 | 0 | 0 | 0 | 0
Counterfactual | Gen_BB007 | MW | SPEN | Maybole |  | 0 | 0 | 0 | 0 | 0 | 0 | 0 | 0 | 0 | 0 | 0 | 0 | 0 | 0 | 0 | 0 | 0 | 0 | 0 | 0 | 0 | 0 | 0 | 0 | 0 | 0 | 0 | 0
Counterfactual | Gen_BB007 | MW | SPEN | Moffat |  | 0 | 0 | 0 | 0 | 0 | 0 | 0 | 0 | 0 | 0 | 0 | 0 | 0 | 0 | 0 | 0 | 0 | 0 | 0 | 0 | 0 | 0 | 0 | 0 | 0 | 0 | 0 | 0
Counterfactual | Gen_BB007 | MW | SPEN | New Cumnock |  | 0 | 0 | 0 | 0 | 0 | 0 | 0 | 0 | 0 | 0 | 0 | 0 | 0 | 0 | 0 | 0 | 0 | 0 | 0 | 0 | 0 | 0 | 0 | 0 | 0 | 0 | 0 | 0
Counterfactual | Gen_BB007 | MW | SPEN | Newarthill |  | 0 | 0 | 0 | 0 | 0 | 0 | 0 | 0 | 0 | 0 | 0 | 0 | 0 | 0 | 0 | 0 | 0 | 0 | 0 | 0 | 0 | 0 | 0 | 0 | 0 | 0 | 0 | 0
Counterfactual | Gen_BB007 | MW | SPEN | Newton Stewart |  | 0 | 0 | 0 | 0 | 0 | 0 | 0 | 0 | 0 | 0 | 0 | 0 | 0 | 0 | 0 | 0 | 0 | 0 | 0 | 0 | 0 | 0 | 0 | 0 | 0 | 0 | 0 | 0
Counterfactual | Gen_BB007 | MW | SPEN | Paisley |  | 0 | 0 | 0 | 0 | 0 | 0 | 0 | 0 | 0 | 0 | 0 | 0 | 0 | 0 | 0 | 0 | 0 | 0 | 0 | 0 | 0 | 0 | 0 | 0 | 0 | 0 | 0 | 0
Counterfactual | Gen_BB007 | MW | SPEN | Partick |  | 0 | 0 | 0 | 0 | 0 | 0 | 0 | 0 | 0 | 0 | 0 | 0 | 0 | 0 | 0 | 0 | 0 | 0 | 0 | 0 | 0 | 0 | 0 | 0 | 0 | 0 | 0 | 0
Counterfactual | Gen_BB007 | MW | SPEN | Port Dundas |  | 0 | 0 | 0 | 0 | 0 | 0 | 0 | 0 | 0 | 0 | 0 | 0 | 0 | 0 | 0 | 0 | 0 | 0 | 0 | 0 | 0 | 0 | 0 | 0 | 0 | 0 | 0 | 0
Counterfactual | Gen_BB007 | MW | SPEN | Portobello |  | 0 | 0 | 0 | 0 | 0 | 0 | 0 | 0 | 0 | 0 | 0 | 0 | 0 | 0 | 0 | 0 | 0 | 0 | 0 | 0 | 0 | 0 | 0 | 0 | 0 | 0 | 0 | 0
Counterfactual | Gen_BB007 | MW | SPEN | Ravenscraig |  | 0 | 0 | 0 | 0 | 0 | 0 | 0 | 0 | 0 | 0 | 0 | 0 | 0 | 0 | 0 | 0 | 0 | 0 | 0 | 0 | 0 | 0 | 0 | 0 | 0 | 0 | 0 | 0
Counterfactual | Gen_BB007 | MW | SPEN | Redhouse |  | 0 | 0 | 0 | 0 | 0 | 0 | 0 | 0 | 0 | 0 | 0 | 0 | 0 | 0 | 0 | 0 | 0 | 0 | 0 | 0 | 0 | 0 | 0 | 0 | 0 | 0 | 0 | 0
Counterfactual | Gen_BB007 | MW | SPEN | Saltcoats A |  | 0 | 0 | 0 | 0 | 0 | 0 | 0 | 0 | 0 | 0 | 0 | 0 | 0 | 0 | 0 | 0 | 0 | 0 | 0 | 0 | 0 | 0 | 0 | 0 | 0 | 0 | 0 | 0
Counterfactual | Gen_BB007 | MW | SPEN | Saltcoats B |  | 0 | 0 | 0 | 0 | 0 | 0 | 0 | 0 | 0 | 0 | 0 | 0 | 0 | 0 | 0 | 0 | 0 | 0 | 0 | 0 | 0 | 0 | 0 | 0 | 0 | 0 | 0 | 0
Counterfactual | Gen_BB007 | MW | SPEN | Shrubhill |  | 0 | 0 | 0 | 0 | 0 | 0 | 0 | 0 | 0 | 0 | 0 | 0 | 0 | 0 | 0 | 0 | 0 | 0 | 0 | 0 | 0 | 0 | 0 | 0 | 0 | 0 | 0 | 0
Counterfactual | Gen_BB007 | MW | SPEN | Sighthill |  | 0 | 0 | 0 | 0 | 0 | 0 | 0 | 0 | 0 | 0 | 0 | 0 | 0 | 0 | 0 | 0 | 0 | 0 | 0 | 0 | 0 | 0 | 0 | 0 | 0 | 0 | 0 | 0
Counterfactual | Gen_BB007 | MW | SPEN | Spango Valley |  | 0 | 0 | 0 | 0 | 0 | 0 | 0 | 0 | 0 | 0 | 0 | 0 | 0 | 0 | 0 | 0 | 0 | 0 | 0 | 0 | 0 | 0 | 0 | 0 | 0 | 0 | 0 | 0
Counterfactual | Gen_BB007 | MW | SPEN | St Andrews Cross |  | 0 | 0 | 0 | 0 | 0 | 0 | 0 | 0 | 0 | 0 | 0 | 0 | 0 | 0 | 0 | 0 | 0 | 0 | 0 | 0 | 0 | 0 | 0 | 0 | 0 | 0 | 0 | 0
Counterfactual | Gen_BB007 | MW | SPEN | Stirling |  | 0 | 0 | 0 | 0 | 0 | 0 | 0 | 0 | 0 | 0 | 0 | 0 | 0 | 0 | 0 | 0 | 0 | 0 | 0 | 0 | 0 | 0 | 0 | 0 | 0 | 0 | 0 | 0
Counterfactual | Gen_BB007 | MW | SPEN | Strathaven |  | 0 | 0 | 0 | 0 | 0 | 0 | 0 | 0 | 0 | 0 | 0 | 0 | 0 | 0 | 0 | 0 | 0 | 0 | 0 | 0 | 0 | 0 | 0 | 0 | 0 | 0 | 0 | 0
Counterfactual | Gen_BB007 | MW | SPEN | Strathleven |  | 0 | 0 | 0 | 0 | 0 | 0 | 0 | 0 | 0 | 0 | 0 | 0 | 0 | 0 | 0 | 0 | 0 | 0 | 0 | 0 | 0 | 0 | 0 | 0 | 0 | 0 | 0 | 0
Counterfactual | Gen_BB007 | MW | SPEN | Telford Road |  | 0 | 0 | 0 | 0 | 0 | 0 | 0 | 0 | 0 | 0 | 0 | 0 | 0 | 0 | 0 | 0 | 0 | 0 | 0 | 0 | 0 | 0 | 0 | 0 | 0 | 0 | 0 | 0
Counterfactual | Gen_BB007 | MW | SPEN | Tongland |  | 0 | 0 | 0 | 0 | 0 | 0 | 0 | 0 | 0 | 0 | 0 | 0 | 0 | 0 | 0 | 0 | 0 | 0 | 0 | 0 | 0 | 0 | 0 | 0 | 0 | 0 | 0 | 0
Counterfactual | Gen_BB007 | MW | SPEN | Well Street Paisley |  | 0 | 0 | 0 | 0 | 0 | 0 | 0 | 0 | 0 | 0 | 0 | 0 | 0 | 0 | 0 | 0 | 0 | 0 | 0 | 0 | 0 | 0 | 0 | 0 | 0 | 0 | 0 | 0
Counterfactual | Gen_BB007 | MW | SPEN | West George Street |  | 0 | 0 | 0 | 0 | 0 | 0 | 0 | 0 | 0 | 0 | 0 | 0 | 0 | 0 | 0 | 0 | 0 | 0 | 0 | 0 | 0 | 0 | 0 | 0 | 0 | 0 | 0 | 0
Counterfactual | Gen_BB007 | MW | SPEN | Westfield |  | 0 | 0 | 0 | 0 | 0 | 0 | 0 | 0 | 0 | 0 | 0 | 0 | 0 | 0 | 0 | 0 | 0 | 0 | 0 | 0 | 0 | 0 | 0 | 0 | 0 | 0 | 0 | 0
Counterfactual | Gen_BB007 | MW | SPEN | Whitehouse |  | 0 | 0 | 0 | 0 | 0 | 0 | 0 | 0 | 0 | 0 | 0 | 0 | 0 | 0 | 0 | 0 | 0 | 0 | 0 | 0 | 0 | 0 | 0 | 0 | 0 | 0 | 0 | 0
Counterfactual | Gen_BB007 | MW | SPEN | Wishaw |  | 0 | 0 | 0 | 0 | 0 | 0 | 0 | 0 | 0 | 0 | 0 | 0 | 0 | 0 | 0 | 0 | 0 | 0 | 0 | 0 | 0 | 0 | 0 | 0 | 0 | 0 | 0 | 0
Counterfactual | Gen_BB007 | MW | SPEN Manweb | Birkenhead |  | 0 | 0 | 0 | 0 | 0 | 0 | 0 | 0 | 0 | 0 | 0 | 0 | 0 | 0 | 0 | 0 | 0 | 0 | 0 | 0 | 0 | 0 | 0 | 0 | 0 | 0 | 0 | 0
Counterfactual | Gen_BB007 | MW | SPEN Manweb | Capenhurst |  | 0 | 0 | 0 | 0 | 0 | 0 | 0 | 0 | 0 | 0 | 0 | 0 | 0 | 0 | 0 | 0 | 0 | 0 | 0 | 0 | 0 | 0 | 0 | 0 | 0 | 0 | 0 | 0
Counterfactual | Gen_BB007 | MW | SPEN Manweb | Carrington |  | 0 | 0 | 0 | 0 | 0 | 0 | 0 | 0 | 0 | 0 | 0 | 0 | 0 | 0 | 0 | 0 | 0 | 0 | 0 | 0 | 0 | 0 | 0 | 0 | 0 | 0 | 0 | 0
Counterfactual | Gen_BB007 | MW | SPEN Manweb | Connah's Quay |  | 0 | 0 | 0 | 0 | 0 | 0 | 0 | 0 | 0 | 0 | 0 | 0 | 0 | 0 | 0 | 0 | 0 | 0 | 0 | 0 | 0 | 0 | 0 | 0 | 0 | 0 | 0 | 0
Counterfactual | Gen_BB007 | MW | SPEN Manweb | Fiddlers Ferry |  | 0 | 0 | 0 | 0 | 0 | 0 | 0 | 0 | 0 | 0 | 0 | 0 | 0 | 0 | 0 | 0 | 0 | 0 | 0 | 0 | 0 | 0 | 0 | 0 | 0 | 0 | 0 | 0
Counterfactual | Gen_BB007 | MW | SPEN Manweb | Frodsham |  | 0 | 0 | 0 | 0 | 0 | 0 | 0 | 0 | 0 | 0 | 0 | 0 | 0 | 0 | 0 | 0 | 0 | 0 | 0 | 0 | 0 | 0 | 0 | 0 | 0 | 0 | 0 | 0
Counterfactual | Gen_BB007 | MW | SPEN Manweb | Kirkby (_D) |  | 0 | 0 | 0 | 0 | 0 | 0 | 0 | 0 | 0 | 0 | 0 | 0 | 0 | 0 | 0 | 0 | 0 | 0 | 0 | 0 | 0 | 0 | 0 | 0 | 0 | 0 | 0 | 0
Counterfactual | Gen_BB007 | MW | SPEN Manweb | Legacy |  | 0 | 0 | 0 | 0 | 0 | 0 | 0 | 0 | 0 | 0 | 0 | 0 | 0 | 0 | 0 | 0 | 0 | 0 | 0 | 0 | 0 | 0 | 0 | 0 | 0 | 0 | 0 | 0
Counterfactual | Gen_BB007 | MW | SPEN Manweb | Lister Drive |  | 0 | 0 | 0 | 0 | 0 | 0 | 0 | 0 | 0 | 0 | 0 | 0 | 0 | 0 | 0 | 0 | 0 | 0 | 0 | 0 | 0 | 0 | 0 | 0 | 0 | 0 | 0 | 0
Counterfactual | Gen_BB007 | MW | SPEN Manweb | Pentir |  | 0 | 0 | 0 | 0 | 0 | 0 | 0 | 0 | 0 | 0 | 0 | 0 | 0 | 0 | 0 | 0 | 0 | 0 | 0 | 0 | 0 | 0 | 0 | 0 | 0 | 0 | 0 | 0
Counterfactual | Gen_BB007 | MW | SPEN Manweb | Rainhill |  | 0 | 0 | 0 | 0 | 0 | 0 | 0 | 0 | 0 | 0 | 0 | 0 | 0 | 0 | 0 | 0 | 0 | 0 | 0 | 0 | 0 | 0 | 0 | 0 | 0 | 0 | 0 | 0
Counterfactual | Gen_BB007 | MW | SPEN Manweb | St. Asaph |  | 0 | 0 | 0 | 0 | 0 | 0 | 0 | 0 | 0 | 0 | 0 | 0 | 0 | 0 | 0 | 0 | 0 | 0 | 0 | 0 | 0 | 0 | 0 | 0 | 0 | 0 | 0 | 0
Counterfactual | Gen_BB007 | MW | SPEN Manweb | Trawsfynydd |  | 0 | 0 | 0 | 0 | 0 | 0 | 0 | 0 | 0 | 0 | 0 | 0 | 0 | 0 | 0 | 0 | 0 | 0 | 0 | 0 | 0 | 0 | 0 | 0 | 0 | 0 | 0 | 0
Counterfactual | Gen_BB007 | MW | SPEN Manweb | Wylfa |  | 0 | 0 | 0 | 0 | 0 | 0 | 0 | 0 | 0 | 0 | 0 | 0 | 0 | 0 | 0 | 0 | 0 | 0 | 0 | 0 | 0 | 0 | 0 | 0 | 0 | 0 | 0 | 0
Counterfactual | Gen_BB007 | MW | SPTL | Direct(SPTL) |  | 0 | 0 | 0 | 0 | 0 | 0 | 0 | 0 | 0 | 0 | 0 | 0 | 0 | 0 | 0 | 0 | 0 | 0 | 0 | 0 | 0 | 0 | 0 | 0 | 0 | 0 | 0 | 0
Counterfactual | Gen_BB007 | MW | SSEN (SHEPD) | Abernethy |  | 0 | 0 | 0 | 0 | 0 | 0 | 0 | 0 | 0 | 0 | 0 | 0 | 0 | 0 | 0 | 0 | 0 | 0 | 0 | 0 | 0 | 0 | 0 | 0 | 0 | 0 | 0 | 0
Counterfactual | Gen_BB007 | MW | SSEN (SHEPD) | Alness |  | 0 | 0 | 0 | 0 | 0 | 0 | 0 | 0 | 0 | 0 | 0 | 0 | 0 | 0 | 0 | 0 | 0 | 0 | 0 | 0 | 0 | 0 | 0 | 0 | 0 | 0 | 0 | 0
Counterfactual | Gen_BB007 | MW | SSEN (SHEPD) | Arbroath |  | 0 | 0 | 0 | 0 | 0 | 0 | 0 | 0 | 0 | 0 | 0 | 0 | 0 | 0 | 0 | 0 | 0 | 0 | 0 | 0 | 0 | 0 | 0 | 0 | 0 | 0 | 0 | 0
Counterfactual | Gen_BB007 | MW | SSEN (SHEPD) | Ardkinglas |  | 0 | 0 | 0 | 0 | 0 | 0 | 0 | 0 | 0 | 0 | 0 | 0 | 0 | 0 | 0 | 0 | 0 | 0 | 0 | 0 | 0 | 0 | 0 | 0 | 0 | 0 | 0 | 0
Counterfactual | Gen_BB007 | MW | SSEN (SHEPD) | Ardmore |  | 0 | 0 | 0 | 0 | 0 | 0 | 0 | 0 | 0 | 0 | 0 | 0 | 0 | 0 | 0 | 0 | 0 | 0 | 0 | 0 | 0 | 0 | 0 | 0 | 0 | 0 | 0 | 0
Counterfactual | Gen_BB007 | MW | SSEN (SHEPD) | Beauly |  | 0 | 0 | 0 | 0 | 0 | 0 | 0 | 0 | 0 | 0 | 0 | 0 | 0 | 0 | 0 | 0 | 0 | 0 | 0 | 0 | 0 | 0 | 0 | 0 | 0 | 0 | 0 | 0
Counterfactual | Gen_BB007 | MW | SSEN (SHEPD) | Berryburn |  | 0 | 0 | 0 | 0 | 0 | 0 | 0 | 0 | 0 | 0 | 0 | 0 | 0 | 0 | 0 | 0 | 0 | 0 | 0 | 0 | 0 | 0 | 0 | 0 | 0 | 0 | 0 | 0
Counterfactual | Gen_BB007 | MW | SSEN (SHEPD) | Boat of Garten |  | 0 | 0 | 0 | 0 | 0 | 0 | 0 | 0 | 0 | 0 | 0 | 0 | 0 | 0 | 0 | 0 | 0 | 0 | 0 | 0 | 0 | 0 | 0 | 0 | 0 | 0 | 0 | 0
Counterfactual | Gen_BB007 | MW | SSEN (SHEPD) | Braco West |  | 0 | 0 | 0 | 0 | 0 | 0 | 0 | 0 | 0 | 0 | 0 | 0 | 0 | 0 | 0 | 0 | 0 | 0 | 0 | 0 | 0 | 0 | 0 | 0 | 0 | 0 | 0 | 0
Counterfactual | Gen_BB007 | MW | SSEN (SHEPD) | Bridge of Dun |  | 0 | 0 | 0 | 0 | 0 | 0 | 0 | 0 | 0 | 0 | 0 | 0 | 0 | 0 | 0 | 0 | 0 | 0 | 0 | 0 | 0 | 0 | 0 | 0 | 0 | 0 | 0 | 0
Counterfactual | Gen_BB007 | MW | SSEN (SHEPD) | Broadford-Skye |  | 0 | 0 | 0 | 0 | 0 | 0 | 0 | 0 | 0 | 0 | 0 | 0 | 0 | 0 | 0 | 0 | 0 | 0 | 0 | 0 | 0 | 0 | 0 | 0 | 0 | 0 | 0 | 0
Counterfactual | Gen_BB007 | MW | SSEN (SHEPD) | Brora |  | 0 | 0 | 0 | 0 | 0 | 0 | 0 | 0 | 0 | 0 | 0 | 0 | 0 | 0 | 0 | 0 | 0 | 0 | 0 | 0 | 0 | 0 | 0 | 0 | 0 | 0 | 0 | 0
Counterfactual | Gen_BB007 | MW | SSEN (SHEPD) | Burghmuir |  | 0 | 0 | 0 | 0 | 0 | 0 | 0 | 0 | 0 | 0 | 0 | 0 | 0 | 0 | 0 | 0 | 0 | 0 | 0 | 0 | 0 | 0 | 0 | 0 | 0 | 0 | 0 | 0
Counterfactual | Gen_BB007 | MW | SSEN (SHEPD) | Cairnford |  | 0 | 0 | 0 | 0 | 0 | 0 | 0 | 0 | 0 | 0 | 0 | 0 | 0 | 0 | 0 | 0 | 0 | 0 | 0 | 0 | 0 | 0 | 0 | 0 | 0 | 0 | 0 | 0
Counterfactual | Gen_BB007 | MW | SSEN (SHEPD) | Carradale |  | 0 | 0 | 0 | 0 | 0 | 0 | 0 | 0 | 0 | 0 | 0 | 0 | 0 | 0 | 0 | 0 | 0 | 0 | 0 | 0 | 0 | 0 | 0 | 0 | 0 | 0 | 0 | 0
Counterfactual | Gen_BB007 | MW | SSEN (SHEPD) | Cassley |  | 0 | 0 | 0 | 0 | 0 | 0 | 0 | 0 | 0 | 0 | 0 | 0 | 0 | 0 | 0 | 0 | 0 | 0 | 0 | 0 | 0 | 0 | 0 | 0 | 0 | 0 | 0 | 0
Counterfactual | Gen_BB007 | MW | SSEN (SHEPD) | Ceannacroc |  | 0 | 0 | 0 | 0 | 0 | 0 | 0 | 0 | 0 | 0 | 0 | 0 | 0 | 0 | 0 | 0 | 0 | 0 | 0 | 0 | 0 | 0 | 0 | 0 | 0 | 0 | 0 | 0
Counterfactual | Gen_BB007 | MW | SSEN (SHEPD) | Charleston |  | 0 | 0 | 0 | 0 | 0 | 0 | 0 | 0 | 0 | 0 | 0 | 0 | 0 | 0 | 0 | 0 | 0 | 0 | 0 | 0 | 0 | 0 | 0 | 0 | 0 | 0 | 0 | 0
Counterfactual | Gen_BB007 | MW | SSEN (SHEPD) | Clachan |  | 0 | 0 | 0 | 0 | 0 | 0 | 0 | 0 | 0 | 0 | 0 | 0 | 0 | 0 | 0 | 0 | 0 | 0 | 0 | 0 | 0 | 0 | 0 | 0 | 0 | 0 | 0 | 0
Counterfactual | Gen_BB007 | MW | SSEN (SHEPD) | Clayhills |  | 0 | 0 | 0 | 0 | 0 | 0 | 0 | 0 | 0 | 0 | 0 | 0 | 0 | 0 | 0 | 0 | 0 | 0 | 0 | 0 | 0 | 0 | 0 | 0 | 0 | 0 | 0 | 0
Counterfactual | Gen_BB007 | MW | SSEN (SHEPD) | Coupar Angus |  | 0 | 0 | 0 | 0 | 0 | 0 | 0 | 0 | 0 | 0 | 0 | 0 | 0 | 0 | 0 | 0 | 0 | 0 | 0 | 0 | 0 | 0 | 0 | 0 | 0 | 0 | 0 | 0
Counterfactual | Gen_BB007 | MW | SSEN (SHEPD) | Craigiebuckler |  | 0 | 0 | 0 | 0 | 0 | 0 | 0 | 0 | 0 | 0 | 0 | 0 | 0 | 0 | 0 | 0 | 0 | 0 | 0 | 0 | 0 | 0 | 0 | 0 | 0 | 0 | 0 | 0
Counterfactual | Gen_BB007 | MW | SSEN (SHEPD) | Dallas |  | 0 | 0 | 0 | 0 | 0 | 0 | 0 | 0 | 0 | 0 | 0 | 0 | 0 | 0 | 0 | 0 | 0 | 0 | 0 | 0 | 0 | 0 | 0 | 0 | 0 | 0 | 0 | 0
Counterfactual | Gen_BB007 | MW | SSEN (SHEPD) | Dounreay |  | 0 | 0 | 0 | 0 | 0 | 0 | 0 | 0 | 0 | 0 | 0 | 0 | 0 | 0 | 0 | 0 | 0 | 0 | 0 | 0 | 0 | 0 | 0 | 0 | 0 | 0 | 0 | 0
Counterfactual | Gen_BB007 | MW | SSEN (SHEPD) | Dudhope |  | 0 | 0 | 0 | 0 | 0 | 0 | 0 | 0 | 0 | 0 | 0 | 0 | 0 | 0 | 0 | 0 | 0 | 0 | 0 | 0 | 0 | 0 | 0 | 0 | 0 | 0 | 0 | 0
Counterfactual | Gen_BB007 | MW | SSEN (SHEPD) | Dunbeath |  | 0 | 0 | 0 | 0 | 0 | 0 | 0 | 0 | 0 | 0 | 0 | 0 | 0 | 0 | 0 | 0 | 0 | 0 | 0 | 0 | 0 | 0 | 0 | 0 | 0 | 0 | 0 | 0
Counterfactual | Gen_BB007 | MW | SSEN (SHEPD) | Dunoon |  | 0 | 0 | 0 | 0 | 0 | 0 | 0 | 0 | 0 | 0 | 0 | 0 | 0 | 0 | 0 | 0 | 0 | 0 | 0 | 0 | 0 | 0 | 0 | 0 | 0 | 0 | 0 | 0
Counterfactual | Gen_BB007 | MW | SSEN (SHEPD) | Dunvegan |  | 0 | 0 | 0 | 0 | 0 | 0 | 0 | 0 | 0 | 0 | 0 | 0 | 0 | 0 | 0 | 0 | 0 | 0 | 0 | 0 | 0 | 0 | 0 | 0 | 0 | 0 | 0 | 0
Counterfactual | Gen_BB007 | MW | SSEN (SHEPD) | Dyce |  | 0 | 0 | 0 | 0 | 0 | 0 | 0 | 0 | 0 | 0 | 0 | 0 | 0 | 0 | 0 | 0 | 0 | 0 | 0 | 0 | 0 | 0 | 0 | 0 | 0 | 0 | 0 | 0
Counterfactual | Gen_BB007 | MW | SSEN (SHEPD) | Elgin |  | 0 | 0 | 0 | 0 | 0 | 0 | 0 | 0 | 0 | 0 | 0 | 0 | 0 | 0 | 0 | 0 | 0 | 0 | 0 | 0 | 0 | 0 | 0 | 0 | 0 | 0 | 0 | 0
Counterfactual | Gen_BB007 | MW | SSEN (SHEPD) | Fasnakyle |  | 0 | 0 | 0 | 0 | 0 | 0 | 0 | 0 | 0 | 0 | 0 | 0 | 0 | 0 | 0 | 0 | 0 | 0 | 0 | 0 | 0 | 0 | 0 | 0 | 0 | 0 | 0 | 0
Counterfactual | Gen_BB007 | MW | SSEN (SHEPD) | Fetteresso |  | 0 | 0 | 0 | 0 | 0 | 0 | 0 | 0 | 0 | 0 | 0 | 0 | 0 | 0 | 0 | 0 | 0 | 0 | 0 | 0 | 0 | 0 | 0 | 0 | 0 | 0 | 0 | 0
Counterfactual | Gen_BB007 | MW | SSEN (SHEPD) | Fiddes |  | 0 | 0 | 0 | 0 | 0 | 0 | 0 | 0 | 0 | 0 | 0 | 0 | 0 | 0 | 0 | 0 | 0 | 0 | 0 | 0 | 0 | 0 | 0 | 0 | 0 | 0 | 0 | 0
Counterfactual | Gen_BB007 | MW | SSEN (SHEPD) | Finstown |  | 0 | 0 | 0 | 0 | 0 | 0 | 0 | 0 | 0 | 0 | 0 | 0 | 0 | 0 | 0 | 0 | 0 | 0 | 0 | 0 | 0 | 0 | 0 | 0 | 0 | 0 | 0 | 0
Counterfactual | Gen_BB007 | MW | SSEN (SHEPD) | Fort Augustus |  | 0 | 0 | 0 | 0 | 0 | 0 | 0 | 0 | 0 | 0 | 0 | 0 | 0 | 0 | 0 | 0 | 0 | 0 | 0 | 0 | 0 | 0 | 0 | 0 | 0 | 0 | 0 | 0
Counterfactual | Gen_BB007 | MW | SSEN (SHEPD) | Fort William |  | 0 | 0 | 0 | 0 | 0 | 0 | 0 | 0 | 0 | 0 | 0 | 0 | 0 | 0 | 0 | 0 | 0 | 0 | 0 | 0 | 0 | 0 | 0 | 0 | 0 | 0 | 0 | 0
Counterfactual | Gen_BB007 | MW | SSEN (SHEPD) | Fraserburgh |  | 0 | 0 | 0 | 0 | 0 | 0 | 0 | 0 | 0 | 0 | 0 | 0 | 0 | 0 | 0 | 0 | 0 | 0 | 0 | 0 | 0 | 0 | 0 | 0 | 0 | 0 | 0 | 0
Counterfactual | Gen_BB007 | MW | SSEN (SHEPD) | Glenfarclas |  | 0 | 0 | 0 | 0 | 0 | 0 | 0 | 0 | 0 | 0 | 0 | 0 | 0 | 0 | 0 | 0 | 0 | 0 | 0 | 0 | 0 | 0 | 0 | 0 | 0 | 0 | 0 | 0
Counterfactual | Gen_BB007 | MW | SSEN (SHEPD) | Grudie Bridge |  | 0 | 0 | 0 | 0 | 0 | 0 | 0 | 0 | 0 | 0 | 0 | 0 | 0 | 0 | 0 | 0 | 0 | 0 | 0 | 0 | 0 | 0 | 0 | 0 | 0 | 0 | 0 | 0
Counterfactual | Gen_BB007 | MW | SSEN (SHEPD) | Inverness |  | 0 | 0 | 0 | 0 | 0 | 0 | 0 | 0 | 0 | 0 | 0 | 0 | 0 | 0 | 0 | 0 | 0 | 0 | 0 | 0 | 0 | 0 | 0 | 0 | 0 | 0 | 0 | 0
Counterfactual | Gen_BB007 | MW | SSEN (SHEPD) | Keith |  | 0 | 0 | 0 | 0 | 0 | 0 | 0 | 0 | 0 | 0 | 0 | 0 | 0 | 0 | 0 | 0 | 0 | 0 | 0 | 0 | 0 | 0 | 0 | 0 | 0 | 0 | 0 | 0
Counterfactual | Gen_BB007 | MW | SSEN (SHEPD) | Killin |  | 0 | 0 | 0 | 0 | 0 | 0 | 0 | 0 | 0 | 0 | 0 | 0 | 0 | 0 | 0 | 0 | 0 | 0 | 0 | 0 | 0 | 0 | 0 | 0 | 0 | 0 | 0 | 0
Counterfactual | Gen_BB007 | MW | SSEN (SHEPD) | Kinlochleven |  | 0 | 0 | 0 | 0 | 0 | 0 | 0 | 0 | 0 | 0 | 0 | 0 | 0 | 0 | 0 | 0 | 0 | 0 | 0 | 0 | 0 | 0 | 0 | 0 | 0 | 0 | 0 | 0
Counterfactual | Gen_BB007 | MW | SSEN (SHEPD) | Kintore |  | 0 | 0 | 0 | 0 | 0 | 0 | 0 | 0 | 0 | 0 | 0 | 0 | 0 | 0 | 0 | 0 | 0 | 0 | 0 | 0 | 0 | 0 | 0 | 0 | 0 | 0 | 0 | 0
Counterfactual | Gen_BB007 | MW | SSEN (SHEPD) | Lairg |  | 0 | 0 | 0 | 0 | 0 | 0 | 0 | 0 | 0 | 0 | 0 | 0 | 0 | 0 | 0 | 0 | 0 | 0 | 0 | 0 | 0 | 0 | 0 | 0 | 0 | 0 | 0 | 0
Counterfactual | Gen_BB007 | MW | SSEN (SHEPD) | Lunanhead |  | 0 | 0 | 0 | 0 | 0 | 0 | 0 | 0 | 0 | 0 | 0 | 0 | 0 | 0 | 0 | 0 | 0 | 0 | 0 | 0 | 0 | 0 | 0 | 0 | 0 | 0 | 0 | 0
Counterfactual | Gen_BB007 | MW | SSEN (SHEPD) | Lyndhurst |  | 0 | 0 | 0 | 0 | 0 | 0 | 0 | 0 | 0 | 0 | 0 | 0 | 0 | 0 | 0 | 0 | 0 | 0 | 0 | 0 | 0 | 0 | 0 | 0 | 0 | 0 | 0 | 0
Counterfactual | Gen_BB007 | MW | SSEN (SHEPD) | Macduff |  | 0 | 0 | 0 | 0 | 0 | 0 | 0 | 0 | 0 | 0 | 0 | 0 | 0 | 0 | 0 | 0 | 0 | 0 | 0 | 0 | 0 | 0 | 0 | 0 | 0 | 0 | 0 | 0
Counterfactual | Gen_BB007 | MW | SSEN (SHEPD) | Milton of Craigie |  | 0 | 0 | 0 | 0 | 0 | 0 | 0 | 0 | 0 | 0 | 0 | 0 | 0 | 0 | 0 | 0 | 0 | 0 | 0 | 0 | 0 | 0 | 0 | 0 | 0 | 0 | 0 | 0
Counterfactual | Gen_BB007 | MW | SSEN (SHEPD) | Mybster |  | 0 | 0 | 0 | 0 | 0 | 0 | 0 | 0 | 0 | 0 | 0 | 0 | 0 | 0 | 0 | 0 | 0 | 0 | 0 | 0 | 0 | 0 | 0 | 0 | 0 | 0 | 0 | 0
Counterfactual | Gen_BB007 | MW | SSEN (SHEPD) | Nairn |  | 0 | 0 | 0 | 0 | 0 | 0 | 0 | 0 | 0 | 0 | 0 | 0 | 0 | 0 | 0 | 0 | 0 | 0 | 0 | 0 | 0 | 0 | 0 | 0 | 0 | 0 | 0 | 0
Counterfactual | Gen_BB007 | MW | SSEN (SHEPD) | Orrin |  | 0 | 0 | 0 | 0 | 0 | 0 | 0 | 0 | 0 | 0 | 0 | 0 | 0 | 0 | 0 | 0 | 0 | 0 | 0 | 0 | 0 | 0 | 0 | 0 | 0 | 0 | 0 | 0
Counterfactual | Gen_BB007 | MW | SSEN (SHEPD) | Persley |  | 0 | 0 | 0 | 0 | 0 | 0 | 0 | 0 | 0 | 0 | 0 | 0 | 0 | 0 | 0 | 0 | 0 | 0 | 0 | 0 | 0 | 0 | 0 | 0 | 0 | 0 | 0 | 0
Counterfactual | Gen_BB007 | MW | SSEN (SHEPD) | Peterhead Grange |  | 0 | 0 | 0 | 0 | 0 | 0 | 0 | 0 | 0 | 0 | 0 | 0 | 0 | 0 | 0 | 0 | 0 | 0 | 0 | 0 | 0 | 0 | 0 | 0 | 0 | 0 | 0 | 0
Counterfactual | Gen_BB007 | MW | SSEN (SHEPD) | Peterhead Shell |  | 0 | 0 | 0 | 0 | 0 | 0 | 0 | 0 | 0 | 0 | 0 | 0 | 0 | 0 | 0 | 0 | 0 | 0 | 0 | 0 | 0 | 0 | 0 | 0 | 0 | 0 | 0 | 0
Counterfactual | Gen_BB007 | MW | SSEN (SHEPD) | Port Ann |  | 0 | 0 | 0 | 0 | 0 | 0 | 0 | 0 | 0 | 0 | 0 | 0 | 0 | 0 | 0 | 0 | 0 | 0 | 0 | 0 | 0 | 0 | 0 | 0 | 0 | 0 | 0 | 0
Counterfactual | Gen_BB007 | MW | SSEN (SHEPD) | Quoich |  | 0 | 0 | 0 | 0 | 0 | 0 | 0 | 0 | 0 | 0 | 0 | 0 | 0 | 0 | 0 | 0 | 0 | 0 | 0 | 0 | 0 | 0 | 0 | 0 | 0 | 0 | 0 | 0
Counterfactual | Gen_BB007 | MW | SSEN (SHEPD) | Rannoch |  | 0 | 0 | 0 | 0 | 0 | 0 | 0 | 0 | 0 | 0 | 0 | 0 | 0 | 0 | 0 | 0 | 0 | 0 | 0 | 0 | 0 | 0 | 0 | 0 | 0 | 0 | 0 | 0
Counterfactual | Gen_BB007 | MW | SSEN (SHEPD) | Redmoss |  | 0 | 0 | 0 | 0 | 0 | 0 | 0 | 0 | 0 | 0 | 0 | 0 | 0 | 0 | 0 | 0 | 0 | 0 | 0 | 0 | 0 | 0 | 0 | 0 | 0 | 0 | 0 | 0
Counterfactual | Gen_BB007 | MW | SSEN (SHEPD) | Rothienorman |  | 0 | 0 | 0 | 0 | 0 | 0 | 0 | 0 | 0 | 0 | 0 | 0 | 0 | 0 | 0 | 0 | 0 | 0 | 0 | 0 | 0 | 0 | 0 | 0 | 0 | 0 | 0 | 0
Counterfactual | Gen_BB007 | MW | SSEN (SHEPD) | Shetland |  | 0 | 0 | 0 | 0 | 0 | 0 | 0 | 0 | 0 | 0 | 0 | 0 | 0 | 0 | 0 | 0 | 0 | 0 | 0 | 0 | 0 | 0 | 0 | 0 | 0 | 0 | 0 | 0
Counterfactual | Gen_BB007 | MW | SSEN (SHEPD) | Shin |  | 0 | 0 | 0 | 0 | 0 | 0 | 0 | 0 | 0 | 0 | 0 | 0 | 0 | 0 | 0 | 0 | 0 | 0 | 0 | 0 | 0 | 0 | 0 | 0 | 0 | 0 | 0 | 0
Counterfactual | Gen_BB007 | MW | SSEN (SHEPD) | Sloy |  | 0 | 0 | 0 | 0 | 0 | 0 | 0 | 0 | 0 | 0 | 0 | 0 | 0 | 0 | 0 | 0 | 0 | 0 | 0 | 0 | 0 | 0 | 0 | 0 | 0 | 0 | 0 | 0
Counterfactual | Gen_BB007 | MW | SSEN (SHEPD) | St Fergus Gas Terminal |  | 0 | 0 | 0 | 0 | 0 | 0 | 0 | 0 | 0 | 0 | 0 | 0 | 0 | 0 | 0 | 0 | 0 | 0 | 0 | 0 | 0 | 0 | 0 | 0 | 0 | 0 | 0 | 0
Counterfactual | Gen_BB007 | MW | SSEN (SHEPD) | Stornoway |  | 0 | 0 | 0 | 0 | 0 | 0 | 0 | 0 | 0 | 0 | 0 | 0 | 0 | 0 | 0 | 0 | 0 | 0 | 0 | 0 | 0 | 0 | 0 | 0 | 0 | 0 | 0 | 0
Counterfactual | Gen_BB007 | MW | SSEN (SHEPD) | Strichen |  | 0 | 0 | 0 | 0 | 0 | 0 | 0 | 0 | 0 | 0 | 0 | 0 | 0 | 0 | 0 | 0 | 0 | 0 | 0 | 0 | 0 | 0 | 0 | 0 | 0 | 0 | 0 | 0
Counterfactual | Gen_BB007 | MW | SSEN (SHEPD) | Tarland |  | 0 | 0 | 0 | 0 | 0 | 0 | 0 | 0 | 0 | 0 | 0 | 0 | 0 | 0 | 0 | 0 | 0 | 0 | 0 | 0 | 0 | 0 | 0 | 0 | 0 | 0 | 0 | 0
Counterfactual | Gen_BB007 | MW | SSEN (SHEPD) | Taynuilt |  | 0 | 0 | 0 | 0 | 0 | 0 | 0 | 0 | 0 | 0 | 0 | 0 | 0 | 0 | 0 | 0 | 0 | 0 | 0 | 0 | 0 | 0 | 0 | 0 | 0 | 0 | 0 | 0
Counterfactual | Gen_BB007 | MW | SSEN (SHEPD) | Thurso |  | 0 | 0 | 0 | 0 | 0 | 0 | 0 | 0 | 0 | 0 | 0 | 0 | 0 | 0 | 0 | 0 | 0 | 0 | 0 | 0 | 0 | 0 | 0 | 0 | 0 | 0 | 0 | 0
Counterfactual | Gen_BB007 | MW | SSEN (SHEPD) | Tummel Bridge |  | 0 | 0 | 0 | 0 | 0 | 0 | 0 | 0 | 0 | 0 | 0 | 0 | 0 | 0 | 0 | 0 | 0 | 0 | 0 | 0 | 0 | 0 | 0 | 0 | 0 | 0 | 0 | 0
Counterfactual | Gen_BB007 | MW | SSEN (SHEPD) | Willowdale |  | 0 | 0 | 0 | 0 | 0 | 0 | 0 | 0 | 0 | 0 | 0 | 0 | 0 | 0 | 0 | 0 | 0 | 0 | 0 | 0 | 0 | 0 | 0 | 0 | 0 | 0 | 0 | 0
Counterfactual | Gen_BB007 | MW | SSEN (SHEPD) | Woodhill |  | 0 | 0 | 0 | 0 | 0 | 0 | 0 | 0 | 0 | 0 | 0 | 0 | 0 | 0 | 0 | 0 | 0 | 0 | 0 | 0 | 0 | 0 | 0 | 0 | 0 | 0 | 0 | 0
Counterfactual | Gen_BB007 | MW | SSEN South | Acton Lane 66kV |  | 0 | 0 | 0 | 0 | 0 | 0 | 0 | 0 | 0 | 0 | 0 | 0 | 0 | 0 | 0 | 0 | 0 | 0 | 0 | 0 | 0 | 0 | 0 | 0 | 0 | 0 | 0 | 0
Counterfactual | Gen_BB007 | MW | SSEN South | Axminster_H |  | 0 | 0 | 0 | 0 | 0 | 0 | 0 | 0 | 0 | 0 | 0 | 0 | 0 | 0 | 0 | 0 | 0 | 0 | 0 | 0 | 0 | 0 | 0 | 0 | 0 | 0 | 0 | 0
Counterfactual | Gen_BB007 | MW | SSEN South | Botley Wood |  | 0 | 0 | 0 | 0 | 0 | 0 | 0 | 0 | 0 | 0 | 0 | 0 | 0 | 0 | 0 | 0 | 0 | 0 | 0 | 0 | 0 | 0 | 0 | 0 | 0 | 0 | 0 | 0
Counterfactual | Gen_BB007 | MW | SSEN South | Bramley |  | 0 | 0 | 0 | 0 | 0 | 0 | 0 | 0 | 0 | 0 | 0 | 0 | 0 | 0 | 0 | 0 | 0 | 0 | 0 | 0 | 0 | 0 | 0 | 0 | 0 | 0 | 0 | 0
Counterfactual | Gen_BB007 | MW | SSEN South | Chickerell |  | 0 | 0 | 0 | 0 | 0 | 0 | 0 | 0 | 0 | 0 | 0 | 0 | 0 | 0 | 0 | 0 | 0 | 0 | 0 | 0 | 0 | 0 | 0 | 0 | 0 | 0 | 0 | 0
Counterfactual | Gen_BB007 | MW | SSEN South | Cowley |  | 0 | 0 | 0 | 0 | 0 | 0 | 0 | 0 | 0 | 0 | 0 | 0 | 0 | 0 | 0 | 0 | 0 | 0 | 0 | 0 | 0 | 0 | 0 | 0 | 0 | 0 | 0 | 0
Counterfactual | Gen_BB007 | MW | SSEN South | Ealing |  | 0 | 0 | 0 | 0 | 0 | 0 | 0 | 0 | 0 | 0 | 0 | 0 | 0 | 0 | 0 | 0 | 0 | 0 | 0 | 0 | 0 | 0 | 0 | 0 | 0 | 0 | 0 | 0
Counterfactual | Gen_BB007 | MW | SSEN South | East Claydon (_H) |  | 0 | 0 | 0 | 0 | 0 | 0 | 0 | 0 | 0 | 0 | 0 | 0 | 0 | 0 | 0 | 0 | 0 | 0 | 0 | 0 | 0 | 0 | 0 | 0 | 0 | 0 | 0 | 0
Counterfactual | Gen_BB007 | MW | SSEN South | Fawley |  | 0 | 0 | 0 | 0 | 0 | 0 | 0 | 0 | 0 | 0 | 0 | 0 | 0 | 0 | 0 | 0 | 0 | 0 | 0 | 0 | 0 | 0 | 0 | 0 | 0 | 0 | 0 | 0
Counterfactual | Gen_BB007 | MW | SSEN South | Fleet |  | 0 | 0 | 0 | 0 | 0 | 0 | 0 | 0 | 0 | 0 | 0 | 0 | 0 | 0 | 0 | 0 | 0 | 0 | 0 | 0 | 0 | 0 | 0 | 0 | 0 | 0 | 0 | 0
Counterfactual | Gen_BB007 | MW | SSEN South | Iver 132kV |  | 0 | 0 | 0 | 0 | 0 | 0 | 0 | 0 | 0 | 0 | 0 | 0 | 0 | 0 | 0 | 0 | 0 | 0 | 0 | 0 | 0 | 0 | 0 | 0 | 0 | 0 | 0 | 0
Counterfactual | Gen_BB007 | MW | SSEN South | Iver 66kV |  | 0 | 0 | 0 | 0 | 0 | 0 | 0 | 0 | 0 | 0 | 0 | 0 | 0 | 0 | 0 | 0 | 0 | 0 | 0 | 0 | 0 | 0 | 0 | 0 | 0 | 0 | 0 | 0
Counterfactual | Gen_BB007 | MW | SSEN South | Laleham |  | 0 | 0 | 0 | 0 | 0 | 0 | 0 | 0 | 0 | 0 | 0 | 0 | 0 | 0 | 0 | 0 | 0 | 0 | 0 | 0 | 0 | 0 | 0 | 0 | 0 | 0 | 0 | 0
Counterfactual | Gen_BB007 | MW | SSEN South | Lovedean |  | 0 | 0 | 0 | 0 | 0 | 0 | 0 | 0 | 0 | 0 | 0 | 0 | 0 | 0 | 0 | 0 | 0 | 0 | 0 | 0 | 0 | 0 | 0 | 0 | 0 | 0 | 0 | 0
Counterfactual | Gen_BB007 | MW | SSEN South | Mannington |  | 0 | 0 | 0 | 0 | 0 | 0 | 0 | 0 | 0 | 0 | 0 | 0 | 0 | 0 | 0 | 0 | 0 | 0 | 0 | 0 | 0 | 0 | 0 | 0 | 0 | 0 | 0 | 0
Counterfactual | Gen_BB007 | MW | SSEN South | Melksham |  | 0 | 0 | 0 | 0 | 0 | 0 | 0 | 0 | 0 | 0 | 0 | 0 | 0 | 0 | 0 | 0 | 0 | 0 | 0 | 0 | 0 | 0 | 0 | 0 | 0 | 0 | 0 | 0
Counterfactual | Gen_BB007 | MW | SSEN South | Minety |  | 0 | 0 | 0 | 0 | 0 | 0 | 0 | 0 | 0 | 0 | 0 | 0 | 0 | 0 | 0 | 0 | 0 | 0 | 0 | 0 | 0 | 0 | 0 | 0 | 0 | 0 | 0 | 0
Counterfactual | Gen_BB007 | MW | SSEN South | North Hyde |  | 0 | 0 | 0 | 0 | 0 | 0 | 0 | 0 | 0 | 0 | 0 | 0 | 0 | 0 | 0 | 0 | 0 | 0 | 0 | 0 | 0 | 0 | 0 | 0 | 0 | 0 | 0 | 0
Counterfactual | Gen_BB007 | MW | SSEN South | Nursling |  | 0 | 0 | 0 | 0 | 0 | 0 | 0 | 0 | 0 | 0 | 0 | 0 | 0 | 0 | 0 | 0 | 0 | 0 | 0 | 0 | 0 | 0 | 0 | 0 | 0 | 0 | 0 | 0
Counterfactual | Gen_BB007 | MW | UKPN Eastern | Amersham Main |  | 0 | 0 | 0 | 0 | 0 | 0 | 0 | 0 | 0 | 0 | 0 | 0 | 0 | 0 | 0 | 0 | 0 | 0 | 0 | 0 | 0 | 0 | 0 | 0 | 0 | 0 | 0 | 0
Counterfactual | Gen_BB007 | MW | UKPN Eastern | Braintree |  | 0 | 0 | 0 | 0 | 0 | 0 | 0 | 0 | 0 | 0 | 0 | 0 | 0 | 0 | 0 | 0 | 0 | 0 | 0 | 0 | 0 | 0 | 0 | 0 | 0 | 0 | 0 | 0
Counterfactual | Gen_BB007 | MW | UKPN Eastern | Bramford |  | 0 | 0 | 0 | 0 | 0 | 0 | 0 | 0 | 0 | 0 | 0 | 0 | 0 | 0 | 0 | 0 | 0 | 0 | 0 | 0 | 0 | 0 | 0 | 0 | 0 | 0 | 0 | 0
Counterfactual | Gen_BB007 | MW | UKPN Eastern | Brimsdown |  | 0 | 0 | 0 | 0 | 0 | 0 | 0 | 0 | 0 | 0 | 0 | 0 | 0 | 0 | 0 | 0 | 0 | 0 | 0 | 0 | 0 | 0 | 0 | 0 | 0 | 0 | 0 | 0
Counterfactual | Gen_BB007 | MW | UKPN Eastern | Burwell Main |  | 0 | 0 | 0 | 0 | 0 | 0 | 0 | 0 | 0 | 0 | 0 | 0 | 0 | 0 | 0 | 0 | 0 | 0 | 0 | 0 | 0 | 0 | 0 | 0 | 0 | 0 | 0 | 0
Counterfactual | Gen_BB007 | MW | UKPN Eastern | Clacton |  | 0 | 0 | 0 | 0 | 0 | 0 | 0 | 0 | 0 | 0 | 0 | 0 | 0 | 0 | 0 | 0 | 0 | 0 | 0 | 0 | 0 | 0 | 0 | 0 | 0 | 0 | 0 | 0
Counterfactual | Gen_BB007 | MW | UKPN Eastern | Eaton Socon |  | 0 | 0 | 0 | 0 | 0 | 0 | 0 | 0 | 0 | 0 | 0 | 0 | 0 | 0 | 0 | 0 | 0 | 0 | 0 | 0 | 0 | 0 | 0 | 0 | 0 | 0 | 0 | 0
Counterfactual | Gen_BB007 | MW | UKPN Eastern | Elstree |  | 0 | 0 | 0 | 0 | 0 | 0 | 0 | 0 | 0 | 0 | 0 | 0 | 0 | 0 | 0 | 0 | 0 | 0 | 0 | 0 | 0 | 0 | 0 | 0 | 0 | 0 | 0 | 0
Counterfactual | Gen_BB007 | MW | UKPN Eastern | Loudwater |  | 0 | 0 | 0 | 0 | 0 | 0 | 0 | 0 | 0 | 0 | 0 | 0 | 0 | 0 | 0 | 0 | 0 | 0 | 0 | 0 | 0 | 0 | 0 | 0 | 0 | 0 | 0 | 0
Counterfactual | Gen_BB007 | MW | UKPN Eastern | Mill Hill |  | 0 | 0 | 0 | 0 | 0 | 0 | 0 | 0 | 0 | 0 | 0 | 0 | 0 | 0 | 0 | 0 | 0 | 0 | 0 | 0 | 0 | 0 | 0 | 0 | 0 | 0 | 0 | 0
Counterfactual | Gen_BB007 | MW | UKPN Eastern | Norwich Main |  | 0 | 0 | 0 | 0 | 0 | 0 | 0 | 0 | 0 | 0 | 0 | 0 | 0 | 0 | 0 | 0 | 0 | 0 | 0 | 0 | 0 | 0 | 0 | 0 | 0 | 0 | 0 | 0
Counterfactual | Gen_BB007 | MW | UKPN Eastern | Pelham |  | 0 | 0 | 0 | 0 | 0 | 0 | 0 | 0 | 0 | 0 | 0 | 0 | 0 | 0 | 0 | 0 | 0 | 0 | 0 | 0 | 0 | 0 | 0 | 0 | 0 | 0 | 0 | 0
Counterfactual | Gen_BB007 | MW | UKPN Eastern | Rayleigh |  | 0 | 0 | 0 | 0 | 0 | 0 | 0 | 0 | 0 | 0 | 0 | 0 | 0 | 0 | 0 | 0 | 0 | 0 | 0 | 0 | 0 | 0 | 0 | 0 | 0 | 0 | 0 | 0
Counterfactual | Gen_BB007 | MW | UKPN Eastern | Rye House |  | 0 | 0 | 0 | 0 | 0 | 0 | 0 | 0 | 0 | 0 | 0 | 0 | 0 | 0 | 0 | 0 | 0 | 0 | 0 | 0 | 0 | 0 | 0 | 0 | 0 | 0 | 0 | 0
Counterfactual | Gen_BB007 | MW | UKPN Eastern | Sheringham Shoal |  | 0 | 0 | 0 | 0 | 0 | 0 | 0 | 0 | 0 | 0 | 0 | 0 | 0 | 0 | 0 | 0 | 0 | 0 | 0 | 0 | 0 | 0 | 0 | 0 | 0 | 0 | 0 | 0
Counterfactual | Gen_BB007 | MW | UKPN Eastern | Sundon |  | 0 | 0 | 0 | 0 | 0 | 0 | 0 | 0 | 0 | 0 | 0 | 0 | 0 | 0 | 0 | 0 | 0 | 0 | 0 | 0 | 0 | 0 | 0 | 0 | 0 | 0 | 0 | 0
Counterfactual | Gen_BB007 | MW | UKPN Eastern | Tilbury |  | 0 | 0 | 0 | 0 | 0 | 0 | 0 | 0 | 0 | 0 | 0 | 0 | 0 | 0 | 0 | 0 | 0 | 0 | 0 | 0 | 0 | 0 | 0 | 0 | 0 | 0 | 0 | 0
Counterfactual | Gen_BB007 | MW | UKPN Eastern | Tottenham |  | 0 | 0 | 0 | 0 | 0 | 0 | 0 | 0 | 0 | 0 | 0 | 0 | 0 | 0 | 0 | 0 | 0 | 0 | 0 | 0 | 0 | 0 | 0 | 0 | 0 | 0 | 0 | 0
Counterfactual | Gen_BB007 | MW | UKPN Eastern | Walpole (_A) |  | 0 | 0 | 0 | 0 | 0 | 0 | 0 | 0 | 0 | 0 | 0 | 0 | 0 | 0 | 0 | 0 | 0 | 0 | 0 | 0 | 0 | 0 | 0 | 0 | 0 | 0 | 0 | 0
Counterfactual | Gen_BB007 | MW | UKPN Eastern | Warley |  | 0 | 0 | 0 | 0 | 0 | 0 | 0 | 0 | 0 | 0 | 0 | 0 | 0 | 0 | 0 | 0 | 0 | 0 | 0 | 0 | 0 | 0 | 0 | 0 | 0 | 0 | 0 | 0
Counterfactual | Gen_BB007 | MW | UKPN Eastern | Watford South |  | 0 | 0 | 0 | 0 | 0 | 0 | 0 | 0 | 0 | 0 | 0 | 0 | 0 | 0 | 0 | 0 | 0 | 0 | 0 | 0 | 0 | 0 | 0 | 0 | 0 | 0 | 0 | 0
Counterfactual | Gen_BB007 | MW | UKPN Eastern | West Thurrock |  | 0 | 0 | 0 | 0 | 0 | 0 | 0 | 0 | 0 | 0 | 0 | 0 | 0 | 0 | 0 | 0 | 0 | 0 | 0 | 0 | 0 | 0 | 0 | 0 | 0 | 0 | 0 | 0
Counterfactual | Gen_BB007 | MW | UKPN Eastern | Wymondley |  | 0 | 0 | 0 | 0 | 0 | 0 | 0 | 0 | 0 | 0 | 0 | 0 | 0 | 0 | 0 | 0 | 0 | 0 | 0 | 0 | 0 | 0 | 0 | 0 | 0 | 0 | 0 | 0
Counterfactual | Gen_BB007 | MW | UKPN London | Acton Lane 22kV |  | 0 | 0 | 0 | 0 | 0 | 0 | 0 | 0 | 0 | 0 | 0 | 0 | 0 | 0 | 0 | 0 | 0 | 0 | 0 | 0 | 0 | 0 | 0 | 0 | 0 | 0 | 0 | 0
Counterfactual | Gen_BB007 | MW | UKPN London | Barking |  | 0 | 0 | 0 | 0 | 0 | 0 | 0 | 0 | 0 | 0 | 0 | 0 | 0 | 0 | 0 | 0 | 0 | 0 | 0 | 0 | 0 | 0 | 0 | 0 | 0 | 0 | 0 | 0
Counterfactual | Gen_BB007 | MW | UKPN London | Barking West |  | 0 | 0 | 0 | 0 | 0 | 0 | 0 | 0 | 0 | 0 | 0 | 0 | 0 | 0 | 0 | 0 | 0 | 0 | 0 | 0 | 0 | 0 | 0 | 0 | 0 | 0 | 0 | 0
Counterfactual | Gen_BB007 | MW | UKPN London | Beddington (_C) |  | 0 | 0 | 0 | 0 | 0 | 0 | 0 | 0 | 0 | 0 | 0 | 0 | 0 | 0 | 0 | 0 | 0 | 0 | 0 | 0 | 0 | 0 | 0 | 0 | 0 | 0 | 0 | 0
Counterfactual | Gen_BB007 | MW | UKPN London | Canal Bank |  | 0 | 0 | 0 | 0 | 0 | 0 | 0 | 0 | 0 | 0 | 0 | 0 | 0 | 0 | 0 | 0 | 0 | 0 | 0 | 0 | 0 | 0 | 0 | 0 | 0 | 0 | 0 | 0
Counterfactual | Gen_BB007 | MW | UKPN London | City Road |  | 0 | 0 | 0 | 0 | 0 | 0 | 0 | 0 | 0 | 0 | 0 | 0 | 0 | 0 | 0 | 0 | 0 | 0 | 0 | 0 | 0 | 0 | 0 | 0 | 0 | 0 | 0 | 0
Counterfactual | Gen_BB007 | MW | UKPN London | Greenford |  | 0 | 0 | 0 | 0 | 0 | 0 | 0 | 0 | 0 | 0 | 0 | 0 | 0 | 0 | 0 | 0 | 0 | 0 | 0 | 0 | 0 | 0 | 0 | 0 | 0 | 0 | 0 | 0
Counterfactual | Gen_BB007 | MW | UKPN London | Hackney 132kV |  | 0 | 0 | 0 | 0 | 0 | 0 | 0 | 0 | 0 | 0 | 0 | 0 | 0 | 0 | 0 | 0 | 0 | 0 | 0 | 0 | 0 | 0 | 0 | 0 | 0 | 0 | 0 | 0
Counterfactual | Gen_BB007 | MW | UKPN London | Hackney 66kV |  | 0 | 0 | 0 | 0 | 0 | 0 | 0 | 0 | 0 | 0 | 0 | 0 | 0 | 0 | 0 | 0 | 0 | 0 | 0 | 0 | 0 | 0 | 0 | 0 | 0 | 0 | 0 | 0
Counterfactual | Gen_BB007 | MW | UKPN London | Hurst |  | 0 | 0 | 0 | 0 | 0 | 0 | 0 | 0 | 0 | 0 | 0 | 0 | 0 | 0 | 0 | 0 | 0 | 0 | 0 | 0 | 0 | 0 | 0 | 0 | 0 | 0 | 0 | 0
Counterfactual | Gen_BB007 | MW | UKPN London | Islington |  | 0 | 0 | 0 | 0 | 0 | 0 | 0 | 0 | 0 | 0 | 0 | 0 | 0 | 0 | 0 | 0 | 0 | 0 | 0 | 0 | 0 | 0 | 0 | 0 | 0 | 0 | 0 | 0
Counterfactual | Gen_BB007 | MW | UKPN London | Littlebrook (_C) |  | 0 | 0 | 0 | 0 | 0 | 0 | 0 | 0 | 0 | 0 | 0 | 0 | 0 | 0 | 0 | 0 | 0 | 0 | 0 | 0 | 0 | 0 | 0 | 0 | 0 | 0 | 0 | 0
Counterfactual | Gen_BB007 | MW | UKPN London | Lodge Road |  | 0 | 0 | 0 | 0 | 0 | 0 | 0 | 0 | 0 | 0 | 0 | 0 | 0 | 0 | 0 | 0 | 0 | 0 | 0 | 0 | 0 | 0 | 0 | 0 | 0 | 0 | 0 | 0
Counterfactual | Gen_BB007 | MW | UKPN London | New Cross |  | 0 | 0 | 0 | 0 | 0 | 0 | 0 | 0 | 0 | 0 | 0 | 0 | 0 | 0 | 0 | 0 | 0 | 0 | 0 | 0 | 0 | 0 | 0 | 0 | 0 | 0 | 0 | 0
Counterfactual | Gen_BB007 | MW | UKPN London | Perivale |  | 0 | 0 | 0 | 0 | 0 | 0 | 0 | 0 | 0 | 0 | 0 | 0 | 0 | 0 | 0 | 0 | 0 | 0 | 0 | 0 | 0 | 0 | 0 | 0 | 0 | 0 | 0 | 0
Counterfactual | Gen_BB007 | MW | UKPN London | Redbridge |  | 0 | 0 | 0 | 0 | 0 | 0 | 0 | 0 | 0 | 0 | 0 | 0 | 0 | 0 | 0 | 0 | 0 | 0 | 0 | 0 | 0 | 0 | 0 | 0 | 0 | 0 | 0 | 0
Counterfactual | Gen_BB007 | MW | UKPN London | St John's Wood |  | 0 | 0 | 0 | 0 | 0 | 0 | 0 | 0 | 0 | 0 | 0 | 0 | 0 | 0 | 0 | 0 | 0 | 0 | 0 | 0 | 0 | 0 | 0 | 0 | 0 | 0 | 0 | 0
Counterfactual | Gen_BB007 | MW | UKPN London | Wesley Avenue (Willesden) |  | 0 | 0 | 0 | 0 | 0 | 0 | 0 | 0 | 0 | 0 | 0 | 0 | 0 | 0 | 0 | 0 | 0 | 0 | 0 | 0 | 0 | 0 | 0 | 0 | 0 | 0 | 0 | 0
Counterfactual | Gen_BB007 | MW | UKPN London | West Ham |  | 0 | 0 | 0 | 0 | 0 | 0 | 0 | 0 | 0 | 0 | 0 | 0 | 0 | 0 | 0 | 0 | 0 | 0 | 0 | 0 | 0 | 0 | 0 | 0 | 0 | 0 | 0 | 0
Counterfactual | Gen_BB007 | MW | UKPN London | Willesden 132kV |  | 0 | 0 | 0 | 0 | 0 | 0 | 0 | 0 | 0 | 0 | 0 | 0 | 0 | 0 | 0 | 0 | 0 | 0 | 0 | 0 | 0 | 0 | 0 | 0 | 0 | 0 | 0 | 0
Counterfactual | Gen_BB007 | MW | UKPN London | Willesden 66kV |  | 0 | 0 | 0 | 0 | 0 | 0 | 0 | 0 | 0 | 0 | 0 | 0 | 0 | 0 | 0 | 0 | 0 | 0 | 0 | 0 | 0 | 0 | 0 | 0 | 0 | 0 | 0 | 0
Counterfactual | Gen_BB007 | MW | UKPN London | Wimbledon North |  | 0 | 0 | 0 | 0 | 0 | 0 | 0 | 0 | 0 | 0 | 0 | 0 | 0 | 0 | 0 | 0 | 0 | 0 | 0 | 0 | 0 | 0 | 0 | 0 | 0 | 0 | 0 | 0
Counterfactual | Gen_BB007 | MW | UKPN London | Wimbledon South |  | 0 | 0 | 0 | 0 | 0 | 0 | 0 | 0 | 0 | 0 | 0 | 0 | 0 | 0 | 0 | 0 | 0 | 0 | 0 | 0 | 0 | 0 | 0 | 0 | 0 | 0 | 0 | 0
Counterfactual | Gen_BB007 | MW | UKPN South East | Beddington (_J) |  | 0 | 0 | 0 | 0 | 0 | 0 | 0 | 0 | 0 | 0 | 0 | 0 | 0 | 0 | 0 | 0 | 0 | 0 | 0 | 0 | 0 | 0 | 0 | 0 | 0 | 0 | 0 | 0
Counterfactual | Gen_BB007 | MW | UKPN South East | Bolney |  | 0 | 0 | 0 | 0 | 0 | 0 | 0 | 0 | 0 | 0 | 0 | 0 | 0 | 0 | 0 | 0 | 0 | 0 | 0 | 0 | 0 | 0 | 0 | 0 | 0 | 0 | 0 | 0
Counterfactual | Gen_BB007 | MW | UKPN South East | Canterbury |  | 0 | 0 | 0 | 0 | 0 | 0 | 0 | 0 | 0 | 0 | 0 | 0 | 0 | 0 | 0 | 0 | 0 | 0 | 0 | 0 | 0 | 0 | 0 | 0 | 0 | 0 | 0 | 0
Counterfactual | Gen_BB007 | MW | UKPN South East | Chessington |  | 0 | 0 | 0 | 0 | 0 | 0 | 0 | 0 | 0 | 0 | 0 | 0 | 0 | 0 | 0 | 0 | 0 | 0 | 0 | 0 | 0 | 0 | 0 | 0 | 0 | 0 | 0 | 0
Counterfactual | Gen_BB007 | MW | UKPN South East | Kemsley |  | 0 | 0 | 0 | 0 | 0 | 0 | 0 | 0 | 0 | 0 | 0 | 0 | 0 | 0 | 0 | 0 | 0 | 0 | 0 | 0 | 0 | 0 | 0 | 0 | 0 | 0 | 0 | 0
Counterfactual | Gen_BB007 | MW | UKPN South East | Kingsnorth |  | 0 | 0 | 0 | 0 | 0 | 0 | 0 | 0 | 0 | 0 | 0 | 0 | 0 | 0 | 0 | 0 | 0 | 0 | 0 | 0 | 0 | 0 | 0 | 0 | 0 | 0 | 0 | 0
Counterfactual | Gen_BB007 | MW | UKPN South East | Littlebrook (_J) |  | 0 | 0 | 0 | 0 | 0 | 0 | 0 | 0 | 0 | 0 | 0 | 0 | 0 | 0 | 0 | 0 | 0 | 0 | 0 | 0 | 0 | 0 | 0 | 0 | 0 | 0 | 0 | 0
Counterfactual | Gen_BB007 | MW | UKPN South East | Ninfield |  | 0 | 0 | 0 | 0 | 0 | 0 | 0 | 0 | 0 | 0 | 0 | 0 | 0 | 0 | 0 | 0 | 0 | 0 | 0 | 0 | 0 | 0 | 0 | 0 | 0 | 0 | 0 | 0
Counterfactual | Gen_BB007 | MW | UKPN South East | Northfleet East |  | 0 | 0 | 0 | 0 | 0 | 0 | 0 | 0 | 0 | 0 | 0 | 0 | 0 | 0 | 0 | 0 | 0 | 0 | 0 | 0 | 0 | 0 | 0 | 0 | 0 | 0 | 0 | 0
Counterfactual | Gen_BB007 | MW | UKPN South East | Richborough |  | 0 | 0 | 0 | 0 | 0 | 0 | 0 | 0 | 0 | 0 | 0 | 0 | 0 | 0 | 0 | 0 | 0 | 0 | 0 | 0 | 0 | 0 | 0 | 0 | 0 | 0 | 0 | 0
Counterfactual | Gen_BB007 | MW | UKPN South East | Sellindge |  | 0 | 0 | 0 | 0 | 0 | 0 | 0 | 0 | 0 | 0 | 0 | 0 | 0 | 0 | 0 | 0 | 0 | 0 | 0 | 0 | 0 | 0 | 0 | 0 | 0 | 0 | 0 | 0
Counterfactual | Gen_BB007 | MW | UKPN South East | West Weybridge |  | 0 | 0 | 0 | 0 | 0 | 0 | 0 | 0 | 0 | 0 | 0 | 0 | 0 | 0 | 0 | 0 | 0 | 0 | 0 | 0 | 0 | 0 | 0 | 0 | 0 | 0 | 0 | 0
Counterfactual | Gen_BB008 | MW | Electricity North West | Bredbury | 0 | 0 | 0 | 0 | 0 | 0 | 0 | 0 | 0 | 0 | 0 | 0 | 0 | 0 | 0 | 0 | 0 | 0 | 0 | 0 | 0 | 0 | 0 | 0 | 0 | 0 | 0 | 0 | 0
Counterfactual | Gen_BB008 | MW | Electricity North West | Harker | 0 | 0 | 0 | 0 | 0 | 0 | 0 | 0 | 0 | 0 | 0 | 0 | 0 | 0 | 0 | 0 | 0 | 0 | 0 | 0 | 0 | 0 | 0 | 0 | 0 | 0 | 0 | 0 | 0
Counterfactual | Gen_BB008 | MW | Electricity North West | Heysham (NGET) | 0 | 0 | 0 | 0 | 0 | 0 | 0 | 0 | 0 | 0 | 0 | 0 | 0 | 0 | 0 | 0 | 0 | 0 | 0 | 0 | 0 | 0 | 0 | 0 | 0 | 0 | 0 | 0 | 0
Counterfactual | Gen_BB008 | MW | Electricity North West | Kearsley 132kV | 0 | 0 | 0 | 0 | 0 | 0 | 0 | 0 | 0 | 0 | 0 | 0 | 0 | 0 | 0 | 0 | 0 | 0 | 0 | 0 | 0 | 0 | 0 | 0 | 0 | 0 | 0 | 0 | 0
Counterfactual | Gen_BB008 | MW | Electricity North West | Kearsley 33kV | 0 | 0 | 0 | 0 | 0 | 0 | 0 | 0 | 0 | 0 | 0 | 0 | 0 | 0 | 0 | 0 | 0 | 0 | 0 | 0 | 0 | 0 | 0 | 0 | 0 | 0 | 0 | 0 | 0
Counterfactual | Gen_BB008 | MW | Electricity North West | Macclesfield | 0 | 0 | 0 | 0 | 0 | 0 | 0 | 0 | 0 | 0 | 0 | 0 | 0 | 0 | 0 | 0 | 0 | 0 | 0 | 0 | 0 | 0 | 0 | 0 | 0 | 0 | 0 | 0 | 0
Counterfactual | Gen_BB008 | MW | Electricity North West | Padiham | 0 | 0 | 0 | 0 | 0 | 0 | 0 | 0 | 0 | 0 | 0 | 0 | 0 | 0 | 0 | 0 | 0 | 0 | 0 | 0 | 0 | 0 | 0 | 0 | 0 | 0 | 0 | 0 | 0
Counterfactual | Gen_BB008 | MW | Electricity North West | Penwortham East | 0 | 0 | 0 | 0 | 0 | 0 | 0 | 0 | 0 | 0 | 0 | 0 | 0 | 0 | 0 | 0 | 0 | 0 | 0 | 0 | 0 | 0 | 0 | 0 | 0 | 0 | 0 | 0 | 0
Counterfactual | Gen_BB008 | MW | Electricity North West | Penwortham West | 0 | 11.932 | 11.932 | 11.932 | 12.332 | 12.332 | 12.733 | 12.733 | 12.733 | 13.133 | 13.133 | 13.133 | 13.133 | 13.133 | 13.133 | 13.133 | 13.133 | 13.133 | 13.133 | 13.133 | 13.133 | 13.133 | 13.133 | 13.133 | 13.133 | 13.133 | 13.133 | 13.133 | 13.133
Counterfactual | Gen_BB008 | MW | Electricity North West | Rochdale | 0 | 0 | 0 | 0 | 0 | 0 | 0 | 0 | 0 | 0 | 0 | 0 | 0 | 0 | 0 | 0 | 0 | 0 | 0 | 0 | 0 | 0 | 0 | 0 | 0 | 0 | 0 | 0 | 0
Counterfactual | Gen_BB008 | MW | Electricity North West | South Manchester | 0 | 0 | 0 | 0 | 0 | 0 | 0 | 0 | 0 | 0 | 0 | 0 | 0 | 0 | 0 | 0 | 0 | 0 | 0 | 0 | 0 | 0 | 0 | 0 | 0 | 0 | 0 | 0 | 0
Counterfactual | Gen_BB008 | MW | Electricity North West | Stalybridge | 0 | 0 | 0 | 0 | 0 | 0 | 0 | 0 | 0 | 0 | 0 | 0 | 0 | 0 | 0 | 0 | 0 | 0 | 0 | 0 | 0 | 0 | 0 | 0 | 0 | 0 | 0 | 0 | 0
Counterfactual | Gen_BB008 | MW | Electricity North West | Washway Farm | 0 | 0 | 0 | 0 | 0 | 0 | 0 | 0 | 0 | 0 | 0 | 0 | 0 | 0 | 0 | 0 | 0 | 0 | 0 | 0 | 0 | 0 | 0 | 0 | 0 | 0 | 0 | 0 | 0
Counterfactual | Gen_BB008 | MW | Electricity North West | Whitegate | 0 | 0 | 0 | 0 | 0 | 0 | 0 | 0 | 0 | 0 | 0 | 0 | 0 | 0 | 0 | 0 | 0 | 0 | 0 | 0 | 0 | 0 | 0 | 0 | 0 | 0 | 0 | 0 | 0
Counterfactual | Gen_BB008 | MW | IDNO - Refer to Comment Field | Tynemouth 2 | 0 | 0 | 0 | 0 | 0 | 0 | 0 | 0 | 0 | 0 | 0 | 0 | 0 | 0 | 0 | 0 | 0 | 0 | 0 | 0 | 0 | 0 | 0 | 0 | 0 | 0 | 0 | 0 | 0 | Note: TYNE2 is operated by an IDNO allocated to GSP Group/licence area F
Counterfactual | Gen_BB008 | MW | NGED East Midlands | Berkswell | 0 | 0 | 0 | 0 | 0 | 0 | 0 | 0 | 0 | 0 | 0 | 0 | 0 | 0 | 0 | 0 | 0 | 0 | 0 | 0 | 0 | 0 | 0 | 0 | 0 | 0 | 0 | 0 | 0
Counterfactual | Gen_BB008 | MW | NGED East Midlands | Bicker Fen | 0 | 0 | 0 | 0 | 0 | 0 | 0 | 0 | 0 | 0 | 0 | 0 | 0 | 0 | 0 | 0 | 0 | 0 | 0 | 0 | 0 | 0 | 0 | 0 | 0 | 0 | 0 | 0 | 0
Counterfactual | Gen_BB008 | MW | NGED East Midlands | Chesterfield | 0 | 14.685 | 14.685 | 14.685 | 15.178 | 15.178 | 15.671 | 15.671 | 15.671 | 16.164 | 16.164 | 16.164 | 16.164 | 16.164 | 16.164 | 16.164 | 16.164 | 16.164 | 16.164 | 16.164 | 16.164 | 16.164 | 16.164 | 16.164 | 16.164 | 16.164 | 16.164 | 16.164 | 16.164
Counterfactual | Gen_BB008 | MW | NGED East Midlands | Coventry | 0 | 0 | 0 | 0 | 0 | 0 | 0 | 0 | 0 | 0 | 0 | 0 | 0 | 0 | 0 | 0 | 0 | 0 | 0 | 0 | 0 | 0 | 0 | 0 | 0 | 0 | 0 | 0 | 0
Counterfactual | Gen_BB008 | MW | NGED East Midlands | Drakelow | 0 | 6.333 | 6.333 | 6.333 | 6.546 | 6.546 | 6.758 | 6.758 | 6.758 | 6.971 | 6.971 | 6.971 | 6.971 | 6.971 | 6.971 | 6.971 | 6.971 | 6.971 | 6.971 | 6.971 | 6.971 | 6.971 | 6.971 | 6.971 | 6.971 | 6.971 | 6.971 | 6.971 | 6.971
Counterfactual | Gen_BB008 | MW | NGED East Midlands | East Claydon (_B) | 0 | 0 | 0 | 0 | 0 | 0 | 0 | 0 | 0 | 0 | 0 | 0 | 0 | 0 | 0 | 0 | 0 | 0 | 0 | 0 | 0 | 0 | 0 | 0 | 0 | 0 | 0 | 0 | 0
Counterfactual | Gen_BB008 | MW | NGED East Midlands | Enderby | 0 | 0 | 0 | 0 | 0 | 0 | 0 | 0 | 0 | 0 | 0 | 0 | 0 | 0 | 0 | 0 | 0 | 0 | 0 | 0 | 0 | 0 | 0 | 0 | 0 | 0 | 0 | 0 | 0
Counterfactual | Gen_BB008 | MW | NGED East Midlands | Grendon | 0 | 0 | 0 | 0 | 0 | 0 | 0 | 0 | 0 | 0 | 0 | 0 | 0 | 0 | 0 | 0 | 0 | 0 | 0 | 0 | 0 | 0 | 0 | 0 | 0 | 0 | 0 | 0 | 0
Counterfactual | Gen_BB008 | MW | NGED East Midlands | Ratcliffe | 0 | 0 | 0 | 0 | 0 | 0 | 0 | 0 | 0 | 0 | 0 | 0 | 0 | 0 | 0 | 0 | 0 | 0 | 0 | 0 | 0 | 0 | 0 | 0 | 0 | 0 | 0 | 0 | 0
Counterfactual | Gen_BB008 | MW | NGED East Midlands | Staythorpe | 0 | 0 | 0 | 0 | 0 | 0 | 0 | 0 | 0 | 0 | 0 | 0 | 0 | 0 | 0 | 0 | 0 | 0 | 0 | 0 | 0 | 0 | 0 | 0 | 0 | 0 | 0 | 0 | 0
Counterfactual | Gen_BB008 | MW | NGED East Midlands | Stoke Bardolph | 0 | 0 | 0 | 0 | 0 | 0 | 0 | 0 | 0 | 0 | 0 | 0 | 0 | 0 | 0 | 0 | 0 | 0 | 0 | 0 | 0 | 0 | 0 | 0 | 0 | 0 | 0 | 0 | 0
Counterfactual | Gen_BB008 | MW | NGED East Midlands | Walpole (_B) | 0 | 0 | 0 | 0 | 0 | 0 | 0 | 0 | 0 | 0 | 0 | 0 | 0 | 0 | 0 | 0 | 0 | 0 | 0 | 0 | 0 | 0 | 0 | 0 | 0 | 0 | 0 | 0 | 0
Counterfactual | Gen_BB008 | MW | NGED East Midlands | West Burton | 0 | 0.028 | 0.028 | 0.028 | 0.028 | 0.028 | 0.029 | 0.029 | 0.029 | 0.03 | 0.03 | 0.03 | 0.03 | 0.03 | 0.03 | 0.03 | 0.03 | 0.03 | 0.03 | 0.03 | 0.03 | 0.03 | 0.03 | 0.03 | 0.03 | 0.03 | 0.03 | 0.03 | 0.03
Counterfactual | Gen_BB008 | MW | NGED East Midlands | Willington | 0 | 0 | 0 | 0 | 0 | 0 | 0 | 0 | 0 | 0 | 0 | 0 | 0 | 0 | 0 | 0 | 0 | 0 | 0 | 0 | 0 | 0 | 0 | 0 | 0 | 0 | 0 | 0 | 0
Counterfactual | Gen_BB008 | MW | NGED South Wales | Aberthaw | 0 | 5.507 | 5.507 | 5.507 | 5.692 | 5.692 | 5.877 | 5.877 | 5.877 | 6.061 | 6.061 | 6.061 | 6.061 | 6.061 | 6.061 | 6.061 | 6.061 | 6.061 | 6.061 | 6.061 | 6.061 | 6.061 | 6.061 | 6.061 | 6.061 | 6.061 | 6.061 | 6.061 | 6.061
Counterfactual | Gen_BB008 | MW | NGED South Wales | Cardiff East | 0 | 0 | 0 | 0 | 0 | 0 | 0 | 0 | 0 | 0 | 0 | 0 | 0 | 0 | 0 | 0 | 0 | 0 | 0 | 0 | 0 | 0 | 0 | 0 | 0 | 0 | 0 | 0 | 0
Counterfactual | Gen_BB008 | MW | NGED South Wales | Grange | 0 | 0 | 0 | 0 | 0 | 0 | 0 | 0 | 0 | 0 | 0 | 0 | 0 | 0 | 0 | 0 | 0 | 0 | 0 | 0 | 0 | 0 | 0 | 0 | 0 | 0 | 0 | 0 | 0
Counterfactual | Gen_BB008 | MW | NGED South Wales | Pembroke | 0 | 0 | 0 | 0 | 0 | 0 | 0 | 0 | 0 | 0 | 0 | 0 | 0 | 0 | 0 | 0 | 0 | 0 | 0 | 0 | 0 | 0 | 0 | 0 | 0 | 0 | 0 | 0 | 0
Counterfactual | Gen_BB008 | MW | NGED South Wales | Pyle | 0 | 0 | 0 | 0 | 0 | 0 | 0 | 0 | 0 | 0 | 0 | 0 | 0 | 0 | 0 | 0 | 0 | 0 | 0 | 0 | 0 | 0 | 0 | 0 | 0 | 0 | 0 | 0 | 0
Counterfactual | Gen_BB008 | MW | NGED South Wales | Rassau | 0 | 0 | 0 | 0 | 0 | 0 | 0 | 0 | 0 | 0 | 0 | 0 | 0 | 0 | 0 | 0 | 0 | 0 | 0 | 0 | 0 | 0 | 0 | 0 | 0 | 0 | 0 | 0 | 0
Counterfactual | Gen_BB008 | MW | NGED South Wales | Swansea North | 0 | 0.275 | 0.275 | 0.275 | 0.285 | 0.285 | 0.294 | 0.294 | 0.294 | 0.303 | 0.303 | 0.303 | 0.303 | 0.303 | 0.303 | 0.303 | 0.303 | 0.303 | 0.303 | 0.303 | 0.303 | 0.303 | 0.303 | 0.303 | 0.303 | 0.303 | 0.303 | 0.303 | 0.303
Counterfactual | Gen_BB008 | MW | NGED South Wales | Upper Boat 132kV | 0 | 0 | 0 | 0 | 0 | 0 | 0 | 0 | 0 | 0 | 0 | 0 | 0 | 0 | 0 | 0 | 0 | 0 | 0 | 0 | 0 | 0 | 0 | 0 | 0 | 0 | 0 | 0 | 0
Counterfactual | Gen_BB008 | MW | NGED South Wales | Uskmouth | 0 | 0 | 0 | 0 | 0 | 0 | 0 | 0 | 0 | 0 | 0 | 0 | 0 | 0 | 0 | 0 | 0 | 0 | 0 | 0 | 0 | 0 | 0 | 0 | 0 | 0 | 0 | 0 | 0
Counterfactual | Gen_BB008 | MW | NGED South West | Abham | 0 | 0 | 0 | 0 | 0 | 0 | 0 | 0 | 0 | 0 | 0 | 0 | 0 | 0 | 0 | 0 | 0 | 0 | 0 | 0 | 0 | 0 | 0 | 0 | 0 | 0 | 0 | 0 | 0
Counterfactual | Gen_BB008 | MW | NGED South West | Alverdiscott | 0 | 0 | 0 | 0 | 0 | 0 | 0 | 0 | 0 | 0 | 0 | 0 | 0 | 0 | 0 | 0 | 0 | 0 | 0 | 0 | 0 | 0 | 0 | 0 | 0 | 0 | 0 | 0 | 0
Counterfactual | Gen_BB008 | MW | NGED South West | Axminster | 0 | 6.98 | 6.98 | 6.98 | 7.214 | 7.214 | 7.449 | 7.449 | 7.449 | 7.683 | 7.683 | 7.683 | 7.683 | 7.683 | 7.683 | 7.683 | 7.683 | 7.683 | 7.683 | 7.683 | 7.683 | 7.683 | 7.683 | 7.683 | 7.683 | 7.683 | 7.683 | 7.683 | 7.683
Counterfactual | Gen_BB008 | MW | NGED South West | Bridgewater | 0 | 13.313 | 13.313 | 13.313 | 13.76 | 13.76 | 14.207 | 14.207 | 14.207 | 14.654 | 14.654 | 14.654 | 14.654 | 14.654 | 14.654 | 14.654 | 14.654 | 14.654 | 14.654 | 14.654 | 14.654 | 14.654 | 14.654 | 14.654 | 14.654 | 14.654 | 14.654 | 14.654 | 14.654
Counterfactual | Gen_BB008 | MW | NGED South West | Exeter | 0 | 0 | 0 | 0 | 0 | 0 | 0 | 0 | 0 | 0 | 0 | 0 | 0 | 0 | 0 | 0 | 0 | 0 | 0 | 0 | 0 | 0 | 0 | 0 | 0 | 0 | 0 | 0 | 0
Counterfactual | Gen_BB008 | MW | NGED South West | Indian Queens | 0 | 0 | 0 | 0 | 0 | 0 | 0 | 0 | 0 | 0 | 0 | 0 | 0 | 0 | 0 | 0 | 0 | 0 | 0 | 0 | 0 | 0 | 0 | 0 | 0 | 0 | 0 | 0 | 0
Counterfactual | Gen_BB008 | MW | NGED South West | Landulph | 0 | 0 | 0 | 0 | 0 | 0 | 0 | 0 | 0 | 0 | 0 | 0 | 0 | 0 | 0 | 0 | 0 | 0 | 0 | 0 | 0 | 0 | 0 | 0 | 0 | 0 | 0 | 0 | 0
Counterfactual | Gen_BB008 | MW | NGED South West | Seabank | 0 | 5.507 | 5.507 | 5.507 | 5.692 | 5.692 | 5.877 | 5.877 | 5.877 | 6.061 | 6.061 | 6.061 | 6.061 | 6.061 | 6.061 | 6.061 | 6.061 | 6.061 | 6.061 | 6.061 | 6.061 | 6.061 | 6.061 | 6.061 | 6.061 | 6.061 | 6.061 | 6.061 | 6.061
Counterfactual | Gen_BB008 | MW | NGED South West | Taunton | 0 | 6.721 | 6.721 | 6.721 | 6.947 | 6.947 | 7.172 | 7.172 | 7.172 | 7.398 | 7.398 | 7.398 | 7.398 | 7.398 | 7.398 | 7.398 | 7.398 | 7.398 | 7.398 | 7.398 | 7.398 | 7.398 | 7.398 | 7.398 | 7.398 | 7.398 | 7.398 | 7.398 | 7.398
Counterfactual | Gen_BB008 | MW | NGED West Midlands | Bishops Wood | 0 | 4.663 | 4.663 | 4.663 | 4.819 | 4.819 | 4.976 | 4.976 | 4.976 | 5.132 | 5.132 | 5.132 | 5.132 | 5.132 | 5.132 | 5.132 | 5.132 | 5.132 | 5.132 | 5.132 | 5.132 | 5.132 | 5.132 | 5.132 | 5.132 | 5.132 | 5.132 | 5.132 | 5.132
Counterfactual | Gen_BB008 | MW | NGED West Midlands | Bushbury | 0 | 0 | 0 | 0 | 0 | 0 | 0 | 0 | 0 | 0 | 0 | 0 | 0 | 0 | 0 | 0 | 0 | 0 | 0 | 0 | 0 | 0 | 0 | 0 | 0 | 0 | 0 | 0 | 0
Counterfactual | Gen_BB008 | MW | NGED West Midlands | Bustleholme | 0 | 0 | 0 | 0 | 0 | 0 | 0 | 0 | 0 | 0 | 0 | 0 | 0 | 0 | 0 | 0 | 0 | 0 | 0 | 0 | 0 | 0 | 0 | 0 | 0 | 0 | 0 | 0 | 0
Counterfactual | Gen_BB008 | MW | NGED West Midlands | Cellarhead | 0 | 0 | 0 | 0 | 0 | 0 | 0 | 0 | 0 | 0 | 0 | 0 | 0 | 0 | 0 | 0 | 0 | 0 | 0 | 0 | 0 | 0 | 0 | 0 | 0 | 0 | 0 | 0 | 0
Counterfactual | Gen_BB008 | MW | NGED West Midlands | Feckenham | 0 | 57.178 | 57.178 | 57.178 | 58.123 | 58.123 | 59.069 | 59.069 | 59.069 | 60.014 | 60.014 | 60.014 | 60.014 | 60.014 | 60.014 | 60.014 | 60.014 | 60.014 | 60.014 | 60.014 | 60.014 | 60.014 | 60.014 | 60.014 | 60.014 | 60.014 | 60.014 | 60.014 | 60.014
Counterfactual | Gen_BB008 | MW | NGED West Midlands | Hams Hall | 0 | 2.295 | 2.295 | 2.295 | 2.372 | 2.372 | 2.449 | 2.449 | 2.449 | 2.526 | 2.526 | 2.526 | 2.526 | 2.526 | 2.526 | 2.526 | 2.526 | 2.526 | 2.526 | 2.526 | 2.526 | 2.526 | 2.526 | 2.526 | 2.526 | 2.526 | 2.526 | 2.526 | 2.526
Counterfactual | Gen_BB008 | MW | NGED West Midlands | Iron Acton | 0 | 0 | 0 | 0 | 0 | 0 | 0 | 0 | 0 | 0 | 0 | 0 | 0 | 0 | 0 | 0 | 0 | 0 | 0 | 0 | 0 | 0 | 0 | 0 | 0 | 0 | 0 | 0 | 0
Counterfactual | Gen_BB008 | MW | NGED West Midlands | Ironbridge | 0 | 0 | 0 | 0 | 0 | 0 | 0 | 0 | 0 | 0 | 0 | 0 | 0 | 0 | 0 | 0 | 0 | 0 | 0 | 0 | 0 | 0 | 0 | 0 | 0 | 0 | 0 | 0 | 0
Counterfactual | Gen_BB008 | MW | NGED West Midlands | Kitwell | 0 | 1.092 | 1.092 | 1.092 | 1.129 | 1.129 | 1.166 | 1.166 | 1.166 | 1.202 | 1.202 | 1.202 | 1.202 | 1.202 | 1.202 | 1.202 | 1.202 | 1.202 | 1.202 | 1.202 | 1.202 | 1.202 | 1.202 | 1.202 | 1.202 | 1.202 | 1.202 | 1.202 | 1.202
Counterfactual | Gen_BB008 | MW | NGED West Midlands | Nechells | 0 | 0 | 0 | 0 | 0 | 0 | 0 | 0 | 0 | 0 | 0 | 0 | 0 | 0 | 0 | 0 | 0 | 0 | 0 | 0 | 0 | 0 | 0 | 0 | 0 | 0 | 0 | 0 | 0
Counterfactual | Gen_BB008 | MW | NGED West Midlands | Ocker Hill | 0 | 16.521 | 16.521 | 16.521 | 17.075 | 17.075 | 17.63 | 17.63 | 17.63 | 18.184 | 18.184 | 18.184 | 18.184 | 18.184 | 18.184 | 18.184 | 18.184 | 18.184 | 18.184 | 18.184 | 18.184 | 18.184 | 18.184 | 18.184 | 18.184 | 18.184 | 18.184 | 18.184 | 18.184
Counterfactual | Gen_BB008 | MW | NGED West Midlands | Oldbury | 0 | 0 | 0 | 0 | 0 | 0 | 0 | 0 | 0 | 0 | 0 | 0 | 0 | 0 | 0 | 0 | 0 | 0 | 0 | 0 | 0 | 0 | 0 | 0 | 0 | 0 | 0 | 0 | 0
Counterfactual | Gen_BB008 | MW | NGED West Midlands | Penn | 0 | 18.357 | 18.357 | 18.357 | 18.973 | 18.973 | 19.589 | 19.589 | 19.589 | 20.205 | 20.205 | 20.205 | 20.205 | 20.205 | 20.205 | 20.205 | 20.205 | 20.205 | 20.205 | 20.205 | 20.205 | 20.205 | 20.205 | 20.205 | 20.205 | 20.205 | 20.205 | 20.205 | 20.205
Counterfactual | Gen_BB008 | MW | NGED West Midlands | Rugeley | 0 | 0 | 0 | 0 | 0 | 0 | 0 | 0 | 0 | 0 | 0 | 0 | 0 | 0 | 0 | 0 | 0 | 0 | 0 | 0 | 0 | 0 | 0 | 0 | 0 | 0 | 0 | 0 | 0
Counterfactual | Gen_BB008 | MW | NGED West Midlands | Shrewsbury | 0 | 0 | 0 | 0 | 0 | 0 | 0 | 0 | 0 | 0 | 0 | 0 | 0 | 0 | 0 | 0 | 0 | 0 | 0 | 0 | 0 | 0 | 0 | 0 | 0 | 0 | 0 | 0 | 0
Counterfactual | Gen_BB008 | MW | NGED West Midlands | Walham | 0 | 0 | 0 | 0 | 0 | 0 | 0 | 0 | 0 | 0 | 0 | 0 | 0 | 0 | 0 | 0 | 0 | 0 | 0 | 0 | 0 | 0 | 0 | 0 | 0 | 0 | 0 | 0 | 0
Counterfactual | Gen_BB008 | MW | NGED West Midlands | Willenhall | 0 | 0 | 0 | 0 | 0 | 0 | 0 | 0 | 0 | 0 | 0 | 0 | 0 | 0 | 0 | 0 | 0 | 0 | 0 | 0 | 0 | 0 | 0 | 0 | 0 | 0 | 0 | 0 | 0
Counterfactual | Gen_BB008 | MW | NGET | Direct(NGET) | 0 | 1138.99 | 2035.99 | 2334.99 | 3034.99 | 3334.99 | 3334.99 | 3334.99 | 3334.99 | 2734.99 | 2734.99 | 2734.99 | 2734.99 | 2734.99 | 2734.99 | 2734.99 | 2734.99 | 2734.99 | 2734.99 | 2734.99 | 2734.99 | 2734.99 | 2734.99 | 2734.99 | 2734.99 | 2734.99 | 2734.99 | 2734.99 | 2734.99
Counterfactual | Gen_BB008 | MW | NPg Northeast | Blyth 132kV | 0 | 0 | 0 | 0 | 0 | 0 | 0 | 0 | 0 | 0 | 0 | 0 | 0 | 0 | 0 | 0 | 0 | 0 | 0 | 0 | 0 | 0 | 0 | 0 | 0 | 0 | 0 | 0 | 0
Counterfactual | Gen_BB008 | MW | NPg Northeast | Blyth 66kV | 0 | 0 | 0 | 0 | 0 | 0 | 0 | 0 | 0 | 0 | 0 | 0 | 0 | 0 | 0 | 0 | 0 | 0 | 0 | 0 | 0 | 0 | 0 | 0 | 0 | 0 | 0 | 0 | 0
Counterfactual | Gen_BB008 | MW | NPg Northeast | Fourstones | 0 | 0 | 0 | 0 | 0 | 0 | 0 | 0 | 0 | 0 | 0 | 0 | 0 | 0 | 0 | 0 | 0 | 0 | 0 | 0 | 0 | 0 | 0 | 0 | 0 | 0 | 0 | 0 | 0
Counterfactual | Gen_BB008 | MW | NPg Northeast | Hart Moor | 0 | 0 | 0 | 0 | 0 | 0 | 0 | 0 | 0 | 0 | 0 | 0 | 0 | 0 | 0 | 0 | 0 | 0 | 0 | 0 | 0 | 0 | 0 | 0 | 0 | 0 | 0 | 0 | 0
Counterfactual | Gen_BB008 | MW | NPg Northeast | Hawthorn Pit | 0 | 0 | 0 | 0 | 0 | 0 | 0 | 0 | 0 | 0 | 0 | 0 | 0 | 0 | 0 | 0 | 0 | 0 | 0 | 0 | 0 | 0 | 0 | 0 | 0 | 0 | 0 | 0 | 0
Counterfactual | Gen_BB008 | MW | NPg Northeast | Knaresborough | 0 | 0 | 0 | 0 | 0 | 0 | 0 | 0 | 0 | 0 | 0 | 0 | 0 | 0 | 0 | 0 | 0 | 0 | 0 | 0 | 0 | 0 | 0 | 0 | 0 | 0 | 0 | 0 | 0
Counterfactual | Gen_BB008 | MW | NPg Northeast | Lackenby | 0 | 0 | 0 | 0 | 0 | 0 | 0 | 0 | 0 | 0 | 0 | 0 | 0 | 0 | 0 | 0 | 0 | 0 | 0 | 0 | 0 | 0 | 0 | 0 | 0 | 0 | 0 | 0 | 0
Counterfactual | Gen_BB008 | MW | NPg Northeast | Norton | 0 | 0 | 0 | 0 | 0 | 0 | 0 | 0 | 0 | 0 | 0 | 0 | 0 | 0 | 0 | 0 | 0 | 0 | 0 | 0 | 0 | 0 | 0 | 0 | 0 | 0 | 0 | 0 | 0
Counterfactual | Gen_BB008 | MW | NPg Northeast | Offerton | 0 | 0 | 0 | 0 | 0 | 0 | 0 | 0 | 0 | 0 | 0 | 0 | 0 | 0 | 0 | 0 | 0 | 0 | 0 | 0 | 0 | 0 | 0 | 0 | 0 | 0 | 0 | 0 | 0
Counterfactual | Gen_BB008 | MW | NPg Northeast | Osbaldwick | 0 | 0 | 0 | 0 | 0 | 0 | 0 | 0 | 0 | 0 | 0 | 0 | 0 | 0 | 0 | 0 | 0 | 0 | 0 | 0 | 0 | 0 | 0 | 0 | 0 | 0 | 0 | 0 | 0
Counterfactual | Gen_BB008 | MW | NPg Northeast | Poppleton | 0 | 0 | 0 | 0 | 0 | 0 | 0 | 0 | 0 | 0 | 0 | 0 | 0 | 0 | 0 | 0 | 0 | 0 | 0 | 0 | 0 | 0 | 0 | 0 | 0 | 0 | 0 | 0 | 0
Counterfactual | Gen_BB008 | MW | NPg Northeast | Saltholme | 0 | 0 | 0 | 0 | 0 | 0 | 0 | 0 | 0 | 0 | 0 | 0 | 0 | 0 | 0 | 0 | 0 | 0 | 0 | 0 | 0 | 0 | 0 | 0 | 0 | 0 | 0 | 0 | 0
Counterfactual | Gen_BB008 | MW | NPg Northeast | South Shields | 0 | 0 | 0 | 0 | 0 | 0 | 0 | 0 | 0 | 0 | 0 | 0 | 0 | 0 | 0 | 0 | 0 | 0 | 0 | 0 | 0 | 0 | 0 | 0 | 0 | 0 | 0 | 0 | 0
Counterfactual | Gen_BB008 | MW | NPg Northeast | Spennymoor | 0 | 0 | 0 | 0 | 0 | 0 | 0 | 0 | 0 | 0 | 0 | 0 | 0 | 0 | 0 | 0 | 0 | 0 | 0 | 0 | 0 | 0 | 0 | 0 | 0 | 0 | 0 | 0 | 0
Counterfactual | Gen_BB008 | MW | NPg Northeast | Stella North | 0 | 0 | 0 | 0 | 0 | 0 | 0 | 0 | 0 | 0 | 0 | 0 | 0 | 0 | 0 | 0 | 0 | 0 | 0 | 0 | 0 | 0 | 0 | 0 | 0 | 0 | 0 | 0 | 0
Counterfactual | Gen_BB008 | MW | NPg Northeast | Stella South | 0 | 0 | 0 | 0 | 0 | 0 | 0 | 0 | 0 | 0 | 0 | 0 | 0 | 0 | 0 | 0 | 0 | 0 | 0 | 0 | 0 | 0 | 0 | 0 | 0 | 0 | 0 | 0 | 0
Counterfactual | Gen_BB008 | MW | NPg Northeast | West Boldon | 0 | 0 | 0 | 0 | 0 | 0 | 0 | 0 | 0 | 0 | 0 | 0 | 0 | 0 | 0 | 0 | 0 | 0 | 0 | 0 | 0 | 0 | 0 | 0 | 0 | 0 | 0 | 0 | 0
Counterfactual | Gen_BB008 | MW | NPg Yorkshire | Bradford West | 0 | 0 | 0 | 0 | 0 | 0 | 0 | 0 | 0 | 0 | 0 | 0 | 0 | 0 | 0 | 0 | 0 | 0 | 0 | 0 | 0 | 0 | 0 | 0 | 0 | 0 | 0 | 0 | 0
Counterfactual | Gen_BB008 | MW | NPg Yorkshire | Camblesforth | 0 | 0 | 0 | 0 | 0 | 0 | 0 | 0 | 0 | 0 | 0 | 0 | 0 | 0 | 0 | 0 | 0 | 0 | 0 | 0 | 0 | 0 | 0 | 0 | 0 | 0 | 0 | 0 | 0
Counterfactual | Gen_BB008 | MW | NPg Yorkshire | Creyke Beck | 0 | 19.275 | 19.275 | 19.275 | 19.921 | 19.921 | 20.568 | 20.568 | 20.568 | 21.215 | 21.215 | 21.215 | 21.215 | 21.215 | 21.215 | 21.215 | 21.215 | 21.215 | 21.215 | 21.215 | 21.215 | 21.215 | 21.215 | 21.215 | 21.215 | 21.215 | 21.215 | 21.215 | 21.215
Counterfactual | Gen_BB008 | MW | NPg Yorkshire | Drax | 0 | 0 | 0 | 0 | 0 | 0 | 0 | 0 | 0 | 0 | 0 | 0 | 0 | 0 | 0 | 0 | 0 | 0 | 0 | 0 | 0 | 0 | 0 | 0 | 0 | 0 | 0 | 0 | 0
Counterfactual | Gen_BB008 | MW | NPg Yorkshire | Elland | 0 | 0 | 0 | 0 | 0 | 0 | 0 | 0 | 0 | 0 | 0 | 0 | 0 | 0 | 0 | 0 | 0 | 0 | 0 | 0 | 0 | 0 | 0 | 0 | 0 | 0 | 0 | 0 | 0
Counterfactual | Gen_BB008 | MW | NPg Yorkshire | Ferrybridge A | 0 | 0 | 0 | 0 | 0 | 0 | 0 | 0 | 0 | 0 | 0 | 0 | 0 | 0 | 0 | 0 | 0 | 0 | 0 | 0 | 0 | 0 | 0 | 0 | 0 | 0 | 0 | 0 | 0
Counterfactual | Gen_BB008 | MW | NPg Yorkshire | Ferrybridge B (_M) | 0 | 0 | 0 | 0 | 0 | 0 | 0 | 0 | 0 | 0 | 0 | 0 | 0 | 0 | 0 | 0 | 0 | 0 | 0 | 0 | 0 | 0 | 0 | 0 | 0 | 0 | 0 | 0 | 0
Counterfactual | Gen_BB008 | MW | NPg Yorkshire | Grimsby West | 0 | 0 | 0 | 0 | 0 | 0 | 0 | 0 | 0 | 0 | 0 | 0 | 0 | 0 | 0 | 0 | 0 | 0 | 0 | 0 | 0 | 0 | 0 | 0 | 0 | 0 | 0 | 0 | 0
Counterfactual | Gen_BB008 | MW | NPg Yorkshire | Keadby | 0 | 175.261 | 175.261 | 175.261 | 181.142 | 181.142 | 187.024 | 187.024 | 187.024 | 192.905 | 192.905 | 192.905 | 192.905 | 192.905 | 192.905 | 192.905 | 192.905 | 192.905 | 192.905 | 192.905 | 192.905 | 192.905 | 192.905 | 192.905 | 192.905 | 192.905 | 192.905 | 192.905 | 192.905
Counterfactual | Gen_BB008 | MW | NPg Yorkshire | Kirkstall B | 0 | 0 | 0 | 0 | 0 | 0 | 0 | 0 | 0 | 0 | 0 | 0 | 0 | 0 | 0 | 0 | 0 | 0 | 0 | 0 | 0 | 0 | 0 | 0 | 0 | 0 | 0 | 0 | 0
Counterfactual | Gen_BB008 | MW | NPg Yorkshire | Neepsend | 0 | 0 | 0 | 0 | 0 | 0 | 0 | 0 | 0 | 0 | 0 | 0 | 0 | 0 | 0 | 0 | 0 | 0 | 0 | 0 | 0 | 0 | 0 | 0 | 0 | 0 | 0 | 0 | 0
Counterfactual | Gen_BB008 | MW | NPg Yorkshire | Saltend North | 0 | 0 | 0 | 0 | 0 | 0 | 0 | 0 | 0 | 0 | 0 | 0 | 0 | 0 | 0 | 0 | 0 | 0 | 0 | 0 | 0 | 0 | 0 | 0 | 0 | 0 | 0 | 0 | 0
Counterfactual | Gen_BB008 | MW | NPg Yorkshire | Sheffield City | 0 | 0 | 0 | 0 | 0 | 0 | 0 | 0 | 0 | 0 | 0 | 0 | 0 | 0 | 0 | 0 | 0 | 0 | 0 | 0 | 0 | 0 | 0 | 0 | 0 | 0 | 0 | 0 | 0
Counterfactual | Gen_BB008 | MW | NPg Yorkshire | Skelton Grange | 0 | 0 | 0 | 0 | 0 | 0 | 0 | 0 | 0 | 0 | 0 | 0 | 0 | 0 | 0 | 0 | 0 | 0 | 0 | 0 | 0 | 0 | 0 | 0 | 0 | 0 | 0 | 0 | 0
Counterfactual | Gen_BB008 | MW | NPg Yorkshire | Templeborough | 0 | 0 | 0 | 0 | 0 | 0 | 0 | 0 | 0 | 0 | 0 | 0 | 0 | 0 | 0 | 0 | 0 | 0 | 0 | 0 | 0 | 0 | 0 | 0 | 0 | 0 | 0 | 0 | 0
Counterfactual | Gen_BB008 | MW | NPg Yorkshire | Thurcroft | 0 | 0 | 0 | 0 | 0 | 0 | 0 | 0 | 0 | 0 | 0 | 0 | 0 | 0 | 0 | 0 | 0 | 0 | 0 | 0 | 0 | 0 | 0 | 0 | 0 | 0 | 0 | 0 | 0
Counterfactual | Gen_BB008 | MW | NPg Yorkshire | West Melton | 0 | 0 | 0 | 0 | 0 | 0 | 0 | 0 | 0 | 0 | 0 | 0 | 0 | 0 | 0 | 0 | 0 | 0 | 0 | 0 | 0 | 0 | 0 | 0 | 0 | 0 | 0 | 0 | 0
Counterfactual | Gen_BB008 | MW | NPg Yorkshire | Wincobank | 0 | 0 | 0 | 0 | 0 | 0 | 0 | 0 | 0 | 0 | 0 | 0 | 0 | 0 | 0 | 0 | 0 | 0 | 0 | 0 | 0 | 0 | 0 | 0 | 0 | 0 | 0 | 0 | 0
Counterfactual | Gen_BB008 | MW | SPEN | Bainsford | 0 | 24.323 | 24.323 | 24.323 | 25.139 | 25.139 | 25.955 | 25.955 | 25.955 | 26.771 | 26.771 | 26.771 | 26.771 | 26.771 | 26.771 | 26.771 | 26.771 | 26.771 | 26.771 | 26.771 | 26.771 | 26.771 | 26.771 | 26.771 | 26.771 | 26.771 | 26.771 | 26.771 | 26.771
Counterfactual | Gen_BB008 | MW | SPEN | Bathgate | 0 | 0 | 0 | 0 | 0 | 0 | 0 | 0 | 0 | 0 | 0 | 0 | 0 | 0 | 0 | 0 | 0 | 0 | 0 | 0 | 0 | 0 | 0 | 0 | 0 | 0 | 0 | 0 | 0
Counterfactual | Gen_BB008 | MW | SPEN | Berwick | 0 | 0 | 0 | 0 | 0 | 0 | 0 | 0 | 0 | 0 | 0 | 0 | 0 | 0 | 0 | 0 | 0 | 0 | 0 | 0 | 0 | 0 | 0 | 0 | 0 | 0 | 0 | 0 | 0
Counterfactual | Gen_BB008 | MW | SPEN | Bonnybridge | 0 | 18.265 | 18.265 | 18.265 | 18.878 | 18.878 | 19.491 | 19.491 | 19.491 | 20.104 | 20.104 | 20.104 | 20.104 | 20.104 | 20.104 | 20.104 | 20.104 | 20.104 | 20.104 | 20.104 | 20.104 | 20.104 | 20.104 | 20.104 | 20.104 | 20.104 | 20.104 | 20.104 | 20.104
Counterfactual | Gen_BB008 | MW | SPEN | Chapelcross | 0 | 0 | 0 | 0 | 0 | 0 | 0 | 0 | 0 | 0 | 0 | 0 | 0 | 0 | 0 | 0 | 0 | 0 | 0 | 0 | 0 | 0 | 0 | 0 | 0 | 0 | 0 | 0 | 0
Counterfactual | Gen_BB008 | MW | SPEN | Clyde’s Mill | 0 | 0 | 0 | 0 | 0 | 0 | 0 | 0 | 0 | 0 | 0 | 0 | 0 | 0 | 0 | 0 | 0 | 0 | 0 | 0 | 0 | 0 | 0 | 0 | 0 | 0 | 0 | 0 | 0 | GSP also referred to as Westburn Road
Counterfactual | Gen_BB008 | MW | SPEN | Cockenzie | 0 | 0 | 0 | 0 | 0 | 0 | 0 | 0 | 0 | 0 | 0 | 0 | 0 | 0 | 0 | 0 | 0 | 0 | 0 | 0 | 0 | 0 | 0 | 0 | 0 | 0 | 0 | 0 | 0
Counterfactual | Gen_BB008 | MW | SPEN | Coylton | 0 | 0 | 0 | 0 | 0 | 0 | 0 | 0 | 0 | 0 | 0 | 0 | 0 | 0 | 0 | 0 | 0 | 0 | 0 | 0 | 0 | 0 | 0 | 0 | 0 | 0 | 0 | 0 | 0
Counterfactual | Gen_BB008 | MW | SPEN | Crookston B | 0 | 0 | 0 | 0 | 0 | 0 | 0 | 0 | 0 | 0 | 0 | 0 | 0 | 0 | 0 | 0 | 0 | 0 | 0 | 0 | 0 | 0 | 0 | 0 | 0 | 0 | 0 | 0 | 0
Counterfactual | Gen_BB008 | MW | SPEN | Cumbernauld | 0 | 0 | 0 | 0 | 0 | 0 | 0 | 0 | 0 | 0 | 0 | 0 | 0 | 0 | 0 | 0 | 0 | 0 | 0 | 0 | 0 | 0 | 0 | 0 | 0 | 0 | 0 | 0 | 0
Counterfactual | Gen_BB008 | MW | SPEN | Cupar | 0 | 0 | 0 | 0 | 0 | 0 | 0 | 0 | 0 | 0 | 0 | 0 | 0 | 0 | 0 | 0 | 0 | 0 | 0 | 0 | 0 | 0 | 0 | 0 | 0 | 0 | 0 | 0 | 0
Counterfactual | Gen_BB008 | MW | SPEN | Dalmarnock | 0 | 0 | 0 | 0 | 0 | 0 | 0 | 0 | 0 | 0 | 0 | 0 | 0 | 0 | 0 | 0 | 0 | 0 | 0 | 0 | 0 | 0 | 0 | 0 | 0 | 0 | 0 | 0 | 0
Counterfactual | Gen_BB008 | MW | SPEN | Devol Moor | 0 | 19.183 | 19.183 | 19.183 | 19.827 | 19.827 | 20.47 | 20.47 | 20.47 | 21.114 | 21.114 | 21.114 | 21.114 | 21.114 | 21.114 | 21.114 | 21.114 | 21.114 | 21.114 | 21.114 | 21.114 | 21.114 | 21.114 | 21.114 | 21.114 | 21.114 | 21.114 | 21.114 | 21.114
Counterfactual | Gen_BB008 | MW | SPEN | Devonside | 0 | 0 | 0 | 0 | 0 | 0 | 0 | 0 | 0 | 0 | 0 | 0 | 0 | 0 | 0 | 0 | 0 | 0 | 0 | 0 | 0 | 0 | 0 | 0 | 0 | 0 | 0 | 0 | 0
Counterfactual | Gen_BB008 | MW | SPEN | Dumfries 33 | 0 | 0 | 0 | 0 | 0 | 0 | 0 | 0 | 0 | 0 | 0 | 0 | 0 | 0 | 0 | 0 | 0 | 0 | 0 | 0 | 0 | 0 | 0 | 0 | 0 | 0 | 0 | 0 | 0
Counterfactual | Gen_BB008 | MW | SPEN | Dunbar | 0 | 0 | 0 | 0 | 0 | 0 | 0 | 0 | 0 | 0 | 0 | 0 | 0 | 0 | 0 | 0 | 0 | 0 | 0 | 0 | 0 | 0 | 0 | 0 | 0 | 0 | 0 | 0 | 0
Counterfactual | Gen_BB008 | MW | SPEN | Dunfermline | 0 | 0 | 0 | 0 | 0 | 0 | 0 | 0 | 0 | 0 | 0 | 0 | 0 | 0 | 0 | 0 | 0 | 0 | 0 | 0 | 0 | 0 | 0 | 0 | 0 | 0 | 0 | 0 | 0
Counterfactual | Gen_BB008 | MW | SPEN | Earlstoun | 0 | 0 | 0 | 0 | 0 | 0 | 0 | 0 | 0 | 0 | 0 | 0 | 0 | 0 | 0 | 0 | 0 | 0 | 0 | 0 | 0 | 0 | 0 | 0 | 0 | 0 | 0 | 0 | 0
Counterfactual | Gen_BB008 | MW | SPEN | East Kilbride South | 0 | 0 | 0 | 0 | 0 | 0 | 0 | 0 | 0 | 0 | 0 | 0 | 0 | 0 | 0 | 0 | 0 | 0 | 0 | 0 | 0 | 0 | 0 | 0 | 0 | 0 | 0 | 0 | 0
Counterfactual | Gen_BB008 | MW | SPEN | Eccles | 0 | 0 | 0 | 0 | 0 | 0 | 0 | 0 | 0 | 0 | 0 | 0 | 0 | 0 | 0 | 0 | 0 | 0 | 0 | 0 | 0 | 0 | 0 | 0 | 0 | 0 | 0 | 0 | 0
Counterfactual | Gen_BB008 | MW | SPEN | Galashiels | 0 | 0 | 0 | 0 | 0 | 0 | 0 | 0 | 0 | 0 | 0 | 0 | 0 | 0 | 0 | 0 | 0 | 0 | 0 | 0 | 0 | 0 | 0 | 0 | 0 | 0 | 0 | 0 | 0
Counterfactual | Gen_BB008 | MW | SPEN | Giffnock | 0 | 0 | 0 | 0 | 0 | 0 | 0 | 0 | 0 | 0 | 0 | 0 | 0 | 0 | 0 | 0 | 0 | 0 | 0 | 0 | 0 | 0 | 0 | 0 | 0 | 0 | 0 | 0 | 0
Counterfactual | Gen_BB008 | MW | SPEN | Glenlee | 0 | 0 | 0 | 0 | 0 | 0 | 0 | 0 | 0 | 0 | 0 | 0 | 0 | 0 | 0 | 0 | 0 | 0 | 0 | 0 | 0 | 0 | 0 | 0 | 0 | 0 | 0 | 0 | 0
Counterfactual | Gen_BB008 | MW | SPEN | Glenluce | 0 | 0 | 0 | 0 | 0 | 0 | 0 | 0 | 0 | 0 | 0 | 0 | 0 | 0 | 0 | 0 | 0 | 0 | 0 | 0 | 0 | 0 | 0 | 0 | 0 | 0 | 0 | 0 | 0
Counterfactual | Gen_BB008 | MW | SPEN | Glenniston | 0 | 0 | 0 | 0 | 0 | 0 | 0 | 0 | 0 | 0 | 0 | 0 | 0 | 0 | 0 | 0 | 0 | 0 | 0 | 0 | 0 | 0 | 0 | 0 | 0 | 0 | 0 | 0 | 0
Counterfactual | Gen_BB008 | MW | SPEN | Glenrothes | 0 | 0 | 0 | 0 | 0 | 0 | 0 | 0 | 0 | 0 | 0 | 0 | 0 | 0 | 0 | 0 | 0 | 0 | 0 | 0 | 0 | 0 | 0 | 0 | 0 | 0 | 0 | 0 | 0
Counterfactual | Gen_BB008 | MW | SPEN | Grangemouth A | 0 | 0 | 0 | 0 | 0 | 0 | 0 | 0 | 0 | 0 | 0 | 0 | 0 | 0 | 0 | 0 | 0 | 0 | 0 | 0 | 0 | 0 | 0 | 0 | 0 | 0 | 0 | 0 | 0
Counterfactual | Gen_BB008 | MW | SPEN | Hawick | 0 | 0 | 0 | 0 | 0 | 0 | 0 | 0 | 0 | 0 | 0 | 0 | 0 | 0 | 0 | 0 | 0 | 0 | 0 | 0 | 0 | 0 | 0 | 0 | 0 | 0 | 0 | 0 | 0
Counterfactual | Gen_BB008 | MW | SPEN | Hunterston Farm | 0 | 0 | 0 | 0 | 0 | 0 | 0 | 0 | 0 | 0 | 0 | 0 | 0 | 0 | 0 | 0 | 0 | 0 | 0 | 0 | 0 | 0 | 0 | 0 | 0 | 0 | 0 | 0 | 0
Counterfactual | Gen_BB008 | MW | SPEN | Inverkeithing | 0 | 0 | 0 | 0 | 0 | 0 | 0 | 0 | 0 | 0 | 0 | 0 | 0 | 0 | 0 | 0 | 0 | 0 | 0 | 0 | 0 | 0 | 0 | 0 | 0 | 0 | 0 | 0 | 0
Counterfactual | Gen_BB008 | MW | SPEN | Johnstone | 0 | 0 | 0 | 0 | 0 | 0 | 0 | 0 | 0 | 0 | 0 | 0 | 0 | 0 | 0 | 0 | 0 | 0 | 0 | 0 | 0 | 0 | 0 | 0 | 0 | 0 | 0 | 0 | 0
Counterfactual | Gen_BB008 | MW | SPEN | Kaimes | 0 | 0 | 0 | 0 | 0 | 0 | 0 | 0 | 0 | 0 | 0 | 0 | 0 | 0 | 0 | 0 | 0 | 0 | 0 | 0 | 0 | 0 | 0 | 0 | 0 | 0 | 0 | 0 | 0
Counterfactual | Gen_BB008 | MW | SPEN | Kendoon | 0 | 0 | 0 | 0 | 0 | 0 | 0 | 0 | 0 | 0 | 0 | 0 | 0 | 0 | 0 | 0 | 0 | 0 | 0 | 0 | 0 | 0 | 0 | 0 | 0 | 0 | 0 | 0 | 0
Counterfactual | Gen_BB008 | MW | SPEN | Killermont | 0 | 0 | 0 | 0 | 0 | 0 | 0 | 0 | 0 | 0 | 0 | 0 | 0 | 0 | 0 | 0 | 0 | 0 | 0 | 0 | 0 | 0 | 0 | 0 | 0 | 0 | 0 | 0 | 0
Counterfactual | Gen_BB008 | MW | SPEN | Kilwinning | 0 | 0 | 0 | 0 | 0 | 0 | 0 | 0 | 0 | 0 | 0 | 0 | 0 | 0 | 0 | 0 | 0 | 0 | 0 | 0 | 0 | 0 | 0 | 0 | 0 | 0 | 0 | 0 | 0
Counterfactual | Gen_BB008 | MW | SPEN | Leven | 0 | 18.265 | 18.265 | 18.265 | 18.878 | 18.878 | 19.491 | 19.491 | 19.491 | 20.104 | 20.104 | 20.104 | 20.104 | 20.104 | 20.104 | 20.104 | 20.104 | 20.104 | 20.104 | 20.104 | 20.104 | 20.104 | 20.104 | 20.104 | 20.104 | 20.104 | 20.104 | 20.104 | 20.104
Counterfactual | Gen_BB008 | MW | SPEN | Livingston East | 0 | 0 | 0 | 0 | 0 | 0 | 0 | 0 | 0 | 0 | 0 | 0 | 0 | 0 | 0 | 0 | 0 | 0 | 0 | 0 | 0 | 0 | 0 | 0 | 0 | 0 | 0 | 0 | 0
Counterfactual | Gen_BB008 | MW | SPEN | Maybole | 0 | 0 | 0 | 0 | 0 | 0 | 0 | 0 | 0 | 0 | 0 | 0 | 0 | 0 | 0 | 0 | 0 | 0 | 0 | 0 | 0 | 0 | 0 | 0 | 0 | 0 | 0 | 0 | 0
Counterfactual | Gen_BB008 | MW | SPEN | Newarthill | 0 | 0 | 0 | 0 | 0 | 0 | 0 | 0 | 0 | 0 | 0 | 0 | 0 | 0 | 0 | 0 | 0 | 0 | 0 | 0 | 0 | 0 | 0 | 0 | 0 | 0 | 0 | 0 | 0
Counterfactual | Gen_BB008 | MW | SPEN | Paisley | 0 | 3.671 | 3.671 | 3.671 | 3.795 | 3.795 | 3.918 | 3.918 | 3.918 | 4.041 | 4.041 | 4.041 | 4.041 | 4.041 | 4.041 | 4.041 | 4.041 | 4.041 | 4.041 | 4.041 | 4.041 | 4.041 | 4.041 | 4.041 | 4.041 | 4.041 | 4.041 | 4.041 | 4.041
Counterfactual | Gen_BB008 | MW | SPEN | Portobello | 0 | 0 | 0 | 0 | 0 | 0 | 0 | 0 | 0 | 0 | 0 | 0 | 0 | 0 | 0 | 0 | 0 | 0 | 0 | 0 | 0 | 0 | 0 | 0 | 0 | 0 | 0 | 0 | 0
Counterfactual | Gen_BB008 | MW | SPEN | Ravenscraig | 0 | 0 | 0 | 0 | 0 | 0 | 0 | 0 | 0 | 0 | 0 | 0 | 0 | 0 | 0 | 0 | 0 | 0 | 0 | 0 | 0 | 0 | 0 | 0 | 0 | 0 | 0 | 0 | 0
Counterfactual | Gen_BB008 | MW | SPEN | Redhouse | 0 | 0 | 0 | 0 | 0 | 0 | 0 | 0 | 0 | 0 | 0 | 0 | 0 | 0 | 0 | 0 | 0 | 0 | 0 | 0 | 0 | 0 | 0 | 0 | 0 | 0 | 0 | 0 | 0
Counterfactual | Gen_BB008 | MW | SPEN | Saltcoats A | 0 | 0 | 0 | 0 | 0 | 0 | 0 | 0 | 0 | 0 | 0 | 0 | 0 | 0 | 0 | 0 | 0 | 0 | 0 | 0 | 0 | 0 | 0 | 0 | 0 | 0 | 0 | 0 | 0
Counterfactual | Gen_BB008 | MW | SPEN | Saltcoats B | 0 | 0 | 0 | 0 | 0 | 0 | 0 | 0 | 0 | 0 | 0 | 0 | 0 | 0 | 0 | 0 | 0 | 0 | 0 | 0 | 0 | 0 | 0 | 0 | 0 | 0 | 0 | 0 | 0
Counterfactual | Gen_BB008 | MW | SPEN | Sighthill | 0 | 0 | 0 | 0 | 0 | 0 | 0 | 0 | 0 | 0 | 0 | 0 | 0 | 0 | 0 | 0 | 0 | 0 | 0 | 0 | 0 | 0 | 0 | 0 | 0 | 0 | 0 | 0 | 0
Counterfactual | Gen_BB008 | MW | SPEN | Stirling | 0 | 1.377 | 1.377 | 1.377 | 1.423 | 1.423 | 1.469 | 1.469 | 1.469 | 1.515 | 1.515 | 1.515 | 1.515 | 1.515 | 1.515 | 1.515 | 1.515 | 1.515 | 1.515 | 1.515 | 1.515 | 1.515 | 1.515 | 1.515 | 1.515 | 1.515 | 1.515 | 1.515 | 1.515
Counterfactual | Gen_BB008 | MW | SPEN | Strathaven | 0 | 0 | 0 | 0 | 0 | 0 | 0 | 0 | 0 | 0 | 0 | 0 | 0 | 0 | 0 | 0 | 0 | 0 | 0 | 0 | 0 | 0 | 0 | 0 | 0 | 0 | 0 | 0 | 0
Counterfactual | Gen_BB008 | MW | SPEN | Strathleven | 0 | 0 | 0 | 0 | 0 | 0 | 0 | 0 | 0 | 0 | 0 | 0 | 0 | 0 | 0 | 0 | 0 | 0 | 0 | 0 | 0 | 0 | 0 | 0 | 0 | 0 | 0 | 0 | 0
Counterfactual | Gen_BB008 | MW | SPEN | Telford Road | 0 | 1.449 | 1.449 | 1.449 | 1.498 | 1.498 | 1.547 | 1.547 | 1.547 | 1.595 | 1.595 | 1.595 | 1.595 | 1.595 | 1.595 | 1.595 | 1.595 | 1.595 | 1.595 | 1.595 | 1.595 | 1.595 | 1.595 | 1.595 | 1.595 | 1.595 | 1.595 | 1.595 | 1.595
Counterfactual | Gen_BB008 | MW | SPEN | Tongland | 0 | 0 | 0 | 0 | 0 | 0 | 0 | 0 | 0 | 0 | 0 | 0 | 0 | 0 | 0 | 0 | 0 | 0 | 0 | 0 | 0 | 0 | 0 | 0 | 0 | 0 | 0 | 0 | 0
Counterfactual | Gen_BB008 | MW | SPEN | Westfield | 0 | 0 | 0 | 0 | 0 | 0 | 0 | 0 | 0 | 0 | 0 | 0 | 0 | 0 | 0 | 0 | 0 | 0 | 0 | 0 | 0 | 0 | 0 | 0 | 0 | 0 | 0 | 0 | 0
Counterfactual | Gen_BB008 | MW | SPEN | Wishaw | 0 | 18.357 | 18.357 | 18.357 | 18.973 | 18.973 | 19.589 | 19.589 | 19.589 | 20.205 | 20.205 | 20.205 | 20.205 | 20.205 | 20.205 | 20.205 | 20.205 | 20.205 | 20.205 | 20.205 | 20.205 | 20.205 | 20.205 | 20.205 | 20.205 | 20.205 | 20.205 | 20.205 | 20.205
Counterfactual | Gen_BB008 | MW | SPEN Manweb | Birkenhead | 0 | 33.813 | 33.813 | 33.813 | 34.948 | 34.948 | 36.082 | 36.082 | 36.082 | 37.217 | 37.217 | 37.217 | 37.217 | 37.217 | 37.217 | 37.217 | 37.217 | 37.217 | 37.217 | 37.217 | 37.217 | 37.217 | 37.217 | 37.217 | 37.217 | 37.217 | 37.217 | 37.217 | 37.217
Counterfactual | Gen_BB008 | MW | SPEN Manweb | Capenhurst | 0 | 268.978 | 268.978 | 268.978 | 274.984 | 274.984 | 280.99 | 280.99 | 280.99 | 286.997 | 286.997 | 286.997 | 286.997 | 286.997 | 286.997 | 286.997 | 286.997 | 286.997 | 286.997 | 286.997 | 286.997 | 286.997 | 286.997 | 286.997 | 286.997 | 286.997 | 286.997 | 286.997 | 286.997
Counterfactual | Gen_BB008 | MW | SPEN Manweb | Carrington | 0 | 0 | 0 | 0 | 0 | 0 | 0 | 0 | 0 | 0 | 0 | 0 | 0 | 0 | 0 | 0 | 0 | 0 | 0 | 0 | 0 | 0 | 0 | 0 | 0 | 0 | 0 | 0 | 0
Counterfactual | Gen_BB008 | MW | SPEN Manweb | Connah's Quay | 0 | 15.144 | 15.144 | 15.144 | 15.653 | 15.653 | 16.161 | 16.161 | 16.161 | 16.669 | 16.669 | 16.669 | 16.669 | 16.669 | 16.669 | 16.669 | 16.669 | 16.669 | 16.669 | 16.669 | 16.669 | 16.669 | 16.669 | 16.669 | 16.669 | 16.669 | 16.669 | 16.669 | 16.669
Counterfactual | Gen_BB008 | MW | SPEN Manweb | Fiddlers Ferry | 0 | 178.977 | 178.977 | 178.977 | 184.983 | 184.983 | 190.989 | 190.989 | 190.989 | 196.996 | 196.996 | 196.996 | 196.996 | 196.996 | 196.996 | 196.996 | 196.996 | 196.996 | 196.996 | 196.996 | 196.996 | 196.996 | 196.996 | 196.996 | 196.996 | 196.996 | 196.996 | 196.996 | 196.996
Counterfactual | Gen_BB008 | MW | SPEN Manweb | Frodsham | 0 | 162.998 | 162.998 | 162.998 | 168.468 | 168.468 | 173.938 | 173.938 | 173.938 | 179.408 | 179.408 | 179.408 | 179.408 | 179.408 | 179.408 | 179.408 | 179.408 | 179.408 | 179.408 | 179.408 | 179.408 | 179.408 | 179.408 | 179.408 | 179.408 | 179.408 | 179.408 | 179.408 | 179.408
Counterfactual | Gen_BB008 | MW | SPEN Manweb | Legacy | 0 | 15.603 | 15.603 | 15.603 | 16.127 | 16.127 | 16.65 | 16.65 | 16.65 | 17.174 | 17.174 | 17.174 | 17.174 | 17.174 | 17.174 | 17.174 | 17.174 | 17.174 | 17.174 | 17.174 | 17.174 | 17.174 | 17.174 | 17.174 | 17.174 | 17.174 | 17.174 | 17.174 | 17.174
Counterfactual | Gen_BB008 | MW | SPEN Manweb | Lister Drive | 0 | 17.439 | 17.439 | 17.439 | 18.024 | 18.024 | 18.609 | 18.609 | 18.609 | 19.195 | 19.195 | 19.195 | 19.195 | 19.195 | 19.195 | 19.195 | 19.195 | 19.195 | 19.195 | 19.195 | 19.195 | 19.195 | 19.195 | 19.195 | 19.195 | 19.195 | 19.195 | 19.195 | 19.195
Counterfactual | Gen_BB008 | MW | SPEN Manweb | Pentir | 0 | 0 | 0 | 0 | 0 | 0 | 0 | 0 | 0 | 0 | 0 | 0 | 0 | 0 | 0 | 0 | 0 | 0 | 0 | 0 | 0 | 0 | 0 | 0 | 0 | 0 | 0 | 0 | 0
Counterfactual | Gen_BB008 | MW | SPEN Manweb | Rainhill | 0 | 16.521 | 16.521 | 16.521 | 17.075 | 17.075 | 17.63 | 17.63 | 17.63 | 18.184 | 18.184 | 18.184 | 18.184 | 18.184 | 18.184 | 18.184 | 18.184 | 18.184 | 18.184 | 18.184 | 18.184 | 18.184 | 18.184 | 18.184 | 18.184 | 18.184 | 18.184 | 18.184 | 18.184
Counterfactual | Gen_BB008 | MW | SPEN Manweb | Trawsfynydd | 0 | 0 | 0 | 0 | 0 | 0 | 0 | 0 | 0 | 0 | 0 | 0 | 0 | 0 | 0 | 0 | 0 | 0 | 0 | 0 | 0 | 0 | 0 | 0 | 0 | 0 | 0 | 0 | 0
Counterfactual | Gen_BB008 | MW | SPEN Manweb | Wylfa | 0 | 0 | 0 | 0 | 0 | 0 | 0 | 0 | 0 | 0 | 0 | 0 | 0 | 0 | 0 | 0 | 0 | 0 | 0 | 0 | 0 | 0 | 0 | 0 | 0 | 0 | 0 | 0 | 0
Counterfactual | Gen_BB008 | MW | SPTL | Direct(SPTL) | 0 | 0 | 0 | 0 | 0 | 0 | 0 | 0 | 0 | 0 | 0 | 0 | 0 | 0 | 0 | 0 | 0 | 0 | 0 | 0 | 0 | 0 | 0 | 0 | 0 | 0 | 0 | 0 | 0
Counterfactual | Gen_BB008 | MW | SSEN (SHEPD) | Abernethy | 0 | 0 | 0 | 0 | 0 | 0 | 0 | 0 | 0 | 0 | 0 | 0 | 0 | 0 | 0 | 0 | 0 | 0 | 0 | 0 | 0 | 0 | 0 | 0 | 0 | 0 | 0 | 0 | 0
Counterfactual | Gen_BB008 | MW | SSEN (SHEPD) | Alness | 0 | 0 | 0 | 0 | 0 | 0 | 0 | 0 | 0 | 0 | 0 | 0 | 0 | 0 | 0 | 0 | 0 | 0 | 0 | 0 | 0 | 0 | 0 | 0 | 0 | 0 | 0 | 0 | 0
Counterfactual | Gen_BB008 | MW | SSEN (SHEPD) | Arbroath | 0 | 0 | 0 | 0 | 0 | 0 | 0 | 0 | 0 | 0 | 0 | 0 | 0 | 0 | 0 | 0 | 0 | 0 | 0 | 0 | 0 | 0 | 0 | 0 | 0 | 0 | 0 | 0 | 0
Counterfactual | Gen_BB008 | MW | SSEN (SHEPD) | Ardmore | 0 | 0 | 0 | 0 | 0 | 0 | 0 | 0 | 0 | 0 | 0 | 0 | 0 | 0 | 0 | 0 | 0 | 0 | 0 | 0 | 0 | 0 | 0 | 0 | 0 | 0 | 0 | 0 | 0
Counterfactual | Gen_BB008 | MW | SSEN (SHEPD) | Beauly | 0 | 0 | 0 | 0 | 0 | 0 | 0 | 0 | 0 | 0 | 0 | 0 | 0 | 0 | 0 | 0 | 0 | 0 | 0 | 0 | 0 | 0 | 0 | 0 | 0 | 0 | 0 | 0 | 0
Counterfactual | Gen_BB008 | MW | SSEN (SHEPD) | Boat of Garten | 0 | 0 | 0 | 0 | 0 | 0 | 0 | 0 | 0 | 0 | 0 | 0 | 0 | 0 | 0 | 0 | 0 | 0 | 0 | 0 | 0 | 0 | 0 | 0 | 0 | 0 | 0 | 0 | 0
Counterfactual | Gen_BB008 | MW | SSEN (SHEPD) | Bridge of Dun | 0 | 0 | 0 | 0 | 0 | 0 | 0 | 0 | 0 | 0 | 0 | 0 | 0 | 0 | 0 | 0 | 0 | 0 | 0 | 0 | 0 | 0 | 0 | 0 | 0 | 0 | 0 | 0 | 0
Counterfactual | Gen_BB008 | MW | SSEN (SHEPD) | Burghmuir | 0 | 0 | 0 | 0 | 0 | 0 | 0 | 0 | 0 | 0 | 0 | 0 | 0 | 0 | 0 | 0 | 0 | 0 | 0 | 0 | 0 | 0 | 0 | 0 | 0 | 0 | 0 | 0 | 0
Counterfactual | Gen_BB008 | MW | SSEN (SHEPD) | Carradale | 0 | 0 | 0 | 0 | 0 | 0 | 0 | 0 | 0 | 0 | 0 | 0 | 0 | 0 | 0 | 0 | 0 | 0 | 0 | 0 | 0 | 0 | 0 | 0 | 0 | 0 | 0 | 0 | 0
Counterfactual | Gen_BB008 | MW | SSEN (SHEPD) | Ceannacroc | 0 | 0 | 0 | 0 | 0 | 0 | 0 | 0 | 0 | 0 | 0 | 0 | 0 | 0 | 0 | 0 | 0 | 0 | 0 | 0 | 0 | 0 | 0 | 0 | 0 | 0 | 0 | 0 | 0
Counterfactual | Gen_BB008 | MW | SSEN (SHEPD) | Coupar Angus | 0 | 0 | 0 | 0 | 0 | 0 | 0 | 0 | 0 | 0 | 0 | 0 | 0 | 0 | 0 | 0 | 0 | 0 | 0 | 0 | 0 | 0 | 0 | 0 | 0 | 0 | 0 | 0 | 0
Counterfactual | Gen_BB008 | MW | SSEN (SHEPD) | Dunvegan | 0 | 0 | 0 | 0 | 0 | 0 | 0 | 0 | 0 | 0 | 0 | 0 | 0 | 0 | 0 | 0 | 0 | 0 | 0 | 0 | 0 | 0 | 0 | 0 | 0 | 0 | 0 | 0 | 0
Counterfactual | Gen_BB008 | MW | SSEN (SHEPD) | Dyce | 0 | 0 | 0 | 0 | 0 | 0 | 0 | 0 | 0 | 0 | 0 | 0 | 0 | 0 | 0 | 0 | 0 | 0 | 0 | 0 | 0 | 0 | 0 | 0 | 0 | 0 | 0 | 0 | 0
Counterfactual | Gen_BB008 | MW | SSEN (SHEPD) | Fiddes | 0 | 0 | 0 | 0 | 0 | 0 | 0 | 0 | 0 | 0 | 0 | 0 | 0 | 0 | 0 | 0 | 0 | 0 | 0 | 0 | 0 | 0 | 0 | 0 | 0 | 0 | 0 | 0 | 0
Counterfactual | Gen_BB008 | MW | SSEN (SHEPD) | Finstown | 0 | 10 | 10 | 10 | 10 | 10 | 10 | 10 | 10 | 10 | 10 | 10 | 10 | 10 | 10 | 10 | 10 | 10 | 10 | 10 | 10 | 10 | 10 | 10 | 10 | 10 | 10 | 10 | 10
Counterfactual | Gen_BB008 | MW | SSEN (SHEPD) | Fort William | 0 | 0 | 0 | 0 | 0 | 0 | 0 | 0 | 0 | 0 | 0 | 0 | 0 | 0 | 0 | 0 | 0 | 0 | 0 | 0 | 0 | 0 | 0 | 0 | 0 | 0 | 0 | 0 | 0
Counterfactual | Gen_BB008 | MW | SSEN (SHEPD) | Fraserburgh | 0 | 0 | 0 | 0 | 0 | 0 | 0 | 0 | 0 | 0 | 0 | 0 | 0 | 0 | 0 | 0 | 0 | 0 | 0 | 0 | 0 | 0 | 0 | 0 | 0 | 0 | 0 | 0 | 0
Counterfactual | Gen_BB008 | MW | SSEN (SHEPD) | Grudie Bridge | 0 | 0 | 0 | 0 | 0 | 0 | 0 | 0 | 0 | 0 | 0 | 0 | 0 | 0 | 0 | 0 | 0 | 0 | 0 | 0 | 0 | 0 | 0 | 0 | 0 | 0 | 0 | 0 | 0
Counterfactual | Gen_BB008 | MW | SSEN (SHEPD) | Inverness | 0 | 0 | 0 | 0 | 0 | 0 | 0 | 0 | 0 | 0 | 0 | 0 | 0 | 0 | 0 | 0 | 0 | 0 | 0 | 0 | 0 | 0 | 0 | 0 | 0 | 0 | 0 | 0 | 0
Counterfactual | Gen_BB008 | MW | SSEN (SHEPD) | Keith | 0 | 0 | 0 | 0 | 0 | 0 | 0 | 0 | 0 | 0 | 0 | 0 | 0 | 0 | 0 | 0 | 0 | 0 | 0 | 0 | 0 | 0 | 0 | 0 | 0 | 0 | 0 | 0 | 0
Counterfactual | Gen_BB008 | MW | SSEN (SHEPD) | Killin | 0 | 0 | 0 | 0 | 0 | 0 | 0 | 0 | 0 | 0 | 0 | 0 | 0 | 0 | 0 | 0 | 0 | 0 | 0 | 0 | 0 | 0 | 0 | 0 | 0 | 0 | 0 | 0 | 0
Counterfactual | Gen_BB008 | MW | SSEN (SHEPD) | Kinlochleven | 0 | 0 | 0 | 0 | 0 | 0 | 0 | 0 | 0 | 0 | 0 | 0 | 0 | 0 | 0 | 0 | 0 | 0 | 0 | 0 | 0 | 0 | 0 | 0 | 0 | 0 | 0 | 0 | 0
Counterfactual | Gen_BB008 | MW | SSEN (SHEPD) | Kintore | 0 | 0 | 0 | 0 | 0 | 0 | 0 | 0 | 0 | 0 | 0 | 0 | 0 | 0 | 0 | 0 | 0 | 0 | 0 | 0 | 0 | 0 | 0 | 0 | 0 | 0 | 0 | 0 | 0
Counterfactual | Gen_BB008 | MW | SSEN (SHEPD) | Lairg | 0 | 0 | 0 | 0 | 0 | 0 | 0 | 0 | 0 | 0 | 0 | 0 | 0 | 0 | 0 | 0 | 0 | 0 | 0 | 0 | 0 | 0 | 0 | 0 | 0 | 0 | 0 | 0 | 0
Counterfactual | Gen_BB008 | MW | SSEN (SHEPD) | Lunanhead | 0 | 0 | 0 | 0 | 0 | 0 | 0 | 0 | 0 | 0 | 0 | 0 | 0 | 0 | 0 | 0 | 0 | 0 | 0 | 0 | 0 | 0 | 0 | 0 | 0 | 0 | 0 | 0 | 0
Counterfactual | Gen_BB008 | MW | SSEN (SHEPD) | Macduff | 0 | 0 | 0 | 0 | 0 | 0 | 0 | 0 | 0 | 0 | 0 | 0 | 0 | 0 | 0 | 0 | 0 | 0 | 0 | 0 | 0 | 0 | 0 | 0 | 0 | 0 | 0 | 0 | 0
Counterfactual | Gen_BB008 | MW | SSEN (SHEPD) | Milton of Craigie | 0 | 0 | 0 | 0 | 0 | 0 | 0 | 0 | 0 | 0 | 0 | 0 | 0 | 0 | 0 | 0 | 0 | 0 | 0 | 0 | 0 | 0 | 0 | 0 | 0 | 0 | 0 | 0 | 0
Counterfactual | Gen_BB008 | MW | SSEN (SHEPD) | Mybster | 0 | 0 | 0 | 0 | 0 | 0 | 0 | 0 | 0 | 0 | 0 | 0 | 0 | 0 | 0 | 0 | 0 | 0 | 0 | 0 | 0 | 0 | 0 | 0 | 0 | 0 | 0 | 0 | 0
Counterfactual | Gen_BB008 | MW | SSEN (SHEPD) | Nairn | 0 | 0 | 0 | 0 | 0 | 0 | 0 | 0 | 0 | 0 | 0 | 0 | 0 | 0 | 0 | 0 | 0 | 0 | 0 | 0 | 0 | 0 | 0 | 0 | 0 | 0 | 0 | 0 | 0
Counterfactual | Gen_BB008 | MW | SSEN (SHEPD) | Persley | 0 | 0 | 0 | 0 | 0 | 0 | 0 | 0 | 0 | 0 | 0 | 0 | 0 | 0 | 0 | 0 | 0 | 0 | 0 | 0 | 0 | 0 | 0 | 0 | 0 | 0 | 0 | 0 | 0
Counterfactual | Gen_BB008 | MW | SSEN (SHEPD) | Port Ann | 0 | 0 | 0 | 0 | 0 | 0 | 0 | 0 | 0 | 0 | 0 | 0 | 0 | 0 | 0 | 0 | 0 | 0 | 0 | 0 | 0 | 0 | 0 | 0 | 0 | 0 | 0 | 0 | 0
Counterfactual | Gen_BB008 | MW | SSEN (SHEPD) | Redmoss | 0 | 0 | 0 | 0 | 0 | 0 | 0 | 0 | 0 | 0 | 0 | 0 | 0 | 0 | 0 | 0 | 0 | 0 | 0 | 0 | 0 | 0 | 0 | 0 | 0 | 0 | 0 | 0 | 0
Counterfactual | Gen_BB008 | MW | SSEN (SHEPD) | Shin | 0 | 0 | 0 | 0 | 0 | 0 | 0 | 0 | 0 | 0 | 0 | 0 | 0 | 0 | 0 | 0 | 0 | 0 | 0 | 0 | 0 | 0 | 0 | 0 | 0 | 0 | 0 | 0 | 0
Counterfactual | Gen_BB008 | MW | SSEN (SHEPD) | Sloy | 0 | 0 | 0 | 0 | 0 | 0 | 0 | 0 | 0 | 0 | 0 | 0 | 0 | 0 | 0 | 0 | 0 | 0 | 0 | 0 | 0 | 0 | 0 | 0 | 0 | 0 | 0 | 0 | 0
Counterfactual | Gen_BB008 | MW | SSEN (SHEPD) | Strichen | 0 | 0 | 0 | 0 | 0 | 0 | 0 | 0 | 0 | 0 | 0 | 0 | 0 | 0 | 0 | 0 | 0 | 0 | 0 | 0 | 0 | 0 | 0 | 0 | 0 | 0 | 0 | 0 | 0
Counterfactual | Gen_BB008 | MW | SSEN (SHEPD) | Tarland | 0 | 0 | 0 | 0 | 0 | 0 | 0 | 0 | 0 | 0 | 0 | 0 | 0 | 0 | 0 | 0 | 0 | 0 | 0 | 0 | 0 | 0 | 0 | 0 | 0 | 0 | 0 | 0 | 0
Counterfactual | Gen_BB008 | MW | SSEN (SHEPD) | Taynuilt | 0 | 0 | 0 | 0 | 0 | 0 | 0 | 0 | 0 | 0 | 0 | 0 | 0 | 0 | 0 | 0 | 0 | 0 | 0 | 0 | 0 | 0 | 0 | 0 | 0 | 0 | 0 | 0 | 0
Counterfactual | Gen_BB008 | MW | SSEN (SHEPD) | Thurso | 0 | 0 | 0 | 0 | 0 | 0 | 0 | 0 | 0 | 0 | 0 | 0 | 0 | 0 | 0 | 0 | 0 | 0 | 0 | 0 | 0 | 0 | 0 | 0 | 0 | 0 | 0 | 0 | 0
Counterfactual | Gen_BB008 | MW | SSEN (SHEPD) | Tummel Bridge | 0 | 0 | 0 | 0 | 0 | 0 | 0 | 0 | 0 | 0 | 0 | 0 | 0 | 0 | 0 | 0 | 0 | 0 | 0 | 0 | 0 | 0 | 0 | 0 | 0 | 0 | 0 | 0 | 0
Counterfactual | Gen_BB008 | MW | SSEN (SHEPD) | Willowdale | 0 | 0 | 0 | 0 | 0 | 0 | 0 | 0 | 0 | 0 | 0 | 0 | 0 | 0 | 0 | 0 | 0 | 0 | 0 | 0 | 0 | 0 | 0 | 0 | 0 | 0 | 0 | 0 | 0
Counterfactual | Gen_BB008 | MW | SSEN South | Botley Wood | 0 | 0 | 0 | 0 | 0 | 0 | 0 | 0 | 0 | 0 | 0 | 0 | 0 | 0 | 0 | 0 | 0 | 0 | 0 | 0 | 0 | 0 | 0 | 0 | 0 | 0 | 0 | 0 | 0
Counterfactual | Gen_BB008 | MW | SSEN South | Bramley | 0 | 0 | 0 | 0 | 0 | 0 | 0 | 0 | 0 | 0 | 0 | 0 | 0 | 0 | 0 | 0 | 0 | 0 | 0 | 0 | 0 | 0 | 0 | 0 | 0 | 0 | 0 | 0 | 0
Counterfactual | Gen_BB008 | MW | SSEN South | Chickerell | 0 | 0 | 0 | 0 | 0 | 0 | 0 | 0 | 0 | 0 | 0 | 0 | 0 | 0 | 0 | 0 | 0 | 0 | 0 | 0 | 0 | 0 | 0 | 0 | 0 | 0 | 0 | 0 | 0
Counterfactual | Gen_BB008 | MW | SSEN South | Cowley | 0 | 0 | 0 | 0 | 0 | 0 | 0 | 0 | 0 | 0 | 0 | 0 | 0 | 0 | 0 | 0 | 0 | 0 | 0 | 0 | 0 | 0 | 0 | 0 | 0 | 0 | 0 | 0 | 0
Counterfactual | Gen_BB008 | MW | SSEN South | Fawley | 0 | 189.9 | 189.9 | 189.9 | 189.9 | 189.9 | 189.9 | 189.9 | 189.9 | 189.9 | 189.9 | 189.9 | 189.9 | 189.9 | 189.9 | 189.9 | 189.9 | 189.9 | 189.9 | 189.9 | 189.9 | 189.9 | 189.9 | 189.9 | 189.9 | 189.9 | 189.9 | 189.9 | 189.9
Counterfactual | Gen_BB008 | MW | SSEN South | Iver 132kV | 0 | 0 | 0 | 0 | 0 | 0 | 0 | 0 | 0 | 0 | 0 | 0 | 0 | 0 | 0 | 0 | 0 | 0 | 0 | 0 | 0 | 0 | 0 | 0 | 0 | 0 | 0 | 0 | 0
Counterfactual | Gen_BB008 | MW | SSEN South | Lovedean | 0 | 0 | 0 | 0 | 0 | 0 | 0 | 0 | 0 | 0 | 0 | 0 | 0 | 0 | 0 | 0 | 0 | 0 | 0 | 0 | 0 | 0 | 0 | 0 | 0 | 0 | 0 | 0 | 0
Counterfactual | Gen_BB008 | MW | SSEN South | Mannington | 0 | 0 | 0 | 0 | 0 | 0 | 0 | 0 | 0 | 0 | 0 | 0 | 0 | 0 | 0 | 0 | 0 | 0 | 0 | 0 | 0 | 0 | 0 | 0 | 0 | 0 | 0 | 0 | 0
Counterfactual | Gen_BB008 | MW | SSEN South | Melksham | 0 | 0 | 0 | 0 | 0 | 0 | 0 | 0 | 0 | 0 | 0 | 0 | 0 | 0 | 0 | 0 | 0 | 0 | 0 | 0 | 0 | 0 | 0 | 0 | 0 | 0 | 0 | 0 | 0
Counterfactual | Gen_BB008 | MW | SSEN South | Minety | 0 | 0 | 0 | 0 | 0 | 0 | 0 | 0 | 0 | 0 | 0 | 0 | 0 | 0 | 0 | 0 | 0 | 0 | 0 | 0 | 0 | 0 | 0 | 0 | 0 | 0 | 0 | 0 | 0
Counterfactual | Gen_BB008 | MW | SSEN South | Nursling | 0 | 0 | 0 | 0 | 0 | 0 | 0 | 0 | 0 | 0 | 0 | 0 | 0 | 0 | 0 | 0 | 0 | 0 | 0 | 0 | 0 | 0 | 0 | 0 | 0 | 0 | 0 | 0 | 0
Counterfactual | Gen_BB008 | MW | UKPN Eastern | Amersham Main | 0 | 0 | 0 | 0 | 0 | 0 | 0 | 0 | 0 | 0 | 0 | 0 | 0 | 0 | 0 | 0 | 0 | 0 | 0 | 0 | 0 | 0 | 0 | 0 | 0 | 0 | 0 | 0 | 0
Counterfactual | Gen_BB008 | MW | UKPN Eastern | Braintree | 0 | 9.178 | 9.178 | 9.178 | 9.486 | 9.486 | 9.794 | 9.794 | 9.794 | 10.102 | 10.102 | 10.102 | 10.102 | 10.102 | 10.102 | 10.102 | 10.102 | 10.102 | 10.102 | 10.102 | 10.102 | 10.102 | 10.102 | 10.102 | 10.102 | 10.102 | 10.102 | 10.102 | 10.102
Counterfactual | Gen_BB008 | MW | UKPN Eastern | Bramford | 0 | 5.539 | 5.539 | 5.539 | 5.725 | 5.725 | 5.911 | 5.911 | 5.911 | 6.097 | 6.097 | 6.097 | 6.097 | 6.097 | 6.097 | 6.097 | 6.097 | 6.097 | 6.097 | 6.097 | 6.097 | 6.097 | 6.097 | 6.097 | 6.097 | 6.097 | 6.097 | 6.097 | 6.097
Counterfactual | Gen_BB008 | MW | UKPN Eastern | Brimsdown | 0 | 20.683 | 20.683 | 20.683 | 21.378 | 21.378 | 22.072 | 22.072 | 22.072 | 22.766 | 22.766 | 22.766 | 22.766 | 22.766 | 22.766 | 22.766 | 22.766 | 22.766 | 22.766 | 22.766 | 22.766 | 22.766 | 22.766 | 22.766 | 22.766 | 22.766 | 22.766 | 22.766 | 22.766
Counterfactual | Gen_BB008 | MW | UKPN Eastern | Burwell Main | 0 | 0 | 0 | 0 | 0 | 0 | 0 | 0 | 0 | 0 | 0 | 0 | 0 | 0 | 0 | 0 | 0 | 0 | 0 | 0 | 0 | 0 | 0 | 0 | 0 | 0 | 0 | 0 | 0
Counterfactual | Gen_BB008 | MW | UKPN Eastern | Eaton Socon | 0 | 1.836 | 1.836 | 1.836 | 1.897 | 1.897 | 1.959 | 1.959 | 1.959 | 2.02 | 2.02 | 2.02 | 2.02 | 2.02 | 2.02 | 2.02 | 2.02 | 2.02 | 2.02 | 2.02 | 2.02 | 2.02 | 2.02 | 2.02 | 2.02 | 2.02 | 2.02 | 2.02 | 2.02
Counterfactual | Gen_BB008 | MW | UKPN Eastern | Elstree | 0 | 12.207 | 12.207 | 12.207 | 12.617 | 12.617 | 13.027 | 13.027 | 13.027 | 13.436 | 13.436 | 13.436 | 13.436 | 13.436 | 13.436 | 13.436 | 13.436 | 13.436 | 13.436 | 13.436 | 13.436 | 13.436 | 13.436 | 13.436 | 13.436 | 13.436 | 13.436 | 13.436 | 13.436
Counterfactual | Gen_BB008 | MW | UKPN Eastern | Loudwater | 0 | 0 | 0 | 0 | 0 | 0 | 0 | 0 | 0 | 0 | 0 | 0 | 0 | 0 | 0 | 0 | 0 | 0 | 0 | 0 | 0 | 0 | 0 | 0 | 0 | 0 | 0 | 0 | 0
Counterfactual | Gen_BB008 | MW | UKPN Eastern | Mill Hill | 0 | 0 | 0 | 0 | 0 | 0 | 0 | 0 | 0 | 0 | 0 | 0 | 0 | 0 | 0 | 0 | 0 | 0 | 0 | 0 | 0 | 0 | 0 | 0 | 0 | 0 | 0 | 0 | 0
Counterfactual | Gen_BB008 | MW | UKPN Eastern | Norwich Main | 0 | 8.811 | 8.811 | 8.811 | 9.107 | 9.107 | 9.403 | 9.403 | 9.403 | 9.698 | 9.698 | 9.698 | 9.698 | 9.698 | 9.698 | 9.698 | 9.698 | 9.698 | 9.698 | 9.698 | 9.698 | 9.698 | 9.698 | 9.698 | 9.698 | 9.698 | 9.698 | 9.698 | 9.698
Counterfactual | Gen_BB008 | MW | UKPN Eastern | Pelham | 0 | 16.521 | 16.521 | 16.521 | 17.075 | 17.075 | 17.63 | 17.63 | 17.63 | 18.184 | 18.184 | 18.184 | 18.184 | 18.184 | 18.184 | 18.184 | 18.184 | 18.184 | 18.184 | 18.184 | 18.184 | 18.184 | 18.184 | 18.184 | 18.184 | 18.184 | 18.184 | 18.184 | 18.184
Counterfactual | Gen_BB008 | MW | UKPN Eastern | Rayleigh | 0 | 6.7 | 6.7 | 6.7 | 6.925 | 6.925 | 7.15 | 7.15 | 7.15 | 7.375 | 7.375 | 7.375 | 7.375 | 7.375 | 7.375 | 7.375 | 7.375 | 7.375 | 7.375 | 7.375 | 7.375 | 7.375 | 7.375 | 7.375 | 7.375 | 7.375 | 7.375 | 7.375 | 7.375
Counterfactual | Gen_BB008 | MW | UKPN Eastern | Rye House | 0 | 11.059 | 11.059 | 11.059 | 11.43 | 11.43 | 11.801 | 11.801 | 11.801 | 12.172 | 12.172 | 12.172 | 12.172 | 12.172 | 12.172 | 12.172 | 12.172 | 12.172 | 12.172 | 12.172 | 12.172 | 12.172 | 12.172 | 12.172 | 12.172 | 12.172 | 12.172 | 12.172 | 12.172
Counterfactual | Gen_BB008 | MW | UKPN Eastern | Sundon | 0 | 22.496 | 22.496 | 22.496 | 23.251 | 23.251 | 24.006 | 24.006 | 24.006 | 24.761 | 24.761 | 24.761 | 24.761 | 24.761 | 24.761 | 24.761 | 24.761 | 24.761 | 24.761 | 24.761 | 24.761 | 24.761 | 24.761 | 24.761 | 24.761 | 24.761 | 24.761 | 24.761 | 24.761
Counterfactual | Gen_BB008 | MW | UKPN Eastern | Tilbury | 0 | 20.725 | 20.725 | 20.725 | 21.42 | 21.42 | 22.116 | 22.116 | 22.116 | 22.811 | 22.811 | 22.811 | 22.811 | 22.811 | 22.811 | 22.811 | 22.811 | 22.811 | 22.811 | 22.811 | 22.811 | 22.811 | 22.811 | 22.811 | 22.811 | 22.811 | 22.811 | 22.811 | 22.811
Counterfactual | Gen_BB008 | MW | UKPN Eastern | Tottenham | 0 | 22.212 | 22.212 | 22.212 | 22.957 | 22.957 | 23.702 | 23.702 | 23.702 | 24.448 | 24.448 | 24.448 | 24.448 | 24.448 | 24.448 | 24.448 | 24.448 | 24.448 | 24.448 | 24.448 | 24.448 | 24.448 | 24.448 | 24.448 | 24.448 | 24.448 | 24.448 | 24.448 | 24.448
Counterfactual | Gen_BB008 | MW | UKPN Eastern | Walpole (_A) | 0 | 259.41 | 259.41 | 259.41 | 14.894 | 14.894 | 15.377 | 15.377 | 15.377 | 15.861 | 15.861 | 15.861 | 15.861 | 15.861 | 15.861 | 15.861 | 15.861 | 15.861 | 15.861 | 15.861 | 15.861 | 15.861 | 15.861 | 15.861 | 15.861 | 15.861 | 15.861 | 15.861 | 15.861
Counterfactual | Gen_BB008 | MW | UKPN Eastern | Warley | 0 | 18.357 | 18.357 | 18.357 | 18.973 | 18.973 | 19.589 | 19.589 | 19.589 | 20.205 | 20.205 | 20.205 | 20.205 | 20.205 | 20.205 | 20.205 | 20.205 | 20.205 | 20.205 | 20.205 | 20.205 | 20.205 | 20.205 | 20.205 | 20.205 | 20.205 | 20.205 | 20.205 | 20.205
Counterfactual | Gen_BB008 | MW | UKPN Eastern | Watford South | 0 | 0 | 0 | 0 | 0 | 0 | 0 | 0 | 0 | 0 | 0 | 0 | 0 | 0 | 0 | 0 | 0 | 0 | 0 | 0 | 0 | 0 | 0 | 0 | 0 | 0 | 0 | 0 | 0
Counterfactual | Gen_BB008 | MW | UKPN Eastern | West Thurrock | 0 | 15.603 | 15.603 | 15.603 | 16.127 | 16.127 | 16.65 | 16.65 | 16.65 | 17.174 | 17.174 | 17.174 | 17.174 | 17.174 | 17.174 | 17.174 | 17.174 | 17.174 | 17.174 | 17.174 | 17.174 | 17.174 | 17.174 | 17.174 | 17.174 | 17.174 | 17.174 | 17.174 | 17.174
Counterfactual | Gen_BB008 | MW | UKPN Eastern | Wymondley | 0 | 20.468 | 20.468 | 20.468 | 21.155 | 21.155 | 21.841 | 21.841 | 21.841 | 22.528 | 22.528 | 22.528 | 22.528 | 22.528 | 22.528 | 22.528 | 22.528 | 22.528 | 22.528 | 22.528 | 22.528 | 22.528 | 22.528 | 22.528 | 22.528 | 22.528 | 22.528 | 22.528 | 22.528
Counterfactual | Gen_BB008 | MW | UKPN London | Barking | 0 | 0 | 0 | 0 | 0 | 0 | 0 | 0 | 0 | 0 | 0 | 0 | 0 | 0 | 0 | 0 | 0 | 0 | 0 | 0 | 0 | 0 | 0 | 0 | 0 | 0 | 0 | 0 | 0
Counterfactual | Gen_BB008 | MW | UKPN London | Barking West | 0 | 0 | 0 | 0 | 0 | 0 | 0 | 0 | 0 | 0 | 0 | 0 | 0 | 0 | 0 | 0 | 0 | 0 | 0 | 0 | 0 | 0 | 0 | 0 | 0 | 0 | 0 | 0 | 0
Counterfactual | Gen_BB008 | MW | UKPN London | City Road | 0 | 0 | 0 | 0 | 0 | 0 | 0 | 0 | 0 | 0 | 0 | 0 | 0 | 0 | 0 | 0 | 0 | 0 | 0 | 0 | 0 | 0 | 0 | 0 | 0 | 0 | 0 | 0 | 0
Counterfactual | Gen_BB008 | MW | UKPN London | Hackney 132kV | 0 | 0 | 0 | 0 | 0 | 0 | 0 | 0 | 0 | 0 | 0 | 0 | 0 | 0 | 0 | 0 | 0 | 0 | 0 | 0 | 0 | 0 | 0 | 0 | 0 | 0 | 0 | 0 | 0
Counterfactual | Gen_BB008 | MW | UKPN London | Hackney 66kV | 0 | 0 | 0 | 0 | 0 | 0 | 0 | 0 | 0 | 0 | 0 | 0 | 0 | 0 | 0 | 0 | 0 | 0 | 0 | 0 | 0 | 0 | 0 | 0 | 0 | 0 | 0 | 0 | 0
Counterfactual | Gen_BB008 | MW | UKPN London | Hurst | 0 | 0 | 0 | 0 | 0 | 0 | 0 | 0 | 0 | 0 | 0 | 0 | 0 | 0 | 0 | 0 | 0 | 0 | 0 | 0 | 0 | 0 | 0 | 0 | 0 | 0 | 0 | 0 | 0
Counterfactual | Gen_BB008 | MW | UKPN London | Littlebrook (_C) | 0 | 0 | 0 | 0 | 0 | 0 | 0 | 0 | 0 | 0 | 0 | 0 | 0 | 0 | 0 | 0 | 0 | 0 | 0 | 0 | 0 | 0 | 0 | 0 | 0 | 0 | 0 | 0 | 0
Counterfactual | Gen_BB008 | MW | UKPN London | Lodge Road | 0 | 0 | 0 | 0 | 0 | 0 | 0 | 0 | 0 | 0 | 0 | 0 | 0 | 0 | 0 | 0 | 0 | 0 | 0 | 0 | 0 | 0 | 0 | 0 | 0 | 0 | 0 | 0 | 0
Counterfactual | Gen_BB008 | MW | UKPN London | New Cross | 0 | 0 | 0 | 0 | 0 | 0 | 0 | 0 | 0 | 0 | 0 | 0 | 0 | 0 | 0 | 0 | 0 | 0 | 0 | 0 | 0 | 0 | 0 | 0 | 0 | 0 | 0 | 0 | 0
Counterfactual | Gen_BB008 | MW | UKPN London | Redbridge | 0 | 0 | 0 | 0 | 0 | 0 | 0 | 0 | 0 | 0 | 0 | 0 | 0 | 0 | 0 | 0 | 0 | 0 | 0 | 0 | 0 | 0 | 0 | 0 | 0 | 0 | 0 | 0 | 0
Counterfactual | Gen_BB008 | MW | UKPN London | St John's Wood | 0 | 0 | 0 | 0 | 0 | 0 | 0 | 0 | 0 | 0 | 0 | 0 | 0 | 0 | 0 | 0 | 0 | 0 | 0 | 0 | 0 | 0 | 0 | 0 | 0 | 0 | 0 | 0 | 0
Counterfactual | Gen_BB008 | MW | UKPN London | West Ham | 0 | 0 | 0 | 0 | 0 | 0 | 0 | 0 | 0 | 0 | 0 | 0 | 0 | 0 | 0 | 0 | 0 | 0 | 0 | 0 | 0 | 0 | 0 | 0 | 0 | 0 | 0 | 0 | 0
Counterfactual | Gen_BB008 | MW | UKPN London | Willesden 132kV | 0 | 128.497 | 128.497 | 128.497 | 132.809 | 132.809 | 137.121 | 137.121 | 137.121 | 141.433 | 141.433 | 141.433 | 141.433 | 141.433 | 141.433 | 141.433 | 141.433 | 141.433 | 141.433 | 141.433 | 141.433 | 141.433 | 141.433 | 141.433 | 141.433 | 141.433 | 141.433 | 141.433 | 141.433
Counterfactual | Gen_BB008 | MW | UKPN London | Willesden 66kV | 0 | 0 | 0 | 0 | 0 | 0 | 0 | 0 | 0 | 0 | 0 | 0 | 0 | 0 | 0 | 0 | 0 | 0 | 0 | 0 | 0 | 0 | 0 | 0 | 0 | 0 | 0 | 0 | 0
Counterfactual | Gen_BB008 | MW | UKPN London | Wimbledon South | 0 | 0 | 0 | 0 | 0 | 0 | 0 | 0 | 0 | 0 | 0 | 0 | 0 | 0 | 0 | 0 | 0 | 0 | 0 | 0 | 0 | 0 | 0 | 0 | 0 | 0 | 0 | 0 | 0
Counterfactual | Gen_BB008 | MW | UKPN South East | Beddington (_J) | 0 | 59.659 | 59.659 | 59.659 | 61.661 | 61.661 | 63.663 | 63.663 | 63.663 | 65.666 | 65.666 | 65.666 | 65.666 | 65.666 | 65.666 | 65.666 | 65.666 | 65.666 | 65.666 | 65.666 | 65.666 | 65.666 | 65.666 | 65.666 | 65.666 | 65.666 | 65.666 | 65.666 | 65.666
Counterfactual | Gen_BB008 | MW | UKPN South East | Bolney | 0 | 21.569 | 21.569 | 21.569 | 22.293 | 22.293 | 23.017 | 23.017 | 23.017 | 23.741 | 23.741 | 23.741 | 23.741 | 23.741 | 23.741 | 23.741 | 23.741 | 23.741 | 23.741 | 23.741 | 23.741 | 23.741 | 23.741 | 23.741 | 23.741 | 23.741 | 23.741 | 23.741 | 23.741
Counterfactual | Gen_BB008 | MW | UKPN South East | Canterbury | 0 | 21.11 | 21.11 | 21.11 | 21.819 | 21.819 | 22.527 | 22.527 | 22.527 | 23.235 | 23.235 | 23.235 | 23.235 | 23.235 | 23.235 | 23.235 | 23.235 | 23.235 | 23.235 | 23.235 | 23.235 | 23.235 | 23.235 | 23.235 | 23.235 | 23.235 | 23.235 | 23.235 | 23.235
Counterfactual | Gen_BB008 | MW | UKPN South East | Chessington | 0 | 0 | 0 | 0 | 0 | 0 | 0 | 0 | 0 | 0 | 0 | 0 | 0 | 0 | 0 | 0 | 0 | 0 | 0 | 0 | 0 | 0 | 0 | 0 | 0 | 0 | 0 | 0 | 0
Counterfactual | Gen_BB008 | MW | UKPN South East | Kemsley | 0 | 11.014 | 11.014 | 11.014 | 11.384 | 11.384 | 11.753 | 11.753 | 11.753 | 12.123 | 12.123 | 12.123 | 12.123 | 12.123 | 12.123 | 12.123 | 12.123 | 12.123 | 12.123 | 12.123 | 12.123 | 12.123 | 12.123 | 12.123 | 12.123 | 12.123 | 12.123 | 12.123 | 12.123
Counterfactual | Gen_BB008 | MW | UKPN South East | Kingsnorth | 0 | 24.231 | 24.231 | 24.231 | 25.044 | 25.044 | 25.857 | 25.857 | 25.857 | 26.67 | 26.67 | 26.67 | 26.67 | 26.67 | 26.67 | 26.67 | 26.67 | 26.67 | 26.67 | 26.67 | 26.67 | 26.67 | 26.67 | 26.67 | 26.67 | 26.67 | 26.67 | 26.67 | 26.67
Counterfactual | Gen_BB008 | MW | UKPN South East | Littlebrook (_J) | 0 | 6.884 | 6.884 | 6.884 | 7.115 | 7.115 | 7.346 | 7.346 | 7.346 | 7.577 | 7.577 | 7.577 | 7.577 | 7.577 | 7.577 | 7.577 | 7.577 | 7.577 | 7.577 | 7.577 | 7.577 | 7.577 | 7.577 | 7.577 | 7.577 | 7.577 | 7.577 | 7.577 | 7.577
Counterfactual | Gen_BB008 | MW | UKPN South East | Ninfield | 0 | 6.425 | 6.425 | 6.425 | 6.64 | 6.64 | 6.856 | 6.856 | 6.856 | 7.072 | 7.072 | 7.072 | 7.072 | 7.072 | 7.072 | 7.072 | 7.072 | 7.072 | 7.072 | 7.072 | 7.072 | 7.072 | 7.072 | 7.072 | 7.072 | 7.072 | 7.072 | 7.072 | 7.072
Counterfactual | Gen_BB008 | MW | UKPN South East | Northfleet East | 0 | 10.739 | 10.739 | 10.739 | 11.099 | 11.099 | 11.459 | 11.459 | 11.459 | 11.82 | 11.82 | 11.82 | 11.82 | 11.82 | 11.82 | 11.82 | 11.82 | 11.82 | 11.82 | 11.82 | 11.82 | 11.82 | 11.82 | 11.82 | 11.82 | 11.82 | 11.82 | 11.82 | 11.82
Counterfactual | Gen_BB008 | MW | UKPN South East | Sellindge | 0 | 0 | 0 | 0 | 0 | 0 | 0 | 0 | 0 | 0 | 0 | 0 | 0 | 0 | 0 | 0 | 0 | 0 | 0 | 0 | 0 | 0 | 0 | 0 | 0 | 0 | 0 | 0 | 0
Counterfactual | Gen_BB008 | MW | UKPN South East | West Weybridge | 0 | 2.43 | 2.43 | 2.43 | 2.512 | 2.512 | 2.594 | 2.594 | 2.594 | 2.675 | 2.675 | 2.675 | 2.675 | 2.675 | 2.675 | 2.675 | 2.675 | 2.675 | 2.675 | 2.675 | 2.675 | 2.675 | 2.675 | 2.675 | 2.675 | 2.675 | 2.675 | 2.675 | 2.675
Counterfactual | Gen_BB009 | MW | Electricity North West | Bredbury | 0 | 1.889 | 0.701 | 0.585 | 0.468 | 0.351 | 0.234 | 0.117 | 0 | 0 | 0 | 0 | 0 | 0 | 0 | 0 | 0 | 0 | 0 | 0 | 0 | 0 | 0 | 0 | 0 | 0 | 0 | 0 | 0
Counterfactual | Gen_BB009 | MW | Electricity North West | Harker | 0 | 1.436 | 0.533 | 0.444 | 0.356 | 0.267 | 0.178 | 0.089 | 0 | 0 | 0 | 0 | 0 | 0 | 0 | 0 | 0 | 0 | 0 | 0 | 0 | 0 | 0 | 0 | 0 | 0 | 0 | 0 | 0
Counterfactual | Gen_BB009 | MW | Electricity North West | Heysham (NGET) | 0 | 0.535 | 0.199 | 0.166 | 0.133 | 0.099 | 0.066 | 0.033 | 0 | 0 | 0 | 0 | 0 | 0 | 0 | 0 | 0 | 0 | 0 | 0 | 0 | 0 | 0 | 0 | 0 | 0 | 0 | 0 | 0
Counterfactual | Gen_BB009 | MW | Electricity North West | Kearsley 132kV | 0 | 2.911 | 1.081 | 0.901 | 0.721 | 0.54 | 0.36 | 0.18 | 0 | 0 | 0 | 0 | 0 | 0 | 0 | 0 | 0 | 0 | 0 | 0 | 0 | 0 | 0 | 0 | 0 | 0 | 0 | 0 | 0
Counterfactual | Gen_BB009 | MW | Electricity North West | Kearsley 33kV | 0 | 0.34 | 0.126 | 0.105 | 0.084 | 0.063 | 0.042 | 0.021 | 0 | 0 | 0 | 0 | 0 | 0 | 0 | 0 | 0 | 0 | 0 | 0 | 0 | 0 | 0 | 0 | 0 | 0 | 0 | 0 | 0
Counterfactual | Gen_BB009 | MW | Electricity North West | Macclesfield | 0 | 0.89 | 0.331 | 0.276 | 0.22 | 0.165 | 0.11 | 0.055 | 0 | 0 | 0 | 0 | 0 | 0 | 0 | 0 | 0 | 0 | 0 | 0 | 0 | 0 | 0 | 0 | 0 | 0 | 0 | 0 | 0
Counterfactual | Gen_BB009 | MW | Electricity North West | Padiham | 0 | 2.822 | 1.048 | 0.873 | 0.699 | 0.524 | 0.349 | 0.175 | 0 | 0 | 0 | 0 | 0 | 0 | 0 | 0 | 0 | 0 | 0 | 0 | 0 | 0 | 0 | 0 | 0 | 0 | 0 | 0 | 0
Counterfactual | Gen_BB009 | MW | Electricity North West | Penwortham East | 0 | 0.879 | 0.326 | 0.272 | 0.218 | 0.163 | 0.109 | 0.054 | 0 | 0 | 0 | 0 | 0 | 0 | 0 | 0 | 0 | 0 | 0 | 0 | 0 | 0 | 0 | 0 | 0 | 0 | 0 | 0 | 0
Counterfactual | Gen_BB009 | MW | Electricity North West | Penwortham West | 0 | 0.487 | 0.181 | 0.151 | 0.121 | 0.09 | 0.06 | 0.03 | 0 | 0 | 0 | 0 | 0 | 0 | 0 | 0 | 0 | 0 | 0 | 0 | 0 | 0 | 0 | 0 | 0 | 0 | 0 | 0 | 0
Counterfactual | Gen_BB009 | MW | Electricity North West | Rochdale | 0 | 1.125 | 0.418 | 0.348 | 0.279 | 0.209 | 0.139 | 0.07 | 0 | 0 | 0 | 0 | 0 | 0 | 0 | 0 | 0 | 0 | 0 | 0 | 0 | 0 | 0 | 0 | 0 | 0 | 0 | 0 | 0
Counterfactual | Gen_BB009 | MW | Electricity North West | South Manchester | 0 | 3.436 | 1.276 | 1.063 | 0.851 | 0.638 | 0.425 | 0.213 | 0 | 0 | 0 | 0 | 0 | 0 | 0 | 0 | 0 | 0 | 0 | 0 | 0 | 0 | 0 | 0 | 0 | 0 | 0 | 0 | 0
Counterfactual | Gen_BB009 | MW | Electricity North West | Stalybridge | 0 | 0.275 | 0.102 | 0.085 | 0.068 | 0.051 | 0.034 | 0.017 | 0 | 0 | 0 | 0 | 0 | 0 | 0 | 0 | 0 | 0 | 0 | 0 | 0 | 0 | 0 | 0 | 0 | 0 | 0 | 0 | 0
Counterfactual | Gen_BB009 | MW | Electricity North West | Washway Farm | 0 | 0.563 | 0.209 | 0.174 | 0.139 | 0.104 | 0.07 | 0.035 | 0 | 0 | 0 | 0 | 0 | 0 | 0 | 0 | 0 | 0 | 0 | 0 | 0 | 0 | 0 | 0 | 0 | 0 | 0 | 0 | 0
Counterfactual | Gen_BB009 | MW | Electricity North West | Whitegate | 0 | 1.192 | 0.443 | 0.369 | 0.295 | 0.221 | 0.148 | 0.074 | 0 | 0 | 0 | 0 | 0 | 0 | 0 | 0 | 0 | 0 | 0 | 0 | 0 | 0 | 0 | 0 | 0 | 0 | 0 | 0 | 0
Counterfactual | Gen_BB009 | MW | IDNO - Refer to Comment Field | Tynemouth 2 | 0 | 0 | 0 | 0 | 0 | 0 | 0 | 0 | 0 | 0 | 0 | 0 | 0 | 0 | 0 | 0 | 0 | 0 | 0 | 0 | 0 | 0 | 0 | 0 | 0 | 0 | 0 | 0 | 0 | Note: TYNE2 is operated by an IDNO allocated to GSP Group/licence area F
Counterfactual | Gen_BB009 | MW | NGED East Midlands | Berkswell | 0 | 0 | 0 | 0 | 0 | 0 | 0 | 0 | 0 | 0 | 0 | 0 | 0 | 0 | 0 | 0 | 0 | 0 | 0 | 0 | 0 | 0 | 0 | 0 | 0 | 0 | 0 | 0 | 0
Counterfactual | Gen_BB009 | MW | NGED East Midlands | Bicker Fen | 0 | 0 | 0 | 0 | 0 | 0 | 0 | 0 | 0 | 0 | 0 | 0 | 0 | 0 | 0 | 0 | 0 | 0 | 0 | 0 | 0 | 0 | 0 | 0 | 0 | 0 | 0 | 0 | 0
Counterfactual | Gen_BB009 | MW | NGED East Midlands | Chesterfield | 0 | 0 | 0 | 0 | 0 | 0 | 0 | 0 | 0 | 0 | 0 | 0 | 0 | 0 | 0 | 0 | 0 | 0 | 0 | 0 | 0 | 0 | 0 | 0 | 0 | 0 | 0 | 0 | 0
Counterfactual | Gen_BB009 | MW | NGED East Midlands | Coventry | 0 | 0 | 0 | 0 | 0 | 0 | 0 | 0 | 0 | 0 | 0 | 0 | 0 | 0 | 0 | 0 | 0 | 0 | 0 | 0 | 0 | 0 | 0 | 0 | 0 | 0 | 0 | 0 | 0
Counterfactual | Gen_BB009 | MW | NGED East Midlands | Drakelow | 0 | 0 | 0 | 0 | 0 | 0 | 0 | 0 | 0 | 0 | 0 | 0 | 0 | 0 | 0 | 0 | 0 | 0 | 0 | 0 | 0 | 0 | 0 | 0 | 0 | 0 | 0 | 0 | 0
Counterfactual | Gen_BB009 | MW | NGED East Midlands | East Claydon (_B) | 0 | 0 | 0 | 0 | 0 | 0 | 0 | 0 | 0 | 0 | 0 | 0 | 0 | 0 | 0 | 0 | 0 | 0 | 0 | 0 | 0 | 0 | 0 | 0 | 0 | 0 | 0 | 0 | 0
Counterfactual | Gen_BB009 | MW | NGED East Midlands | Enderby | 0 | 0 | 0 | 0 | 0 | 0 | 0 | 0 | 0 | 0 | 0 | 0 | 0 | 0 | 0 | 0 | 0 | 0 | 0 | 0 | 0 | 0 | 0 | 0 | 0 | 0 | 0 | 0 | 0
Counterfactual | Gen_BB009 | MW | NGED East Midlands | Grendon | 0 | 401 | 401 | 401 | 401 | 401 | 401 | 401 | 401 | 0 | 0 | 0 | 0 | 0 | 0 | 0 | 0 | 0 | 0 | 0 | 0 | 0 | 0 | 0 | 0 | 0 | 0 | 0 | 0
Counterfactual | Gen_BB009 | MW | NGED East Midlands | Ratcliffe | 0 | 0 | 0 | 0 | 0 | 0 | 0 | 0 | 0 | 0 | 0 | 0 | 0 | 0 | 0 | 0 | 0 | 0 | 0 | 0 | 0 | 0 | 0 | 0 | 0 | 0 | 0 | 0 | 0
Counterfactual | Gen_BB009 | MW | NGED East Midlands | Staythorpe | 0 | 0 | 0 | 0 | 0 | 0 | 0 | 0 | 0 | 0 | 0 | 0 | 0 | 0 | 0 | 0 | 0 | 0 | 0 | 0 | 0 | 0 | 0 | 0 | 0 | 0 | 0 | 0 | 0
Counterfactual | Gen_BB009 | MW | NGED East Midlands | Stoke Bardolph | 0 | 0 | 0 | 0 | 0 | 0 | 0 | 0 | 0 | 0 | 0 | 0 | 0 | 0 | 0 | 0 | 0 | 0 | 0 | 0 | 0 | 0 | 0 | 0 | 0 | 0 | 0 | 0 | 0
Counterfactual | Gen_BB009 | MW | NGED East Midlands | Walpole (_B) | 0 | 0 | 0 | 0 | 0 | 0 | 0 | 0 | 0 | 0 | 0 | 0 | 0 | 0 | 0 | 0 | 0 | 0 | 0 | 0 | 0 | 0 | 0 | 0 | 0 | 0 | 0 | 0 | 0
Counterfactual | Gen_BB009 | MW | NGED East Midlands | West Burton | 0 | 0 | 0 | 0 | 0 | 0 | 0 | 0 | 0 | 0 | 0 | 0 | 0 | 0 | 0 | 0 | 0 | 0 | 0 | 0 | 0 | 0 | 0 | 0 | 0 | 0 | 0 | 0 | 0
Counterfactual | Gen_BB009 | MW | NGED East Midlands | Willington | 0 | 0 | 0 | 0 | 0 | 0 | 0 | 0 | 0 | 0 | 0 | 0 | 0 | 0 | 0 | 0 | 0 | 0 | 0 | 0 | 0 | 0 | 0 | 0 | 0 | 0 | 0 | 0 | 0
Counterfactual | Gen_BB009 | MW | NGED South Wales | Aberthaw | 0 | 0 | 0 | 0 | 0 | 0 | 0 | 0 | 0 | 0 | 0 | 0 | 0 | 0 | 0 | 0 | 0 | 0 | 0 | 0 | 0 | 0 | 0 | 0 | 0 | 0 | 0 | 0 | 0
Counterfactual | Gen_BB009 | MW | NGED South Wales | Cardiff East | 0 | 0 | 0 | 0 | 0 | 0 | 0 | 0 | 0 | 0 | 0 | 0 | 0 | 0 | 0 | 0 | 0 | 0 | 0 | 0 | 0 | 0 | 0 | 0 | 0 | 0 | 0 | 0 | 0
Counterfactual | Gen_BB009 | MW | NGED South Wales | Grange | 0 | 0 | 0 | 0 | 0 | 0 | 0 | 0 | 0 | 0 | 0 | 0 | 0 | 0 | 0 | 0 | 0 | 0 | 0 | 0 | 0 | 0 | 0 | 0 | 0 | 0 | 0 | 0 | 0
Counterfactual | Gen_BB009 | MW | NGED South Wales | Pembroke | 0 | 0 | 0 | 0 | 0 | 0 | 0 | 0 | 0 | 0 | 0 | 0 | 0 | 0 | 0 | 0 | 0 | 0 | 0 | 0 | 0 | 0 | 0 | 0 | 0 | 0 | 0 | 0 | 0
Counterfactual | Gen_BB009 | MW | NGED South Wales | Pyle | 0 | 0 | 0 | 0 | 0 | 0 | 0 | 0 | 0 | 0 | 0 | 0 | 0 | 0 | 0 | 0 | 0 | 0 | 0 | 0 | 0 | 0 | 0 | 0 | 0 | 0 | 0 | 0 | 0
Counterfactual | Gen_BB009 | MW | NGED South Wales | Rassau | 0 | 0 | 0 | 0 | 0 | 0 | 0 | 0 | 0 | 0 | 0 | 0 | 0 | 0 | 0 | 0 | 0 | 0 | 0 | 0 | 0 | 0 | 0 | 0 | 0 | 0 | 0 | 0 | 0
Counterfactual | Gen_BB009 | MW | NGED South Wales | Swansea North | 0 | 0 | 0 | 0 | 0 | 0 | 0 | 0 | 0 | 0 | 0 | 0 | 0 | 0 | 0 | 0 | 0 | 0 | 0 | 0 | 0 | 0 | 0 | 0 | 0 | 0 | 0 | 0 | 0
Counterfactual | Gen_BB009 | MW | NGED South Wales | Upper Boat 132kV | 0 | 0 | 0 | 0 | 0 | 0 | 0 | 0 | 0 | 0 | 0 | 0 | 0 | 0 | 0 | 0 | 0 | 0 | 0 | 0 | 0 | 0 | 0 | 0 | 0 | 0 | 0 | 0 | 0
Counterfactual | Gen_BB009 | MW | NGED South Wales | Uskmouth | 0 | 0 | 0 | 0 | 0 | 0 | 0 | 0 | 0 | 0 | 0 | 0 | 0 | 0 | 0 | 0 | 0 | 0 | 0 | 0 | 0 | 0 | 0 | 0 | 0 | 0 | 0 | 0 | 0
Counterfactual | Gen_BB009 | MW | NGED South West | Abham | 0 | 0 | 0 | 0 | 0 | 0 | 0 | 0 | 0 | 0 | 0 | 0 | 0 | 0 | 0 | 0 | 0 | 0 | 0 | 0 | 0 | 0 | 0 | 0 | 0 | 0 | 0 | 0 | 0
Counterfactual | Gen_BB009 | MW | NGED South West | Alverdiscott | 0 | 0 | 0 | 0 | 0 | 0 | 0 | 0 | 0 | 0 | 0 | 0 | 0 | 0 | 0 | 0 | 0 | 0 | 0 | 0 | 0 | 0 | 0 | 0 | 0 | 0 | 0 | 0 | 0
Counterfactual | Gen_BB009 | MW | NGED South West | Axminster | 0 | 0 | 0 | 0 | 0 | 0 | 0 | 0 | 0 | 0 | 0 | 0 | 0 | 0 | 0 | 0 | 0 | 0 | 0 | 0 | 0 | 0 | 0 | 0 | 0 | 0 | 0 | 0 | 0
Counterfactual | Gen_BB009 | MW | NGED South West | Bridgewater | 0 | 0 | 0 | 0 | 0 | 0 | 0 | 0 | 0 | 0 | 0 | 0 | 0 | 0 | 0 | 0 | 0 | 0 | 0 | 0 | 0 | 0 | 0 | 0 | 0 | 0 | 0 | 0 | 0
Counterfactual | Gen_BB009 | MW | NGED South West | Exeter | 0 | 0 | 0 | 0 | 0 | 0 | 0 | 0 | 0 | 0 | 0 | 0 | 0 | 0 | 0 | 0 | 0 | 0 | 0 | 0 | 0 | 0 | 0 | 0 | 0 | 0 | 0 | 0 | 0
Counterfactual | Gen_BB009 | MW | NGED South West | Indian Queens | 0 | 0 | 0 | 0 | 0 | 0 | 0 | 0 | 0 | 0 | 0 | 0 | 0 | 0 | 0 | 0 | 0 | 0 | 0 | 0 | 0 | 0 | 0 | 0 | 0 | 0 | 0 | 0 | 0
Counterfactual | Gen_BB009 | MW | NGED South West | Landulph | 0 | 0 | 0 | 0 | 0 | 0 | 0 | 0 | 0 | 0 | 0 | 0 | 0 | 0 | 0 | 0 | 0 | 0 | 0 | 0 | 0 | 0 | 0 | 0 | 0 | 0 | 0 | 0 | 0
Counterfactual | Gen_BB009 | MW | NGED South West | Seabank | 0 | 0 | 0 | 0 | 0 | 0 | 0 | 0 | 0 | 0 | 0 | 0 | 0 | 0 | 0 | 0 | 0 | 0 | 0 | 0 | 0 | 0 | 0 | 0 | 0 | 0 | 0 | 0 | 0
Counterfactual | Gen_BB009 | MW | NGED South West | Taunton | 0 | 0 | 0 | 0 | 0 | 0 | 0 | 0 | 0 | 0 | 0 | 0 | 0 | 0 | 0 | 0 | 0 | 0 | 0 | 0 | 0 | 0 | 0 | 0 | 0 | 0 | 0 | 0 | 0
Counterfactual | Gen_BB009 | MW | NGED West Midlands | Bishops Wood | 0 | 0 | 0 | 0 | 0 | 0 | 0 | 0 | 0 | 0 | 0 | 0 | 0 | 0 | 0 | 0 | 0 | 0 | 0 | 0 | 0 | 0 | 0 | 0 | 0 | 0 | 0 | 0 | 0
Counterfactual | Gen_BB009 | MW | NGED West Midlands | Bushbury | 0 | 0 | 0 | 0 | 0 | 0 | 0 | 0 | 0 | 0 | 0 | 0 | 0 | 0 | 0 | 0 | 0 | 0 | 0 | 0 | 0 | 0 | 0 | 0 | 0 | 0 | 0 | 0 | 0
Counterfactual | Gen_BB009 | MW | NGED West Midlands | Bustleholme | 0 | 0 | 0 | 0 | 0 | 0 | 0 | 0 | 0 | 0 | 0 | 0 | 0 | 0 | 0 | 0 | 0 | 0 | 0 | 0 | 0 | 0 | 0 | 0 | 0 | 0 | 0 | 0 | 0
Counterfactual | Gen_BB009 | MW | NGED West Midlands | Cellarhead | 0 | 0 | 0 | 0 | 0 | 0 | 0 | 0 | 0 | 0 | 0 | 0 | 0 | 0 | 0 | 0 | 0 | 0 | 0 | 0 | 0 | 0 | 0 | 0 | 0 | 0 | 0 | 0 | 0
Counterfactual | Gen_BB009 | MW | NGED West Midlands | Feckenham | 0 | 0 | 0 | 0 | 0 | 0 | 0 | 0 | 0 | 0 | 0 | 0 | 0 | 0 | 0 | 0 | 0 | 0 | 0 | 0 | 0 | 0 | 0 | 0 | 0 | 0 | 0 | 0 | 0
Counterfactual | Gen_BB009 | MW | NGED West Midlands | Hams Hall | 0 | 0 | 0 | 0 | 0 | 0 | 0 | 0 | 0 | 0 | 0 | 0 | 0 | 0 | 0 | 0 | 0 | 0 | 0 | 0 | 0 | 0 | 0 | 0 | 0 | 0 | 0 | 0 | 0
Counterfactual | Gen_BB009 | MW | NGED West Midlands | Iron Acton | 0 | 0 | 0 | 0 | 0 | 0 | 0 | 0 | 0 | 0 | 0 | 0 | 0 | 0 | 0 | 0 | 0 | 0 | 0 | 0 | 0 | 0 | 0 | 0 | 0 | 0 | 0 | 0 | 0
Counterfactual | Gen_BB009 | MW | NGED West Midlands | Ironbridge | 0 | 0 | 0 | 0 | 0 | 0 | 0 | 0 | 0 | 0 | 0 | 0 | 0 | 0 | 0 | 0 | 0 | 0 | 0 | 0 | 0 | 0 | 0 | 0 | 0 | 0 | 0 | 0 | 0
Counterfactual | Gen_BB009 | MW | NGED West Midlands | Kitwell | 0 | 0 | 0 | 0 | 0 | 0 | 0 | 0 | 0 | 0 | 0 | 0 | 0 | 0 | 0 | 0 | 0 | 0 | 0 | 0 | 0 | 0 | 0 | 0 | 0 | 0 | 0 | 0 | 0
Counterfactual | Gen_BB009 | MW | NGED West Midlands | Nechells | 0 | 0 | 0 | 0 | 0 | 0 | 0 | 0 | 0 | 0 | 0 | 0 | 0 | 0 | 0 | 0 | 0 | 0 | 0 | 0 | 0 | 0 | 0 | 0 | 0 | 0 | 0 | 0 | 0
Counterfactual | Gen_BB009 | MW | NGED West Midlands | Ocker Hill | 0 | 0 | 0 | 0 | 0 | 0 | 0 | 0 | 0 | 0 | 0 | 0 | 0 | 0 | 0 | 0 | 0 | 0 | 0 | 0 | 0 | 0 | 0 | 0 | 0 | 0 | 0 | 0 | 0
Counterfactual | Gen_BB009 | MW | NGED West Midlands | Oldbury | 0 | 0 | 0 | 0 | 0 | 0 | 0 | 0 | 0 | 0 | 0 | 0 | 0 | 0 | 0 | 0 | 0 | 0 | 0 | 0 | 0 | 0 | 0 | 0 | 0 | 0 | 0 | 0 | 0
Counterfactual | Gen_BB009 | MW | NGED West Midlands | Penn | 0 | 0 | 0 | 0 | 0 | 0 | 0 | 0 | 0 | 0 | 0 | 0 | 0 | 0 | 0 | 0 | 0 | 0 | 0 | 0 | 0 | 0 | 0 | 0 | 0 | 0 | 0 | 0 | 0
Counterfactual | Gen_BB009 | MW | NGED West Midlands | Rugeley | 0 | 0 | 0 | 0 | 0 | 0 | 0 | 0 | 0 | 0 | 0 | 0 | 0 | 0 | 0 | 0 | 0 | 0 | 0 | 0 | 0 | 0 | 0 | 0 | 0 | 0 | 0 | 0 | 0
Counterfactual | Gen_BB009 | MW | NGED West Midlands | Shrewsbury | 0 | 0 | 0 | 0 | 0 | 0 | 0 | 0 | 0 | 0 | 0 | 0 | 0 | 0 | 0 | 0 | 0 | 0 | 0 | 0 | 0 | 0 | 0 | 0 | 0 | 0 | 0 | 0 | 0
Counterfactual | Gen_BB009 | MW | NGED West Midlands | Walham | 0 | 0 | 0 | 0 | 0 | 0 | 0 | 0 | 0 | 0 | 0 | 0 | 0 | 0 | 0 | 0 | 0 | 0 | 0 | 0 | 0 | 0 | 0 | 0 | 0 | 0 | 0 | 0 | 0
Counterfactual | Gen_BB009 | MW | NGED West Midlands | Willenhall | 0 | 0 | 0 | 0 | 0 | 0 | 0 | 0 | 0 | 0 | 0 | 0 | 0 | 0 | 0 | 0 | 0 | 0 | 0 | 0 | 0 | 0 | 0 | 0 | 0 | 0 | 0 | 0 | 0
Counterfactual | Gen_BB009 | MW | NGET | Direct(NGET) | 0 | 24104 | 25804 | 25804 | 27294 | 28994 | 28994 | 28994 | 27614 | 19684 | 18949 | 20649 | 20362 | 20807 | 20807 | 21707 | 22567 | 23477 | 26777 | 26777 | 28587 | 31287 | 31287 | 31287 | 33167 | 34067 | 34067 | 35867 | 35867
Counterfactual | Gen_BB009 | MW | NPg Northeast | Blyth 132kV | 0 | 0 | 0 | 0 | 0 | 0 | 0 | 0 | 0 | 0 | 0 | 0 | 0 | 0 | 0 | 0 | 0 | 0 | 0 | 0 | 0 | 0 | 0 | 0 | 0 | 0 | 0 | 0 | 0
Counterfactual | Gen_BB009 | MW | NPg Northeast | Blyth 66kV | 0 | 0 | 0 | 0 | 0 | 0 | 0 | 0 | 0 | 0 | 0 | 0 | 0 | 0 | 0 | 0 | 0 | 0 | 0 | 0 | 0 | 0 | 0 | 0 | 0 | 0 | 0 | 0 | 0
Counterfactual | Gen_BB009 | MW | NPg Northeast | Fourstones | 0 | 0 | 0 | 0 | 0 | 0 | 0 | 0 | 0 | 0 | 0 | 0 | 0 | 0 | 0 | 0 | 0 | 0 | 0 | 0 | 0 | 0 | 0 | 0 | 0 | 0 | 0 | 0 | 0
Counterfactual | Gen_BB009 | MW | NPg Northeast | Hart Moor | 0 | 0 | 0 | 0 | 0 | 0 | 0 | 0 | 0 | 0 | 0 | 0 | 0 | 0 | 0 | 0 | 0 | 0 | 0 | 0 | 0 | 0 | 0 | 0 | 0 | 0 | 0 | 0 | 0
Counterfactual | Gen_BB009 | MW | NPg Northeast | Hawthorn Pit | 0 | 0 | 0 | 0 | 0 | 0 | 0 | 0 | 0 | 0 | 0 | 0 | 0 | 0 | 0 | 0 | 0 | 0 | 0 | 0 | 0 | 0 | 0 | 0 | 0 | 0 | 0 | 0 | 0
Counterfactual | Gen_BB009 | MW | NPg Northeast | Knaresborough | 0 | 0 | 0 | 0 | 0 | 0 | 0 | 0 | 0 | 0 | 0 | 0 | 0 | 0 | 0 | 0 | 0 | 0 | 0 | 0 | 0 | 0 | 0 | 0 | 0 | 0 | 0 | 0 | 0
Counterfactual | Gen_BB009 | MW | NPg Northeast | Lackenby | 0 | 0 | 0 | 0 | 0 | 0 | 0 | 0 | 0 | 0 | 0 | 0 | 0 | 0 | 0 | 0 | 0 | 0 | 0 | 0 | 0 | 0 | 0 | 0 | 0 | 0 | 0 | 0 | 0
Counterfactual | Gen_BB009 | MW | NPg Northeast | Norton | 0 | 0 | 0 | 0 | 0 | 0 | 0 | 0 | 0 | 0 | 0 | 0 | 0 | 0 | 0 | 0 | 0 | 0 | 0 | 0 | 0 | 0 | 0 | 0 | 0 | 0 | 0 | 0 | 0
Counterfactual | Gen_BB009 | MW | NPg Northeast | Offerton | 0 | 0 | 0 | 0 | 0 | 0 | 0 | 0 | 0 | 0 | 0 | 0 | 0 | 0 | 0 | 0 | 0 | 0 | 0 | 0 | 0 | 0 | 0 | 0 | 0 | 0 | 0 | 0 | 0
Counterfactual | Gen_BB009 | MW | NPg Northeast | Osbaldwick | 0 | 0 | 0 | 0 | 0 | 0 | 0 | 0 | 0 | 0 | 0 | 0 | 0 | 0 | 0 | 0 | 0 | 0 | 0 | 0 | 0 | 0 | 0 | 0 | 0 | 0 | 0 | 0 | 0
Counterfactual | Gen_BB009 | MW | NPg Northeast | Poppleton | 0 | 0 | 0 | 0 | 0 | 0 | 0 | 0 | 0 | 0 | 0 | 0 | 0 | 0 | 0 | 0 | 0 | 0 | 0 | 0 | 0 | 0 | 0 | 0 | 0 | 0 | 0 | 0 | 0
Counterfactual | Gen_BB009 | MW | NPg Northeast | Saltholme | 0 | 0 | 0 | 0 | 0 | 0 | 0 | 0 | 0 | 0 | 0 | 0 | 0 | 0 | 0 | 0 | 0 | 0 | 0 | 0 | 0 | 0 | 0 | 0 | 0 | 0 | 0 | 0 | 0
Counterfactual | Gen_BB009 | MW | NPg Northeast | South Shields | 0 | 0 | 0 | 0 | 0 | 0 | 0 | 0 | 0 | 0 | 0 | 0 | 0 | 0 | 0 | 0 | 0 | 0 | 0 | 0 | 0 | 0 | 0 | 0 | 0 | 0 | 0 | 0 | 0
Counterfactual | Gen_BB009 | MW | NPg Northeast | Spennymoor | 0 | 0 | 0 | 0 | 0 | 0 | 0 | 0 | 0 | 0 | 0 | 0 | 0 | 0 | 0 | 0 | 0 | 0 | 0 | 0 | 0 | 0 | 0 | 0 | 0 | 0 | 0 | 0 | 0
Counterfactual | Gen_BB009 | MW | NPg Northeast | Stella North | 0 | 0 | 0 | 0 | 0 | 0 | 0 | 0 | 0 | 0 | 0 | 0 | 0 | 0 | 0 | 0 | 0 | 0 | 0 | 0 | 0 | 0 | 0 | 0 | 0 | 0 | 0 | 0 | 0
Counterfactual | Gen_BB009 | MW | NPg Northeast | Stella South | 0 | 0 | 0 | 0 | 0 | 0 | 0 | 0 | 0 | 0 | 0 | 0 | 0 | 0 | 0 | 0 | 0 | 0 | 0 | 0 | 0 | 0 | 0 | 0 | 0 | 0 | 0 | 0 | 0
Counterfactual | Gen_BB009 | MW | NPg Northeast | West Boldon | 0 | 0 | 0 | 0 | 0 | 0 | 0 | 0 | 0 | 0 | 0 | 0 | 0 | 0 | 0 | 0 | 0 | 0 | 0 | 0 | 0 | 0 | 0 | 0 | 0 | 0 | 0 | 0 | 0
Counterfactual | Gen_BB009 | MW | NPg Yorkshire | Bradford West | 0 | 0 | 0 | 0 | 0 | 0 | 0 | 0 | 0 | 0 | 0 | 0 | 0 | 0 | 0 | 0 | 0 | 0 | 0 | 0 | 0 | 0 | 0 | 0 | 0 | 0 | 0 | 0 | 0
Counterfactual | Gen_BB009 | MW | NPg Yorkshire | Camblesforth | 0 | 0 | 0 | 0 | 0 | 0 | 0 | 0 | 0 | 0 | 0 | 0 | 0 | 0 | 0 | 0 | 0 | 0 | 0 | 0 | 0 | 0 | 0 | 0 | 0 | 0 | 0 | 0 | 0
Counterfactual | Gen_BB009 | MW | NPg Yorkshire | Creyke Beck | 0 | 0 | 0 | 0 | 0 | 0 | 0 | 0 | 0 | 0 | 0 | 0 | 0 | 0 | 0 | 0 | 0 | 0 | 0 | 0 | 0 | 0 | 0 | 0 | 0 | 0 | 0 | 0 | 0
Counterfactual | Gen_BB009 | MW | NPg Yorkshire | Drax | 0 | 0 | 0 | 0 | 0 | 0 | 0 | 0 | 0 | 0 | 0 | 0 | 0 | 0 | 0 | 0 | 0 | 0 | 0 | 0 | 0 | 0 | 0 | 0 | 0 | 0 | 0 | 0 | 0
Counterfactual | Gen_BB009 | MW | NPg Yorkshire | Elland | 0 | 0 | 0 | 0 | 0 | 0 | 0 | 0 | 0 | 0 | 0 | 0 | 0 | 0 | 0 | 0 | 0 | 0 | 0 | 0 | 0 | 0 | 0 | 0 | 0 | 0 | 0 | 0 | 0
Counterfactual | Gen_BB009 | MW | NPg Yorkshire | Ferrybridge A | 0 | 0 | 0 | 0 | 0 | 0 | 0 | 0 | 0 | 0 | 0 | 0 | 0 | 0 | 0 | 0 | 0 | 0 | 0 | 0 | 0 | 0 | 0 | 0 | 0 | 0 | 0 | 0 | 0
Counterfactual | Gen_BB009 | MW | NPg Yorkshire | Ferrybridge B (_M) | 0 | 0 | 0 | 0 | 0 | 0 | 0 | 0 | 0 | 0 | 0 | 0 | 0 | 0 | 0 | 0 | 0 | 0 | 0 | 0 | 0 | 0 | 0 | 0 | 0 | 0 | 0 | 0 | 0
Counterfactual | Gen_BB009 | MW | NPg Yorkshire | Grimsby West | 0 | 0 | 0 | 0 | 0 | 0 | 0 | 0 | 0 | 0 | 0 | 0 | 0 | 0 | 0 | 0 | 0 | 0 | 0 | 0 | 0 | 0 | 0 | 0 | 0 | 0 | 0 | 0 | 0
Counterfactual | Gen_BB009 | MW | NPg Yorkshire | Keadby | 0 | 99 | 99 | 99 | 0 | 0 | 0 | 0 | 0 | 0 | 0 | 0 | 0 | 0 | 0 | 0 | 0 | 0 | 0 | 0 | 0 | 0 | 0 | 0 | 0 | 0 | 0 | 0 | 0
Counterfactual | Gen_BB009 | MW | NPg Yorkshire | Kirkstall B | 0 | 0 | 0 | 0 | 0 | 0 | 0 | 0 | 0 | 0 | 0 | 0 | 0 | 0 | 0 | 0 | 0 | 0 | 0 | 0 | 0 | 0 | 0 | 0 | 0 | 0 | 0 | 0 | 0
Counterfactual | Gen_BB009 | MW | NPg Yorkshire | Neepsend | 0 | 0 | 0 | 0 | 0 | 0 | 0 | 0 | 0 | 0 | 0 | 0 | 0 | 0 | 0 | 0 | 0 | 0 | 0 | 0 | 0 | 0 | 0 | 0 | 0 | 0 | 0 | 0 | 0
Counterfactual | Gen_BB009 | MW | NPg Yorkshire | Saltend North | 0 | 0 | 0 | 0 | 0 | 0 | 0 | 0 | 0 | 0 | 0 | 0 | 0 | 0 | 0 | 0 | 0 | 0 | 0 | 0 | 0 | 0 | 0 | 0 | 0 | 0 | 0 | 0 | 0
Counterfactual | Gen_BB009 | MW | NPg Yorkshire | Sheffield City | 0 | 0 | 0 | 0 | 0 | 0 | 0 | 0 | 0 | 0 | 0 | 0 | 0 | 0 | 0 | 0 | 0 | 0 | 0 | 0 | 0 | 0 | 0 | 0 | 0 | 0 | 0 | 0 | 0
Counterfactual | Gen_BB009 | MW | NPg Yorkshire | Skelton Grange | 0 | 0 | 0 | 0 | 0 | 0 | 0 | 0 | 0 | 0 | 0 | 0 | 0 | 0 | 0 | 0 | 0 | 0 | 0 | 0 | 0 | 0 | 0 | 0 | 0 | 0 | 0 | 0 | 0
Counterfactual | Gen_BB009 | MW | NPg Yorkshire | Templeborough | 0 | 0 | 0 | 0 | 0 | 0 | 0 | 0 | 0 | 0 | 0 | 0 | 0 | 0 | 0 | 0 | 0 | 0 | 0 | 0 | 0 | 0 | 0 | 0 | 0 | 0 | 0 | 0 | 0
Counterfactual | Gen_BB009 | MW | NPg Yorkshire | Thurcroft | 0 | 0 | 0 | 0 | 0 | 0 | 0 | 0 | 0 | 0 | 0 | 0 | 0 | 0 | 0 | 0 | 0 | 0 | 0 | 0 | 0 | 0 | 0 | 0 | 0 | 0 | 0 | 0 | 0
Counterfactual | Gen_BB009 | MW | NPg Yorkshire | West Melton | 0 | 0 | 0 | 0 | 0 | 0 | 0 | 0 | 0 | 0 | 0 | 0 | 0 | 0 | 0 | 0 | 0 | 0 | 0 | 0 | 0 | 0 | 0 | 0 | 0 | 0 | 0 | 0 | 0
Counterfactual | Gen_BB009 | MW | NPg Yorkshire | Wincobank | 0 | 0 | 0 | 0 | 0 | 0 | 0 | 0 | 0 | 0 | 0 | 0 | 0 | 0 | 0 | 0 | 0 | 0 | 0 | 0 | 0 | 0 | 0 | 0 | 0 | 0 | 0 | 0 | 0
Counterfactual | Gen_BB009 | MW | SHETL | Direct(SHETL) | 0 | 1180 | 1180 | 1180 | 1180 | 1180 | 1180 | 1180 | 1180 | 1180 | 1180 | 1180 | 1180 | 1180 | 1180 | 0 | 910 | 910 | 910 | 910 | 910 | 910 | 910 | 910 | 1810 | 1810 | 1810 | 1810 | 1810
Counterfactual | Gen_BB009 | MW | SPEN | Bainsford | 0 | 0 | 0 | 0 | 0 | 0 | 0 | 0 | 0 | 0 | 0 | 0 | 0 | 0 | 0 | 0 | 0 | 0 | 0 | 0 | 0 | 0 | 0 | 0 | 0 | 0 | 0 | 0 | 0
Counterfactual | Gen_BB009 | MW | SPEN | Bathgate | 0 | 0 | 0 | 0 | 0 | 0 | 0 | 0 | 0 | 0 | 0 | 0 | 0 | 0 | 0 | 0 | 0 | 0 | 0 | 0 | 0 | 0 | 0 | 0 | 0 | 0 | 0 | 0 | 0
Counterfactual | Gen_BB009 | MW | SPEN | Berwick | 0 | 0 | 0 | 0 | 0 | 0 | 0 | 0 | 0 | 0 | 0 | 0 | 0 | 0 | 0 | 0 | 0 | 0 | 0 | 0 | 0 | 0 | 0 | 0 | 0 | 0 | 0 | 0 | 0
Counterfactual | Gen_BB009 | MW | SPEN | Bonnybridge | 0 | 0.985 | 0.366 | 0.305 | 0.244 | 0.183 | 0.122 | 0.061 | 0 | 0 | 0 | 0 | 0 | 0 | 0 | 0 | 0 | 0 | 0 | 0 | 0 | 0 | 0 | 0 | 0 | 0 | 0 | 0 | 0
Counterfactual | Gen_BB009 | MW | SPEN | Chapelcross | 0 | 0 | 0 | 0 | 0 | 0 | 0 | 0 | 0 | 0 | 0 | 0 | 0 | 0 | 0 | 0 | 0 | 0 | 0 | 0 | 0 | 0 | 0 | 0 | 0 | 0 | 0 | 0 | 0
Counterfactual | Gen_BB009 | MW | SPEN | Clyde’s Mill | 0 | 0 | 0 | 0 | 0 | 0 | 0 | 0 | 0 | 0 | 0 | 0 | 0 | 0 | 0 | 0 | 0 | 0 | 0 | 0 | 0 | 0 | 0 | 0 | 0 | 0 | 0 | 0 | 0 | GSP also referred to as Westburn Road
Counterfactual | Gen_BB009 | MW | SPEN | Cockenzie | 0 | 0 | 0 | 0 | 0 | 0 | 0 | 0 | 0 | 0 | 0 | 0 | 0 | 0 | 0 | 0 | 0 | 0 | 0 | 0 | 0 | 0 | 0 | 0 | 0 | 0 | 0 | 0 | 0
Counterfactual | Gen_BB009 | MW | SPEN | Coylton | 0 | 0 | 0 | 0 | 0 | 0 | 0 | 0 | 0 | 0 | 0 | 0 | 0 | 0 | 0 | 0 | 0 | 0 | 0 | 0 | 0 | 0 | 0 | 0 | 0 | 0 | 0 | 0 | 0
Counterfactual | Gen_BB009 | MW | SPEN | Crookston B | 0 | 0 | 0 | 0 | 0 | 0 | 0 | 0 | 0 | 0 | 0 | 0 | 0 | 0 | 0 | 0 | 0 | 0 | 0 | 0 | 0 | 0 | 0 | 0 | 0 | 0 | 0 | 0 | 0
Counterfactual | Gen_BB009 | MW | SPEN | Cumbernauld | 0 | 2.022 | 0.751 | 0.626 | 0.501 | 0.375 | 0.25 | 0.125 | 0 | 0 | 0 | 0 | 0 | 0 | 0 | 0 | 0 | 0 | 0 | 0 | 0 | 0 | 0 | 0 | 0 | 0 | 0 | 0 | 0
Counterfactual | Gen_BB009 | MW | SPEN | Cupar | 0 | 0 | 0 | 0 | 0 | 0 | 0 | 0 | 0 | 0 | 0 | 0 | 0 | 0 | 0 | 0 | 0 | 0 | 0 | 0 | 0 | 0 | 0 | 0 | 0 | 0 | 0 | 0 | 0
Counterfactual | Gen_BB009 | MW | SPEN | Dalmarnock | 0 | 0 | 0 | 0 | 0 | 0 | 0 | 0 | 0 | 0 | 0 | 0 | 0 | 0 | 0 | 0 | 0 | 0 | 0 | 0 | 0 | 0 | 0 | 0 | 0 | 0 | 0 | 0 | 0
Counterfactual | Gen_BB009 | MW | SPEN | Devol Moor | 0 | 0 | 0 | 0 | 0 | 0 | 0 | 0 | 0 | 0 | 0 | 0 | 0 | 0 | 0 | 0 | 0 | 0 | 0 | 0 | 0 | 0 | 0 | 0 | 0 | 0 | 0 | 0 | 0
Counterfactual | Gen_BB009 | MW | SPEN | Devonside | 0 | 1.055 | 0.392 | 0.326 | 0.261 | 0.196 | 0.131 | 0.065 | 0 | 0 | 0 | 0 | 0 | 0 | 0 | 0 | 0 | 0 | 0 | 0 | 0 | 0 | 0 | 0 | 0 | 0 | 0 | 0 | 0
Counterfactual | Gen_BB009 | MW | SPEN | Dumfries 33 | 0 | 0 | 0 | 0 | 0 | 0 | 0 | 0 | 0 | 0 | 0 | 0 | 0 | 0 | 0 | 0 | 0 | 0 | 0 | 0 | 0 | 0 | 0 | 0 | 0 | 0 | 0 | 0 | 0
Counterfactual | Gen_BB009 | MW | SPEN | Dunbar | 0 | 0 | 0 | 0 | 0 | 0 | 0 | 0 | 0 | 0 | 0 | 0 | 0 | 0 | 0 | 0 | 0 | 0 | 0 | 0 | 0 | 0 | 0 | 0 | 0 | 0 | 0 | 0 | 0
Counterfactual | Gen_BB009 | MW | SPEN | Dunfermline | 0 | 0 | 0 | 0 | 0 | 0 | 0 | 0 | 0 | 0 | 0 | 0 | 0 | 0 | 0 | 0 | 0 | 0 | 0 | 0 | 0 | 0 | 0 | 0 | 0 | 0 | 0 | 0 | 0
Counterfactual | Gen_BB009 | MW | SPEN | Earlstoun | 0 | 0 | 0 | 0 | 0 | 0 | 0 | 0 | 0 | 0 | 0 | 0 | 0 | 0 | 0 | 0 | 0 | 0 | 0 | 0 | 0 | 0 | 0 | 0 | 0 | 0 | 0 | 0 | 0
Counterfactual | Gen_BB009 | MW | SPEN | East Kilbride South | 0 | 0 | 0 | 0 | 0 | 0 | 0 | 0 | 0 | 0 | 0 | 0 | 0 | 0 | 0 | 0 | 0 | 0 | 0 | 0 | 0 | 0 | 0 | 0 | 0 | 0 | 0 | 0 | 0
Counterfactual | Gen_BB009 | MW | SPEN | Eccles | 0 | 0 | 0 | 0 | 0 | 0 | 0 | 0 | 0 | 0 | 0 | 0 | 0 | 0 | 0 | 0 | 0 | 0 | 0 | 0 | 0 | 0 | 0 | 0 | 0 | 0 | 0 | 0 | 0
Counterfactual | Gen_BB009 | MW | SPEN | Galashiels | 0 | 8.79 | 3.264 | 2.72 | 2.176 | 1.632 | 1.088 | 0.544 | 0 | 0 | 0 | 0 | 0 | 0 | 0 | 0 | 0 | 0 | 0 | 0 | 0 | 0 | 0 | 0 | 0 | 0 | 0 | 0 | 0
Counterfactual | Gen_BB009 | MW | SPEN | Giffnock | 0 | 0 | 0 | 0 | 0 | 0 | 0 | 0 | 0 | 0 | 0 | 0 | 0 | 0 | 0 | 0 | 0 | 0 | 0 | 0 | 0 | 0 | 0 | 0 | 0 | 0 | 0 | 0 | 0
Counterfactual | Gen_BB009 | MW | SPEN | Glenlee | 0 | 0 | 0 | 0 | 0 | 0 | 0 | 0 | 0 | 0 | 0 | 0 | 0 | 0 | 0 | 0 | 0 | 0 | 0 | 0 | 0 | 0 | 0 | 0 | 0 | 0 | 0 | 0 | 0
Counterfactual | Gen_BB009 | MW | SPEN | Glenluce | 0 | 0 | 0 | 0 | 0 | 0 | 0 | 0 | 0 | 0 | 0 | 0 | 0 | 0 | 0 | 0 | 0 | 0 | 0 | 0 | 0 | 0 | 0 | 0 | 0 | 0 | 0 | 0 | 0
Counterfactual | Gen_BB009 | MW | SPEN | Glenniston | 0 | 0 | 0 | 0 | 0 | 0 | 0 | 0 | 0 | 0 | 0 | 0 | 0 | 0 | 0 | 0 | 0 | 0 | 0 | 0 | 0 | 0 | 0 | 0 | 0 | 0 | 0 | 0 | 0
Counterfactual | Gen_BB009 | MW | SPEN | Glenrothes | 0 | 0 | 0 | 0 | 0 | 0 | 0 | 0 | 0 | 0 | 0 | 0 | 0 | 0 | 0 | 0 | 0 | 0 | 0 | 0 | 0 | 0 | 0 | 0 | 0 | 0 | 0 | 0 | 0
Counterfactual | Gen_BB009 | MW | SPEN | Grangemouth A | 0 | 0 | 0 | 0 | 0 | 0 | 0 | 0 | 0 | 0 | 0 | 0 | 0 | 0 | 0 | 0 | 0 | 0 | 0 | 0 | 0 | 0 | 0 | 0 | 0 | 0 | 0 | 0 | 0
Counterfactual | Gen_BB009 | MW | SPEN | Hawick | 0 | 0 | 0 | 0 | 0 | 0 | 0 | 0 | 0 | 0 | 0 | 0 | 0 | 0 | 0 | 0 | 0 | 0 | 0 | 0 | 0 | 0 | 0 | 0 | 0 | 0 | 0 | 0 | 0
Counterfactual | Gen_BB009 | MW | SPEN | Hunterston Farm | 0 | 0 | 0 | 0 | 0 | 0 | 0 | 0 | 0 | 0 | 0 | 0 | 0 | 0 | 0 | 0 | 0 | 0 | 0 | 0 | 0 | 0 | 0 | 0 | 0 | 0 | 0 | 0 | 0
Counterfactual | Gen_BB009 | MW | SPEN | Inverkeithing | 0 | 0 | 0 | 0 | 0 | 0 | 0 | 0 | 0 | 0 | 0 | 0 | 0 | 0 | 0 | 0 | 0 | 0 | 0 | 0 | 0 | 0 | 0 | 0 | 0 | 0 | 0 | 0 | 0
Counterfactual | Gen_BB009 | MW | SPEN | Johnstone | 0 | 0 | 0 | 0 | 0 | 0 | 0 | 0 | 0 | 0 | 0 | 0 | 0 | 0 | 0 | 0 | 0 | 0 | 0 | 0 | 0 | 0 | 0 | 0 | 0 | 0 | 0 | 0 | 0
Counterfactual | Gen_BB009 | MW | SPEN | Kaimes | 0 | 2.198 | 0.816 | 0.68 | 0.544 | 0.408 | 0.272 | 0.136 | 0 | 0 | 0 | 0 | 0 | 0 | 0 | 0 | 0 | 0 | 0 | 0 | 0 | 0 | 0 | 0 | 0 | 0 | 0 | 0 | 0
Counterfactual | Gen_BB009 | MW | SPEN | Kendoon | 0 | 0 | 0 | 0 | 0 | 0 | 0 | 0 | 0 | 0 | 0 | 0 | 0 | 0 | 0 | 0 | 0 | 0 | 0 | 0 | 0 | 0 | 0 | 0 | 0 | 0 | 0 | 0 | 0
Counterfactual | Gen_BB009 | MW | SPEN | Killermont | 0 | 0 | 0 | 0 | 0 | 0 | 0 | 0 | 0 | 0 | 0 | 0 | 0 | 0 | 0 | 0 | 0 | 0 | 0 | 0 | 0 | 0 | 0 | 0 | 0 | 0 | 0 | 0 | 0
Counterfactual | Gen_BB009 | MW | SPEN | Kilwinning | 0 | 19.339 | 7.181 | 5.984 | 4.787 | 3.591 | 2.394 | 1.197 | 0 | 0 | 0 | 0 | 0 | 0 | 0 | 0 | 0 | 0 | 0 | 0 | 0 | 0 | 0 | 0 | 0 | 0 | 0 | 0 | 0
Counterfactual | Gen_BB009 | MW | SPEN | Leven | 0 | 9.344 | 3.47 | 2.892 | 2.313 | 1.735 | 1.157 | 0.578 | 0 | 0 | 0 | 0 | 0 | 0 | 0 | 0 | 0 | 0 | 0 | 0 | 0 | 0 | 0 | 0 | 0 | 0 | 0 | 0 | 0
Counterfactual | Gen_BB009 | MW | SPEN | Livingston East | 0 | 0 | 0 | 0 | 0 | 0 | 0 | 0 | 0 | 0 | 0 | 0 | 0 | 0 | 0 | 0 | 0 | 0 | 0 | 0 | 0 | 0 | 0 | 0 | 0 | 0 | 0 | 0 | 0
Counterfactual | Gen_BB009 | MW | SPEN | Maybole | 0 | 10.549 | 3.917 | 3.264 | 2.611 | 1.959 | 1.306 | 0.653 | 0 | 0 | 0 | 0 | 0 | 0 | 0 | 0 | 0 | 0 | 0 | 0 | 0 | 0 | 0 | 0 | 0 | 0 | 0 | 0 | 0
Counterfactual | Gen_BB009 | MW | SPEN | Newarthill | 0 | 0 | 0 | 0 | 0 | 0 | 0 | 0 | 0 | 0 | 0 | 0 | 0 | 0 | 0 | 0 | 0 | 0 | 0 | 0 | 0 | 0 | 0 | 0 | 0 | 0 | 0 | 0 | 0
Counterfactual | Gen_BB009 | MW | SPEN | Paisley | 0 | 0 | 0 | 0 | 0 | 0 | 0 | 0 | 0 | 0 | 0 | 0 | 0 | 0 | 0 | 0 | 0 | 0 | 0 | 0 | 0 | 0 | 0 | 0 | 0 | 0 | 0 | 0 | 0
Counterfactual | Gen_BB009 | MW | SPEN | Portobello | 0 | 0 | 0 | 0 | 0 | 0 | 0 | 0 | 0 | 0 | 0 | 0 | 0 | 0 | 0 | 0 | 0 | 0 | 0 | 0 | 0 | 0 | 0 | 0 | 0 | 0 | 0 | 0 | 0
Counterfactual | Gen_BB009 | MW | SPEN | Ravenscraig | 0 | 0 | 0 | 0 | 0 | 0 | 0 | 0 | 0 | 0 | 0 | 0 | 0 | 0 | 0 | 0 | 0 | 0 | 0 | 0 | 0 | 0 | 0 | 0 | 0 | 0 | 0 | 0 | 0
Counterfactual | Gen_BB009 | MW | SPEN | Redhouse | 0 | 0 | 0 | 0 | 0 | 0 | 0 | 0 | 0 | 0 | 0 | 0 | 0 | 0 | 0 | 0 | 0 | 0 | 0 | 0 | 0 | 0 | 0 | 0 | 0 | 0 | 0 | 0 | 0
Counterfactual | Gen_BB009 | MW | SPEN | Saltcoats A | 0 | 0 | 0 | 0 | 0 | 0 | 0 | 0 | 0 | 0 | 0 | 0 | 0 | 0 | 0 | 0 | 0 | 0 | 0 | 0 | 0 | 0 | 0 | 0 | 0 | 0 | 0 | 0 | 0
Counterfactual | Gen_BB009 | MW | SPEN | Saltcoats B | 0 | 0 | 0 | 0 | 0 | 0 | 0 | 0 | 0 | 0 | 0 | 0 | 0 | 0 | 0 | 0 | 0 | 0 | 0 | 0 | 0 | 0 | 0 | 0 | 0 | 0 | 0 | 0 | 0
Counterfactual | Gen_BB009 | MW | SPEN | Sighthill | 0 | 3.516 | 1.306 | 1.088 | 0.87 | 0.653 | 0.435 | 0.218 | 0 | 0 | 0 | 0 | 0 | 0 | 0 | 0 | 0 | 0 | 0 | 0 | 0 | 0 | 0 | 0 | 0 | 0 | 0 | 0 | 0
Counterfactual | Gen_BB009 | MW | SPEN | Stirling | 0 | 12.307 | 4.57 | 3.808 | 3.047 | 2.285 | 1.523 | 0.762 | 0 | 0 | 0 | 0 | 0 | 0 | 0 | 0 | 0 | 0 | 0 | 0 | 0 | 0 | 0 | 0 | 0 | 0 | 0 | 0 | 0
Counterfactual | Gen_BB009 | MW | SPEN | Strathaven | 0 | 0 | 0 | 0 | 0 | 0 | 0 | 0 | 0 | 0 | 0 | 0 | 0 | 0 | 0 | 0 | 0 | 0 | 0 | 0 | 0 | 0 | 0 | 0 | 0 | 0 | 0 | 0 | 0
Counterfactual | Gen_BB009 | MW | SPEN | Strathleven | 0 | 0 | 0 | 0 | 0 | 0 | 0 | 0 | 0 | 0 | 0 | 0 | 0 | 0 | 0 | 0 | 0 | 0 | 0 | 0 | 0 | 0 | 0 | 0 | 0 | 0 | 0 | 0 | 0
Counterfactual | Gen_BB009 | MW | SPEN | Telford Road | 0 | 0 | 0 | 0 | 0 | 0 | 0 | 0 | 0 | 0 | 0 | 0 | 0 | 0 | 0 | 0 | 0 | 0 | 0 | 0 | 0 | 0 | 0 | 0 | 0 | 0 | 0 | 0 | 0
Counterfactual | Gen_BB009 | MW | SPEN | Tongland | 0 | 0 | 0 | 0 | 0 | 0 | 0 | 0 | 0 | 0 | 0 | 0 | 0 | 0 | 0 | 0 | 0 | 0 | 0 | 0 | 0 | 0 | 0 | 0 | 0 | 0 | 0 | 0 | 0
Counterfactual | Gen_BB009 | MW | SPEN | Westfield | 0 | 0 | 0 | 0 | 0 | 0 | 0 | 0 | 0 | 0 | 0 | 0 | 0 | 0 | 0 | 0 | 0 | 0 | 0 | 0 | 0 | 0 | 0 | 0 | 0 | 0 | 0 | 0 | 0
Counterfactual | Gen_BB009 | MW | SPEN | Wishaw | 0 | 0 | 0 | 0 | 0 | 0 | 0 | 0 | 0 | 0 | 0 | 0 | 0 | 0 | 0 | 0 | 0 | 0 | 0 | 0 | 0 | 0 | 0 | 0 | 0 | 0 | 0 | 0 | 0
Counterfactual | Gen_BB009 | MW | SPEN Manweb | Birkenhead | 0 | 7.56 | 2.807 | 2.339 | 1.871 | 1.404 | 0.936 | 0.468 | 0 | 0 | 0 | 0 | 0 | 0 | 0 | 0 | 0 | 0 | 0 | 0 | 0 | 0 | 0 | 0 | 0 | 0 | 0 | 0 | 0
Counterfactual | Gen_BB009 | MW | SPEN Manweb | Capenhurst | 0 | 1.758 | 0.653 | 0.544 | 0.435 | 0.326 | 0.218 | 0.109 | 0 | 0 | 0 | 0 | 0 | 0 | 0 | 0 | 0 | 0 | 0 | 0 | 0 | 0 | 0 | 0 | 0 | 0 | 0 | 0 | 0
Counterfactual | Gen_BB009 | MW | SPEN Manweb | Carrington | 0 | 1.008 | 0.374 | 0.312 | 0.25 | 0.187 | 0.125 | 0.062 | 0 | 0 | 0 | 0 | 0 | 0 | 0 | 0 | 0 | 0 | 0 | 0 | 0 | 0 | 0 | 0 | 0 | 0 | 0 | 0 | 0
Counterfactual | Gen_BB009 | MW | SPEN Manweb | Connah's Quay | 0 | 25.774 | 9.571 | 7.976 | 6.38 | 4.785 | 3.19 | 1.595 | 0 | 0 | 0 | 0 | 0 | 0 | 0 | 0 | 0 | 0 | 0 | 0 | 0 | 0 | 0 | 0 | 0 | 0 | 0 | 0 | 0
Counterfactual | Gen_BB009 | MW | SPEN Manweb | Fiddlers Ferry | 0 | 45.359 | 16.843 | 14.036 | 11.229 | 8.422 | 5.614 | 2.807 | 0 | 0 | 0 | 0 | 0 | 0 | 0 | 0 | 0 | 0 | 0 | 0 | 0 | 0 | 0 | 0 | 0 | 0 | 0 | 0 | 0
Counterfactual | Gen_BB009 | MW | SPEN Manweb | Frodsham | 0 | 98.629 | 36.624 | 30.52 | 24.416 | 18.312 | 12.208 | 6.104 | 0 | 0 | 0 | 0 | 0 | 0 | 0 | 0 | 0 | 0 | 0 | 0 | 0 | 0 | 0 | 0 | 0 | 0 | 0 | 0 | 0
Counterfactual | Gen_BB009 | MW | SPEN Manweb | Legacy | 0 | 4.395 | 1.632 | 1.36 | 1.088 | 0.816 | 0.544 | 0.272 | 0 | 0 | 0 | 0 | 0 | 0 | 0 | 0 | 0 | 0 | 0 | 0 | 0 | 0 | 0 | 0 | 0 | 0 | 0 | 0 | 0
Counterfactual | Gen_BB009 | MW | SPEN Manweb | Lister Drive | 0 | 39.205 | 14.558 | 12.132 | 9.706 | 7.279 | 4.853 | 2.426 | 0 | 0 | 0 | 0 | 0 | 0 | 0 | 0 | 0 | 0 | 0 | 0 | 0 | 0 | 0 | 0 | 0 | 0 | 0 | 0 | 0
Counterfactual | Gen_BB009 | MW | SPEN Manweb | Pentir | 0 | 0 | 0 | 0 | 0 | 0 | 0 | 0 | 0 | 0 | 0 | 0 | 0 | 0 | 0 | 0 | 0 | 0 | 0 | 0 | 0 | 0 | 0 | 0 | 0 | 0 | 0 | 0 | 0
Counterfactual | Gen_BB009 | MW | SPEN Manweb | Rainhill | 0 | 23.91 | 8.879 | 7.399 | 5.919 | 4.439 | 2.96 | 1.48 | 0 | 0 | 0 | 0 | 0 | 0 | 0 | 0 | 0 | 0 | 0 | 0 | 0 | 0 | 0 | 0 | 0 | 0 | 0 | 0 | 0
Counterfactual | Gen_BB009 | MW | SPEN Manweb | Trawsfynydd | 0 | 0 | 0 | 0 | 0 | 0 | 0 | 0 | 0 | 0 | 0 | 0 | 0 | 0 | 0 | 0 | 0 | 0 | 0 | 0 | 0 | 0 | 0 | 0 | 0 | 0 | 0 | 0 | 0
Counterfactual | Gen_BB009 | MW | SPEN Manweb | Wylfa | 0 | 0 | 0 | 0 | 0 | 0 | 0 | 0 | 0 | 0 | 0 | 0 | 0 | 0 | 0 | 0 | 0 | 0 | 0 | 0 | 0 | 0 | 0 | 0 | 0 | 0 | 0 | 0 | 0
Counterfactual | Gen_BB009 | MW | SPTL | Direct(SPTL) | 0 | 0 | 0 | 0 | 0 | 0 | 0 | 0 | 0 | 0 | 0 | 0 | 0 | 0 | 0 | 0 | 0 | 0 | 0 | 0 | 0 | 0 | 0 | 0 | 0 | 0 | 0 | 0 | 0
Counterfactual | Gen_BB009 | MW | SSEN (SHEPD) | Abernethy | 0 | 0 | 0 | 0 | 0 | 0 | 0 | 0 | 0 | 0 | 0 | 0 | 0 | 0 | 0 | 0 | 0 | 0 | 0 | 0 | 0 | 0 | 0 | 0 | 0 | 0 | 0 | 0 | 0
Counterfactual | Gen_BB009 | MW | SSEN (SHEPD) | Alness | 0 | 0 | 0 | 0 | 0 | 0 | 0 | 0 | 0 | 0 | 0 | 0 | 0 | 0 | 0 | 0 | 0 | 0 | 0 | 0 | 0 | 0 | 0 | 0 | 0 | 0 | 0 | 0 | 0
Counterfactual | Gen_BB009 | MW | SSEN (SHEPD) | Arbroath | 0 | 0 | 0 | 0 | 0 | 0 | 0 | 0 | 0 | 0 | 0 | 0 | 0 | 0 | 0 | 0 | 0 | 0 | 0 | 0 | 0 | 0 | 0 | 0 | 0 | 0 | 0 | 0 | 0
Counterfactual | Gen_BB009 | MW | SSEN (SHEPD) | Ardmore | 0 | 0 | 0 | 0 | 0 | 0 | 0 | 0 | 0 | 0 | 0 | 0 | 0 | 0 | 0 | 0 | 0 | 0 | 0 | 0 | 0 | 0 | 0 | 0 | 0 | 0 | 0 | 0 | 0
Counterfactual | Gen_BB009 | MW | SSEN (SHEPD) | Beauly | 0 | 0 | 0 | 0 | 0 | 0 | 0 | 0 | 0 | 0 | 0 | 0 | 0 | 0 | 0 | 0 | 0 | 0 | 0 | 0 | 0 | 0 | 0 | 0 | 0 | 0 | 0 | 0 | 0
Counterfactual | Gen_BB009 | MW | SSEN (SHEPD) | Boat of Garten | 0 | 0 | 0 | 0 | 0 | 0 | 0 | 0 | 0 | 0 | 0 | 0 | 0 | 0 | 0 | 0 | 0 | 0 | 0 | 0 | 0 | 0 | 0 | 0 | 0 | 0 | 0 | 0 | 0
Counterfactual | Gen_BB009 | MW | SSEN (SHEPD) | Bridge of Dun | 0 | 0 | 0 | 0 | 0 | 0 | 0 | 0 | 0 | 0 | 0 | 0 | 0 | 0 | 0 | 0 | 0 | 0 | 0 | 0 | 0 | 0 | 0 | 0 | 0 | 0 | 0 | 0 | 0
Counterfactual | Gen_BB009 | MW | SSEN (SHEPD) | Burghmuir | 0 | 0 | 0 | 0 | 0 | 0 | 0 | 0 | 0 | 0 | 0 | 0 | 0 | 0 | 0 | 0 | 0 | 0 | 0 | 0 | 0 | 0 | 0 | 0 | 0 | 0 | 0 | 0 | 0
Counterfactual | Gen_BB009 | MW | SSEN (SHEPD) | Carradale | 0 | 0 | 0 | 0 | 0 | 0 | 0 | 0 | 0 | 0 | 0 | 0 | 0 | 0 | 0 | 0 | 0 | 0 | 0 | 0 | 0 | 0 | 0 | 0 | 0 | 0 | 0 | 0 | 0
Counterfactual | Gen_BB009 | MW | SSEN (SHEPD) | Ceannacroc | 0 | 0 | 0 | 0 | 0 | 0 | 0 | 0 | 0 | 0 | 0 | 0 | 0 | 0 | 0 | 0 | 0 | 0 | 0 | 0 | 0 | 0 | 0 | 0 | 0 | 0 | 0 | 0 | 0
Counterfactual | Gen_BB009 | MW | SSEN (SHEPD) | Coupar Angus | 0 | 0 | 0 | 0 | 0 | 0 | 0 | 0 | 0 | 0 | 0 | 0 | 0 | 0 | 0 | 0 | 0 | 0 | 0 | 0 | 0 | 0 | 0 | 0 | 0 | 0 | 0 | 0 | 0
Counterfactual | Gen_BB009 | MW | SSEN (SHEPD) | Dunvegan | 0 | 0 | 0 | 0 | 0 | 0 | 0 | 0 | 0 | 0 | 0 | 0 | 0 | 0 | 0 | 0 | 0 | 0 | 0 | 0 | 0 | 0 | 0 | 0 | 0 | 0 | 0 | 0 | 0
Counterfactual | Gen_BB009 | MW | SSEN (SHEPD) | Dyce | 0 | 0 | 0 | 0 | 0 | 0 | 0 | 0 | 0 | 0 | 0 | 0 | 0 | 0 | 0 | 0 | 0 | 0 | 0 | 0 | 0 | 0 | 0 | 0 | 0 | 0 | 0 | 0 | 0
Counterfactual | Gen_BB009 | MW | SSEN (SHEPD) | Fiddes | 0 | 0 | 0 | 0 | 0 | 0 | 0 | 0 | 0 | 0 | 0 | 0 | 0 | 0 | 0 | 0 | 0 | 0 | 0 | 0 | 0 | 0 | 0 | 0 | 0 | 0 | 0 | 0 | 0
Counterfactual | Gen_BB009 | MW | SSEN (SHEPD) | Fort William | 0 | 0 | 0 | 0 | 0 | 0 | 0 | 0 | 0 | 0 | 0 | 0 | 0 | 0 | 0 | 0 | 0 | 0 | 0 | 0 | 0 | 0 | 0 | 0 | 0 | 0 | 0 | 0 | 0
Counterfactual | Gen_BB009 | MW | SSEN (SHEPD) | Fraserburgh | 0 | 0 | 0 | 0 | 0 | 0 | 0 | 0 | 0 | 0 | 0 | 0 | 0 | 0 | 0 | 0 | 0 | 0 | 0 | 0 | 0 | 0 | 0 | 0 | 0 | 0 | 0 | 0 | 0
Counterfactual | Gen_BB009 | MW | SSEN (SHEPD) | Grudie Bridge | 0 | 0 | 0 | 0 | 0 | 0 | 0 | 0 | 0 | 0 | 0 | 0 | 0 | 0 | 0 | 0 | 0 | 0 | 0 | 0 | 0 | 0 | 0 | 0 | 0 | 0 | 0 | 0 | 0
Counterfactual | Gen_BB009 | MW | SSEN (SHEPD) | Inverness | 0 | 0 | 0 | 0 | 0 | 0 | 0 | 0 | 0 | 0 | 0 | 0 | 0 | 0 | 0 | 0 | 0 | 0 | 0 | 0 | 0 | 0 | 0 | 0 | 0 | 0 | 0 | 0 | 0
Counterfactual | Gen_BB009 | MW | SSEN (SHEPD) | Keith | 0 | 0 | 0 | 0 | 0 | 0 | 0 | 0 | 0 | 0 | 0 | 0 | 0 | 0 | 0 | 0 | 0 | 0 | 0 | 0 | 0 | 0 | 0 | 0 | 0 | 0 | 0 | 0 | 0
Counterfactual | Gen_BB009 | MW | SSEN (SHEPD) | Killin | 0 | 0 | 0 | 0 | 0 | 0 | 0 | 0 | 0 | 0 | 0 | 0 | 0 | 0 | 0 | 0 | 0 | 0 | 0 | 0 | 0 | 0 | 0 | 0 | 0 | 0 | 0 | 0 | 0
Counterfactual | Gen_BB009 | MW | SSEN (SHEPD) | Kinlochleven | 0 | 0 | 0 | 0 | 0 | 0 | 0 | 0 | 0 | 0 | 0 | 0 | 0 | 0 | 0 | 0 | 0 | 0 | 0 | 0 | 0 | 0 | 0 | 0 | 0 | 0 | 0 | 0 | 0
Counterfactual | Gen_BB009 | MW | SSEN (SHEPD) | Kintore | 0 | 0 | 0 | 0 | 0 | 0 | 0 | 0 | 0 | 0 | 0 | 0 | 0 | 0 | 0 | 0 | 0 | 0 | 0 | 0 | 0 | 0 | 0 | 0 | 0 | 0 | 0 | 0 | 0
Counterfactual | Gen_BB009 | MW | SSEN (SHEPD) | Lairg | 0 | 0 | 0 | 0 | 0 | 0 | 0 | 0 | 0 | 0 | 0 | 0 | 0 | 0 | 0 | 0 | 0 | 0 | 0 | 0 | 0 | 0 | 0 | 0 | 0 | 0 | 0 | 0 | 0
Counterfactual | Gen_BB009 | MW | SSEN (SHEPD) | Lunanhead | 0 | 0 | 0 | 0 | 0 | 0 | 0 | 0 | 0 | 0 | 0 | 0 | 0 | 0 | 0 | 0 | 0 | 0 | 0 | 0 | 0 | 0 | 0 | 0 | 0 | 0 | 0 | 0 | 0
Counterfactual | Gen_BB009 | MW | SSEN (SHEPD) | Macduff | 0 | 0 | 0 | 0 | 0 | 0 | 0 | 0 | 0 | 0 | 0 | 0 | 0 | 0 | 0 | 0 | 0 | 0 | 0 | 0 | 0 | 0 | 0 | 0 | 0 | 0 | 0 | 0 | 0
Counterfactual | Gen_BB009 | MW | SSEN (SHEPD) | Milton of Craigie | 0 | 0 | 22.5 | 22.5 | 22.5 | 22.5 | 22.5 | 22.5 | 22.5 | 22.5 | 22.5 | 22.5 | 22.5 | 22.5 | 0 | 0 | 0 | 0 | 0 | 0 | 0 | 0 | 0 | 0 | 0 | 0 | 0 | 0 | 0
Counterfactual | Gen_BB009 | MW | SSEN (SHEPD) | Mybster | 0 | 0 | 0 | 0 | 0 | 0 | 0 | 0 | 0 | 0 | 0 | 0 | 0 | 0 | 0 | 0 | 0 | 0 | 0 | 0 | 0 | 0 | 0 | 0 | 0 | 0 | 0 | 0 | 0
Counterfactual | Gen_BB009 | MW | SSEN (SHEPD) | Nairn | 0 | 0 | 0 | 0 | 0 | 0 | 0 | 0 | 0 | 0 | 0 | 0 | 0 | 0 | 0 | 0 | 0 | 0 | 0 | 0 | 0 | 0 | 0 | 0 | 0 | 0 | 0 | 0 | 0
Counterfactual | Gen_BB009 | MW | SSEN (SHEPD) | Persley | 0 | 0 | 0 | 0 | 0 | 0 | 0 | 0 | 0 | 0 | 0 | 0 | 0 | 0 | 0 | 0 | 0 | 0 | 0 | 0 | 0 | 0 | 0 | 0 | 0 | 0 | 0 | 0 | 0
Counterfactual | Gen_BB009 | MW | SSEN (SHEPD) | Port Ann | 0 | 0 | 0 | 0 | 0 | 0 | 0 | 0 | 0 | 0 | 0 | 0 | 0 | 0 | 0 | 0 | 0 | 0 | 0 | 0 | 0 | 0 | 0 | 0 | 0 | 0 | 0 | 0 | 0
Counterfactual | Gen_BB009 | MW | SSEN (SHEPD) | Redmoss | 0 | 0 | 0 | 0 | 0 | 0 | 0 | 0 | 0 | 0 | 0 | 0 | 0 | 0 | 0 | 0 | 0 | 0 | 0 | 0 | 0 | 0 | 0 | 0 | 0 | 0 | 0 | 0 | 0
Counterfactual | Gen_BB009 | MW | SSEN (SHEPD) | Shin | 0 | 0 | 0 | 0 | 0 | 0 | 0 | 0 | 0 | 0 | 0 | 0 | 0 | 0 | 0 | 0 | 0 | 0 | 0 | 0 | 0 | 0 | 0 | 0 | 0 | 0 | 0 | 0 | 0
Counterfactual | Gen_BB009 | MW | SSEN (SHEPD) | Sloy | 0 | 0 | 0 | 0 | 0 | 0 | 0 | 0 | 0 | 0 | 0 | 0 | 0 | 0 | 0 | 0 | 0 | 0 | 0 | 0 | 0 | 0 | 0 | 0 | 0 | 0 | 0 | 0 | 0
Counterfactual | Gen_BB009 | MW | SSEN (SHEPD) | Strichen | 0 | 0 | 0 | 0 | 0 | 0 | 0 | 0 | 0 | 0 | 0 | 0 | 0 | 0 | 0 | 0 | 0 | 0 | 0 | 0 | 0 | 0 | 0 | 0 | 0 | 0 | 0 | 0 | 0
Counterfactual | Gen_BB009 | MW | SSEN (SHEPD) | Tarland | 0 | 0 | 0 | 0 | 0 | 0 | 0 | 0 | 0 | 0 | 0 | 0 | 0 | 0 | 0 | 0 | 0 | 0 | 0 | 0 | 0 | 0 | 0 | 0 | 0 | 0 | 0 | 0 | 0
Counterfactual | Gen_BB009 | MW | SSEN (SHEPD) | Taynuilt | 0 | 0 | 0 | 0 | 0 | 0 | 0 | 0 | 0 | 0 | 0 | 0 | 0 | 0 | 0 | 0 | 0 | 0 | 0 | 0 | 0 | 0 | 0 | 0 | 0 | 0 | 0 | 0 | 0
Counterfactual | Gen_BB009 | MW | SSEN (SHEPD) | Thurso | 0 | 0 | 0 | 0 | 0 | 0 | 0 | 0 | 0 | 0 | 0 | 0 | 0 | 0 | 0 | 0 | 0 | 0 | 0 | 0 | 0 | 0 | 0 | 0 | 0 | 0 | 0 | 0 | 0
Counterfactual | Gen_BB009 | MW | SSEN (SHEPD) | Tummel Bridge | 0 | 0 | 0 | 0 | 0 | 0 | 0 | 0 | 0 | 0 | 0 | 0 | 0 | 0 | 0 | 0 | 0 | 0 | 0 | 0 | 0 | 0 | 0 | 0 | 0 | 0 | 0 | 0 | 0
Counterfactual | Gen_BB009 | MW | SSEN (SHEPD) | Willowdale | 0 | 0 | 0 | 0 | 0 | 0 | 0 | 0 | 0 | 0 | 0 | 0 | 0 | 0 | 0 | 0 | 0 | 0 | 0 | 0 | 0 | 0 | 0 | 0 | 0 | 0 | 0 | 0 | 0
Counterfactual | Gen_BB009 | MW | SSEN South | Botley Wood | 0 | 0 | 0 | 0 | 0 | 0 | 0 | 0 | 0 | 0 | 0 | 0 | 0 | 0 | 0 | 0 | 0 | 0 | 0 | 0 | 0 | 0 | 0 | 0 | 0 | 0 | 0 | 0 | 0
Counterfactual | Gen_BB009 | MW | SSEN South | Bramley | 0 | 0 | 0 | 0 | 0 | 0 | 0 | 0 | 0 | 0 | 0 | 0 | 0 | 0 | 0 | 0 | 0 | 0 | 0 | 0 | 0 | 0 | 0 | 0 | 0 | 0 | 0 | 0 | 0
Counterfactual | Gen_BB009 | MW | SSEN South | Chickerell | 0 | 0 | 0 | 0 | 0 | 0 | 0 | 0 | 0 | 0 | 0 | 0 | 0 | 0 | 0 | 0 | 0 | 0 | 0 | 0 | 0 | 0 | 0 | 0 | 0 | 0 | 0 | 0 | 0
Counterfactual | Gen_BB009 | MW | SSEN South | Cowley | 0 | 0 | 0 | 0 | 0 | 0 | 0 | 0 | 0 | 0 | 0 | 0 | 0 | 0 | 0 | 0 | 0 | 0 | 0 | 0 | 0 | 0 | 0 | 0 | 0 | 0 | 0 | 0 | 0
Counterfactual | Gen_BB009 | MW | SSEN South | Fawley | 0 | 0 | 0 | 0 | 0 | 0 | 0 | 0 | 0 | 0 | 0 | 0 | 0 | 0 | 0 | 0 | 0 | 0 | 0 | 0 | 0 | 0 | 0 | 0 | 0 | 0 | 0 | 0 | 0
Counterfactual | Gen_BB009 | MW | SSEN South | Iver 132kV | 0 | 0 | 0 | 0 | 0 | 0 | 0 | 0 | 0 | 0 | 0 | 0 | 0 | 0 | 0 | 0 | 0 | 0 | 0 | 0 | 0 | 0 | 0 | 0 | 0 | 0 | 0 | 0 | 0
Counterfactual | Gen_BB009 | MW | SSEN South | Lovedean | 0 | 0 | 0 | 0 | 0 | 0 | 0 | 0 | 0 | 0 | 0 | 0 | 0 | 0 | 0 | 0 | 0 | 0 | 0 | 0 | 0 | 0 | 0 | 0 | 0 | 0 | 0 | 0 | 0
Counterfactual | Gen_BB009 | MW | SSEN South | Mannington | 0 | 0 | 0 | 0 | 0 | 0 | 0 | 0 | 0 | 0 | 0 | 0 | 0 | 0 | 0 | 0 | 0 | 0 | 0 | 0 | 0 | 0 | 0 | 0 | 0 | 0 | 0 | 0 | 0
Counterfactual | Gen_BB009 | MW | SSEN South | Melksham | 0 | 0 | 0 | 0 | 0 | 0 | 0 | 0 | 0 | 0 | 0 | 0 | 0 | 0 | 0 | 0 | 0 | 0 | 0 | 0 | 0 | 0 | 0 | 0 | 0 | 0 | 0 | 0 | 0
Counterfactual | Gen_BB009 | MW | SSEN South | Minety | 0 | 0 | 0 | 0 | 0 | 0 | 0 | 0 | 0 | 0 | 0 | 0 | 0 | 0 | 0 | 0 | 0 | 0 | 0 | 0 | 0 | 0 | 0 | 0 | 0 | 0 | 0 | 0 | 0
Counterfactual | Gen_BB009 | MW | SSEN South | Nursling | 0 | 0 | 0 | 0 | 0 | 0 | 0 | 0 | 0 | 0 | 0 | 0 | 0 | 0 | 0 | 0 | 0 | 0 | 0 | 0 | 0 | 0 | 0 | 0 | 0 | 0 | 0 | 0 | 0
Counterfactual | Gen_BB009 | MW | UKPN Eastern | Amersham Main | 0 | 0 | 0 | 0 | 0 | 0 | 0 | 0 | 0 | 0 | 0 | 0 | 0 | 0 | 0 | 0 | 0 | 0 | 0 | 0 | 0 | 0 | 0 | 0 | 0 | 0 | 0 | 0 | 0
Counterfactual | Gen_BB009 | MW | UKPN Eastern | Braintree | 0 | 2.092 | 0.777 | 0.647 | 0.518 | 0.388 | 0.259 | 0.129 | 0 | 0 | 0 | 0 | 0 | 0 | 0 | 0 | 0 | 0 | 0 | 0 | 0 | 0 | 0 | 0 | 0 | 0 | 0 | 0 | 0
Counterfactual | Gen_BB009 | MW | UKPN Eastern | Bramford | 0 | 66.034 | 24.521 | 20.434 | 16.347 | 12.26 | 8.174 | 4.087 | 0 | 0 | 0 | 0 | 0 | 0 | 0 | 0 | 0 | 0 | 0 | 0 | 0 | 0 | 0 | 0 | 0 | 0 | 0 | 0 | 0
Counterfactual | Gen_BB009 | MW | UKPN Eastern | Brimsdown | 0 | 1.758 | 0.653 | 0.544 | 0.435 | 0.326 | 0.218 | 0.109 | 0 | 0 | 0 | 0 | 0 | 0 | 0 | 0 | 0 | 0 | 0 | 0 | 0 | 0 | 0 | 0 | 0 | 0 | 0 | 0 | 0
Counterfactual | Gen_BB009 | MW | UKPN Eastern | Burwell Main | 0 | 18.231 | 6.77 | 5.642 | 4.513 | 3.385 | 2.257 | 1.128 | 0 | 0 | 0 | 0 | 0 | 0 | 0 | 0 | 0 | 0 | 0 | 0 | 0 | 0 | 0 | 0 | 0 | 0 | 0 | 0 | 0
Counterfactual | Gen_BB009 | MW | UKPN Eastern | Eaton Socon | 0 | 10.244 | 3.804 | 3.17 | 2.536 | 1.902 | 1.268 | 0.634 | 0 | 0 | 0 | 0 | 0 | 0 | 0 | 0 | 0 | 0 | 0 | 0 | 0 | 0 | 0 | 0 | 0 | 0 | 0 | 0 | 0
Counterfactual | Gen_BB009 | MW | UKPN Eastern | Elstree | 0 | 32.613 | 12.11 | 10.092 | 8.073 | 6.055 | 4.037 | 2.018 | 0 | 0 | 0 | 0 | 0 | 0 | 0 | 0 | 0 | 0 | 0 | 0 | 0 | 0 | 0 | 0 | 0 | 0 | 0 | 0 | 0
Counterfactual | Gen_BB009 | MW | UKPN Eastern | Loudwater | 0 | 0 | 0 | 0 | 0 | 0 | 0 | 0 | 0 | 0 | 0 | 0 | 0 | 0 | 0 | 0 | 0 | 0 | 0 | 0 | 0 | 0 | 0 | 0 | 0 | 0 | 0 | 0 | 0
Counterfactual | Gen_BB009 | MW | UKPN Eastern | Mill Hill | 0 | 1.055 | 0.392 | 0.326 | 0.261 | 0.196 | 0.131 | 0.065 | 0 | 0 | 0 | 0 | 0 | 0 | 0 | 0 | 0 | 0 | 0 | 0 | 0 | 0 | 0 | 0 | 0 | 0 | 0 | 0 | 0
Counterfactual | Gen_BB009 | MW | UKPN Eastern | Norwich Main | 0 | 436.301 | 426.053 | 425.044 | 424.035 | 423.027 | 422.018 | 421.009 | 420 | 420 | 420 | 420 | 420 | 420 | 420 | 420 | 420 | 420 | 420 | 420 | 420 | 420 | 420 | 420 | 420 | 420 | 420 | 420 | 420
Counterfactual | Gen_BB009 | MW | UKPN Eastern | Pelham | 0 | 5.687 | 2.112 | 1.76 | 1.408 | 1.056 | 0.704 | 0.352 | 0 | 0 | 0 | 0 | 0 | 0 | 0 | 0 | 0 | 0 | 0 | 0 | 0 | 0 | 0 | 0 | 0 | 0 | 0 | 0 | 0
Counterfactual | Gen_BB009 | MW | UKPN Eastern | Rayleigh | 0 | 7.56 | 2.807 | 2.339 | 1.871 | 1.404 | 0.936 | 0.468 | 0 | 0 | 0 | 0 | 0 | 0 | 0 | 0 | 0 | 0 | 0 | 0 | 0 | 0 | 0 | 0 | 0 | 0 | 0 | 0 | 0
Counterfactual | Gen_BB009 | MW | UKPN Eastern | Rye House | 0 | 25.932 | 9.629 | 8.024 | 6.42 | 4.815 | 3.21 | 1.605 | 0 | 0 | 0 | 0 | 0 | 0 | 0 | 0 | 0 | 0 | 0 | 0 | 0 | 0 | 0 | 0 | 0 | 0 | 0 | 0 | 0
Counterfactual | Gen_BB009 | MW | UKPN Eastern | Sundon | 0 | 2.426 | 0.901 | 0.751 | 0.601 | 0.45 | 0.3 | 0.15 | 0 | 0 | 0 | 0 | 0 | 0 | 0 | 0 | 0 | 0 | 0 | 0 | 0 | 0 | 0 | 0 | 0 | 0 | 0 | 0 | 0
Counterfactual | Gen_BB009 | MW | UKPN Eastern | Tilbury | 0 | 0 | 0 | 0 | 0 | 0 | 0 | 0 | 0 | 0 | 0 | 0 | 0 | 0 | 0 | 0 | 0 | 0 | 0 | 0 | 0 | 0 | 0 | 0 | 0 | 0 | 0 | 0 | 0
Counterfactual | Gen_BB009 | MW | UKPN Eastern | Tottenham | 0 | 1.757 | 0.653 | 0.544 | 0.435 | 0.326 | 0.218 | 0.109 | 0 | 0 | 0 | 0 | 0 | 0 | 0 | 0 | 0 | 0 | 0 | 0 | 0 | 0 | 0 | 0 | 0 | 0 | 0 | 0 | 0
Counterfactual | Gen_BB009 | MW | UKPN Eastern | Walpole (_A) | 0 | 453.748 | 416.815 | 413.179 | 409.544 | 405.908 | 402.272 | 398.636 | 395 | 0 | 0 | 0 | 0 | 0 | 0 | 0 | 0 | 0 | 0 | 0 | 0 | 0 | 0 | 0 | 0 | 0 | 0 | 0 | 0
Counterfactual | Gen_BB009 | MW | UKPN Eastern | Warley | 0 | 16.983 | 6.306 | 5.255 | 4.204 | 3.153 | 2.102 | 1.051 | 0 | 0 | 0 | 0 | 0 | 0 | 0 | 0 | 0 | 0 | 0 | 0 | 0 | 0 | 0 | 0 | 0 | 0 | 0 | 0 | 0
Counterfactual | Gen_BB009 | MW | UKPN Eastern | Watford South | 0 | 1.758 | 0.653 | 0.544 | 0.435 | 0.326 | 0.218 | 0.109 | 0 | 0 | 0 | 0 | 0 | 0 | 0 | 0 | 0 | 0 | 0 | 0 | 0 | 0 | 0 | 0 | 0 | 0 | 0 | 0 | 0
Counterfactual | Gen_BB009 | MW | UKPN Eastern | West Thurrock | 0 | 3.912 | 1.453 | 1.21 | 0.968 | 0.726 | 0.484 | 0.242 | 0 | 0 | 0 | 0 | 0 | 0 | 0 | 0 | 0 | 0 | 0 | 0 | 0 | 0 | 0 | 0 | 0 | 0 | 0 | 0 | 0
Counterfactual | Gen_BB009 | MW | UKPN Eastern | Wymondley | 0 | 23.833 | 8.85 | 7.375 | 5.9 | 4.425 | 2.95 | 1.475 | 0 | 0 | 0 | 0 | 0 | 0 | 0 | 0 | 0 | 0 | 0 | 0 | 0 | 0 | 0 | 0 | 0 | 0 | 0 | 0 | 0
Counterfactual | Gen_BB009 | MW | UKPN London | Barking | 0 | 0 | 0 | 0 | 0 | 0 | 0 | 0 | 0 | 0 | 0 | 0 | 0 | 0 | 0 | 0 | 0 | 0 | 0 | 0 | 0 | 0 | 0 | 0 | 0 | 0 | 0 | 0 | 0
Counterfactual | Gen_BB009 | MW | UKPN London | Barking West | 0 | 0 | 0 | 0 | 0 | 0 | 0 | 0 | 0 | 0 | 0 | 0 | 0 | 0 | 0 | 0 | 0 | 0 | 0 | 0 | 0 | 0 | 0 | 0 | 0 | 0 | 0 | 0 | 0
Counterfactual | Gen_BB009 | MW | UKPN London | City Road | 0 | 0 | 0 | 0 | 0 | 0 | 0 | 0 | 0 | 0 | 0 | 0 | 0 | 0 | 0 | 0 | 0 | 0 | 0 | 0 | 0 | 0 | 0 | 0 | 0 | 0 | 0 | 0 | 0
Counterfactual | Gen_BB009 | MW | UKPN London | Hackney 132kV | 0 | 0 | 0 | 0 | 0 | 0 | 0 | 0 | 0 | 0 | 0 | 0 | 0 | 0 | 0 | 0 | 0 | 0 | 0 | 0 | 0 | 0 | 0 | 0 | 0 | 0 | 0 | 0 | 0
Counterfactual | Gen_BB009 | MW | UKPN London | Hackney 66kV | 0 | 0 | 0 | 0 | 0 | 0 | 0 | 0 | 0 | 0 | 0 | 0 | 0 | 0 | 0 | 0 | 0 | 0 | 0 | 0 | 0 | 0 | 0 | 0 | 0 | 0 | 0 | 0 | 0
Counterfactual | Gen_BB009 | MW | UKPN London | Hurst | 0 | 0 | 0 | 0 | 0 | 0 | 0 | 0 | 0 | 0 | 0 | 0 | 0 | 0 | 0 | 0 | 0 | 0 | 0 | 0 | 0 | 0 | 0 | 0 | 0 | 0 | 0 | 0 | 0
Counterfactual | Gen_BB009 | MW | UKPN London | Littlebrook (_C) | 0 | 13.019 | 4.834 | 4.029 | 3.223 | 2.417 | 1.611 | 0.806 | 0 | 0 | 0 | 0 | 0 | 0 | 0 | 0 | 0 | 0 | 0 | 0 | 0 | 0 | 0 | 0 | 0 | 0 | 0 | 0 | 0
Counterfactual | Gen_BB009 | MW | UKPN London | Lodge Road | 0 | 4.281 | 1.59 | 1.325 | 1.06 | 0.795 | 0.53 | 0.265 | 0 | 0 | 0 | 0 | 0 | 0 | 0 | 0 | 0 | 0 | 0 | 0 | 0 | 0 | 0 | 0 | 0 | 0 | 0 | 0 | 0
Counterfactual | Gen_BB009 | MW | UKPN London | New Cross | 0 | 0.879 | 0.326 | 0.272 | 0.218 | 0.163 | 0.109 | 0.054 | 0 | 0 | 0 | 0 | 0 | 0 | 0 | 0 | 0 | 0 | 0 | 0 | 0 | 0 | 0 | 0 | 0 | 0 | 0 | 0 | 0
Counterfactual | Gen_BB009 | MW | UKPN London | Redbridge | 0 | 0 | 0 | 0 | 0 | 0 | 0 | 0 | 0 | 0 | 0 | 0 | 0 | 0 | 0 | 0 | 0 | 0 | 0 | 0 | 0 | 0 | 0 | 0 | 0 | 0 | 0 | 0 | 0
Counterfactual | Gen_BB009 | MW | UKPN London | St John's Wood | 0 | 6.857 | 2.546 | 2.122 | 1.697 | 1.273 | 0.849 | 0.424 | 0 | 0 | 0 | 0 | 0 | 0 | 0 | 0 | 0 | 0 | 0 | 0 | 0 | 0 | 0 | 0 | 0 | 0 | 0 | 0 | 0
Counterfactual | Gen_BB009 | MW | UKPN London | West Ham | 0 | 0 | 0 | 0 | 0 | 0 | 0 | 0 | 0 | 0 | 0 | 0 | 0 | 0 | 0 | 0 | 0 | 0 | 0 | 0 | 0 | 0 | 0 | 0 | 0 | 0 | 0 | 0 | 0
Counterfactual | Gen_BB009 | MW | UKPN London | Willesden 132kV | 0 | 0 | 0 | 0 | 0 | 0 | 0 | 0 | 0 | 0 | 0 | 0 | 0 | 0 | 0 | 0 | 0 | 0 | 0 | 0 | 0 | 0 | 0 | 0 | 0 | 0 | 0 | 0 | 0
Counterfactual | Gen_BB009 | MW | UKPN London | Willesden 66kV | 0 | 0 | 0 | 0 | 0 | 0 | 0 | 0 | 0 | 0 | 0 | 0 | 0 | 0 | 0 | 0 | 0 | 0 | 0 | 0 | 0 | 0 | 0 | 0 | 0 | 0 | 0 | 0 | 0
Counterfactual | Gen_BB009 | MW | UKPN London | Wimbledon South | 0 | 0 | 0 | 0 | 0 | 0 | 0 | 0 | 0 | 0 | 0 | 0 | 0 | 0 | 0 | 0 | 0 | 0 | 0 | 0 | 0 | 0 | 0 | 0 | 0 | 0 | 0 | 0 | 0
Counterfactual | Gen_BB009 | MW | UKPN South East | Beddington (_J) | 0 | 0.879 | 0.326 | 0.272 | 0.218 | 0.163 | 0.109 | 0.054 | 0 | 0 | 0 | 0 | 0 | 0 | 0 | 0 | 0 | 0 | 0 | 0 | 0 | 0 | 0 | 0 | 0 | 0 | 0 | 0 | 0
Counterfactual | Gen_BB009 | MW | UKPN South East | Bolney | 0 | 460.967 | 460.359 | 460.299 | 880.239 | 880.18 | 880.12 | 880.06 | 880 | 460 | 460 | 460 | 460 | 460 | 460 | 460 | 460 | 460 | 460 | 460 | 460 | 460 | 460 | 460 | 460 | 460 | 460 | 460 | 460
Counterfactual | Gen_BB009 | MW | UKPN South East | Canterbury | 0 | 26.987 | 10.021 | 8.351 | 6.681 | 5.011 | 3.34 | 1.67 | 0 | 0 | 0 | 0 | 0 | 0 | 0 | 0 | 0 | 0 | 0 | 0 | 0 | 0 | 0 | 0 | 0 | 0 | 0 | 0 | 0
Counterfactual | Gen_BB009 | MW | UKPN South East | Chessington | 0 | 0 | 0 | 0 | 0 | 0 | 0 | 0 | 0 | 0 | 0 | 0 | 0 | 0 | 0 | 0 | 0 | 0 | 0 | 0 | 0 | 0 | 0 | 0 | 0 | 0 | 0 | 0 | 0
Counterfactual | Gen_BB009 | MW | UKPN South East | Kemsley | 0 | 0 | 0 | 0 | 0 | 0 | 0 | 0 | 0 | 0 | 0 | 0 | 0 | 0 | 0 | 0 | 0 | 0 | 0 | 0 | 0 | 0 | 0 | 0 | 0 | 0 | 0 | 0 | 0
Counterfactual | Gen_BB009 | MW | UKPN South East | Kingsnorth | 0 | 1.055 | 0.392 | 0.326 | 0.261 | 0.196 | 0.131 | 0.065 | 0 | 0 | 0 | 0 | 0 | 0 | 0 | 0 | 0 | 0 | 0 | 0 | 0 | 0 | 0 | 0 | 0 | 0 | 0 | 0 | 0
Counterfactual | Gen_BB009 | MW | UKPN South East | Littlebrook (_J) | 0 | 0 | 0 | 0 | 0 | 0 | 0 | 0 | 0 | 0 | 0 | 0 | 0 | 0 | 0 | 0 | 0 | 0 | 0 | 0 | 0 | 0 | 0 | 0 | 0 | 0 | 0 | 0 | 0
Counterfactual | Gen_BB009 | MW | UKPN South East | Ninfield | 0 | 0 | 0 | 0 | 0 | 0 | 0 | 0 | 0 | 0 | 0 | 0 | 0 | 0 | 0 | 0 | 0 | 0 | 0 | 0 | 0 | 0 | 0 | 0 | 0 | 0 | 0 | 0 | 0
Counterfactual | Gen_BB009 | MW | UKPN South East | Northfleet East | 0 | 0 | 0 | 0 | 0 | 0 | 0 | 0 | 0 | 0 | 0 | 0 | 0 | 0 | 0 | 0 | 0 | 0 | 0 | 0 | 0 | 0 | 0 | 0 | 0 | 0 | 0 | 0 | 0
Counterfactual | Gen_BB009 | MW | UKPN South East | Sellindge | 0 | 0 | 0 | 0 | 0 | 0 | 0 | 0 | 0 | 0 | 0 | 0 | 0 | 0 | 0 | 0 | 0 | 0 | 0 | 0 | 0 | 0 | 0 | 0 | 0 | 0 | 0 | 0 | 0
Counterfactual | Gen_BB009 | MW | UKPN South East | West Weybridge | 0 | 0 | 0 | 0 | 0 | 0 | 0 | 0 | 0 | 0 | 0 | 0 | 0 | 0 | 0 | 0 | 0 | 0 | 0 | 0 | 0 | 0 | 0 | 0 | 0 | 0 | 0 | 0 | 0
Counterfactual | Gen_BB010 | MW | Electricity North West | Bredbury | 0 | 0.973 | 0.983 | 0.993 | 1.001 | 1.006 | 1.008 | 1.008 | 1.008 | 1.008 | 1.008 | 1.008 | 1.008 | 1.008 | 1.008 | 1.008 | 1.008 | 1.008 | 1.008 | 1.008 | 1.008 | 1.008 | 1.008 | 1.008 | 1.008 | 1.008 | 1.008 | 1.008 | 1.008
Counterfactual | Gen_BB010 | MW | Electricity North West | Harker | 0 | 5.556 | 5.611 | 5.668 | 5.71 | 5.739 | 5.753 | 5.753 | 5.753 | 5.753 | 5.753 | 5.753 | 5.753 | 5.753 | 5.753 | 5.753 | 5.753 | 5.753 | 5.753 | 5.753 | 5.753 | 5.753 | 5.753 | 5.753 | 5.753 | 5.753 | 5.753 | 5.753 | 5.753
Counterfactual | Gen_BB010 | MW | Electricity North West | Heysham (NGET) | 0 | 1.478 | 1.493 | 1.508 | 1.519 | 1.527 | 1.531 | 1.531 | 1.531 | 1.531 | 1.531 | 1.531 | 1.531 | 1.531 | 1.531 | 1.531 | 1.531 | 1.531 | 1.531 | 1.531 | 1.531 | 1.531 | 1.531 | 1.531 | 1.531 | 1.531 | 1.531 | 1.531 | 1.531
Counterfactual | Gen_BB010 | MW | Electricity North West | Kearsley 132kV | 0 | 0.162 | 0.163 | 0.165 | 0.166 | 0.167 | 0.167 | 0.167 | 0.167 | 0.167 | 0.167 | 0.167 | 0.167 | 0.167 | 0.167 | 0.167 | 0.167 | 0.167 | 0.167 | 0.167 | 0.167 | 0.167 | 0.167 | 0.167 | 0.167 | 0.167 | 0.167 | 0.167 | 0.167
Counterfactual | Gen_BB010 | MW | Electricity North West | Kearsley 33kV | 0 | 0 | 0 | 0 | 0 | 0 | 0 | 0 | 0 | 0 | 0 | 0 | 0 | 0 | 0 | 0 | 0 | 0 | 0 | 0 | 0 | 0 | 0 | 0 | 0 | 0 | 0 | 0 | 0
Counterfactual | Gen_BB010 | MW | Electricity North West | Macclesfield | 0 | 0.643 | 0.65 | 0.656 | 0.661 | 0.664 | 0.666 | 0.666 | 0.666 | 0.666 | 0.666 | 0.666 | 0.666 | 0.666 | 0.666 | 0.666 | 0.666 | 0.666 | 0.666 | 0.666 | 0.666 | 0.666 | 0.666 | 0.666 | 0.666 | 0.666 | 0.666 | 0.666 | 0.666
Counterfactual | Gen_BB010 | MW | Electricity North West | Padiham | 0 | 1.629 | 1.646 | 1.662 | 1.674 | 1.683 | 1.687 | 1.687 | 1.687 | 1.687 | 1.687 | 1.687 | 1.687 | 1.687 | 1.687 | 1.687 | 1.687 | 1.687 | 1.687 | 1.687 | 1.687 | 1.687 | 1.687 | 1.687 | 1.687 | 1.687 | 1.687 | 1.687 | 1.687
Counterfactual | Gen_BB010 | MW | Electricity North West | Penwortham East | 0 | 0 | 0 | 0 | 0 | 0 | 0 | 0 | 0 | 0 | 0 | 0 | 0 | 0 | 0 | 0 | 0 | 0 | 0 | 0 | 0 | 0 | 0 | 0 | 0 | 0 | 0 | 0 | 0
Counterfactual | Gen_BB010 | MW | Electricity North West | Penwortham West | 0 | 0 | 0 | 0 | 0 | 0 | 0 | 0 | 0 | 0 | 0 | 0 | 0 | 0 | 0 | 0 | 0 | 0 | 0 | 0 | 0 | 0 | 0 | 0 | 0 | 0 | 0 | 0 | 0
Counterfactual | Gen_BB010 | MW | Electricity North West | Rochdale | 0 | 3.661 | 3.856 | 4.016 | 4.176 | 4.336 | 4.494 | 4.653 | 4.811 | 4.969 | 5.127 | 5.285 | 5.443 | 5.601 | 5.76 | 5.918 | 6.076 | 6.234 | 6.392 | 6.55 | 6.708 | 6.866 | 7.025 | 7.183 | 7.341 | 7.499 | 7.657 | 7.815 | 7.973
Counterfactual | Gen_BB010 | MW | Electricity North West | South Manchester | 0 | 0.368 | 0.371 | 0.375 | 0.378 | 0.38 | 0.381 | 0.381 | 0.381 | 0.381 | 0.381 | 0.381 | 0.381 | 0.381 | 0.381 | 0.381 | 0.381 | 0.381 | 0.381 | 0.381 | 0.381 | 0.381 | 0.381 | 0.381 | 0.381 | 0.381 | 0.381 | 0.381 | 0.381
Counterfactual | Gen_BB010 | MW | Electricity North West | Stalybridge | 0 | 0 | 0 | 0 | 0 | 0 | 0 | 0 | 0 | 0 | 0 | 0 | 0 | 0 | 0 | 0 | 0 | 0 | 0 | 0 | 0 | 0 | 0 | 0 | 0 | 0 | 0 | 0 | 0
Counterfactual | Gen_BB010 | MW | Electricity North West | Washway Farm | 0 | 0 | 0 | 0 | 0 | 0 | 0 | 0 | 0 | 0 | 0 | 0 | 0 | 0 | 0 | 0 | 0 | 0 | 0 | 0 | 0 | 0 | 0 | 0 | 0 | 0 | 0 | 0 | 0
Counterfactual | Gen_BB010 | MW | Electricity North West | Whitegate | 0 | 0.579 | 0.585 | 0.591 | 0.595 | 0.598 | 0.599 | 0.599 | 0.599 | 0.599 | 0.599 | 0.599 | 0.599 | 0.599 | 0.599 | 0.599 | 0.599 | 0.599 | 0.599 | 0.599 | 0.599 | 0.599 | 0.599 | 0.599 | 0.599 | 0.599 | 0.599 | 0.599 | 0.599
Counterfactual | Gen_BB010 | MW | IDNO - Refer to Comment Field | Tynemouth 2 | 0 | 0 | 0 | 0 | 0 | 0 | 0 | 0 | 0 | 0 | 0 | 0 | 0 | 0 | 0 | 0 | 0 | 0 | 0 | 0 | 0 | 0 | 0 | 0 | 0 | 0 | 0 | 0 | 0 | Note: TYNE2 is operated by an IDNO allocated to GSP Group/licence area F
Counterfactual | Gen_BB010 | MW | NGED East Midlands | Berkswell | 0 | 0 | 0 | 0 | 0 | 0 | 0 | 0 | 0 | 0 | 0 | 0 | 0 | 0 | 0 | 0 | 0 | 0 | 0 | 0 | 0 | 0 | 0 | 0 | 0 | 0 | 0 | 0 | 0
Counterfactual | Gen_BB010 | MW | NGED East Midlands | Bicker Fen | 0 | 0.459 | 0.463 | 0.468 | 0.471 | 0.474 | 0.475 | 0.475 | 0.475 | 0.475 | 0.475 | 0.475 | 0.475 | 0.475 | 0.475 | 0.475 | 0.475 | 0.475 | 0.475 | 0.475 | 0.475 | 0.475 | 0.475 | 0.475 | 0.475 | 0.475 | 0.475 | 0.475 | 0.475
Counterfactual | Gen_BB010 | MW | NGED East Midlands | Chesterfield | 0 | 13.758 | 14.513 | 15.134 | 15.754 | 16.373 | 16.991 | 17.608 | 18.225 | 18.841 | 19.458 | 20.075 | 20.691 | 21.308 | 21.925 | 22.541 | 23.158 | 23.775 | 24.392 | 25.008 | 25.625 | 26.242 | 26.858 | 27.475 | 28.092 | 28.709 | 29.325 | 29.942 | 30.559
Counterfactual | Gen_BB010 | MW | NGED East Midlands | Coventry | 0 | 1.837 | 1.855 | 1.874 | 1.888 | 1.897 | 1.902 | 1.902 | 1.902 | 1.902 | 1.902 | 1.902 | 1.902 | 1.902 | 1.902 | 1.902 | 1.902 | 1.902 | 1.902 | 1.902 | 1.902 | 1.902 | 1.902 | 1.902 | 1.902 | 1.902 | 1.902 | 1.902 | 1.902
Counterfactual | Gen_BB010 | MW | NGED East Midlands | Drakelow | 0 | 0 | 0 | 0 | 0 | 0 | 0 | 0 | 0 | 0 | 0 | 0 | 0 | 0 | 0 | 0 | 0 | 0 | 0 | 0 | 0 | 0 | 0 | 0 | 0 | 0 | 0 | 0 | 0
Counterfactual | Gen_BB010 | MW | NGED East Midlands | East Claydon (_B) | 0 | 0 | 0 | 0 | 0 | 0 | 0 | 0 | 0 | 0 | 0 | 0 | 0 | 0 | 0 | 0 | 0 | 0 | 0 | 0 | 0 | 0 | 0 | 0 | 0 | 0 | 0 | 0 | 0
Counterfactual | Gen_BB010 | MW | NGED East Midlands | Enderby | 0 | 4.547 | 4.803 | 5.014 | 5.225 | 5.435 | 5.646 | 5.857 | 6.068 | 6.279 | 6.49 | 6.7 | 6.911 | 7.122 | 7.333 | 7.544 | 7.755 | 7.966 | 8.176 | 8.387 | 8.598 | 8.809 | 9.02 | 9.231 | 9.441 | 9.652 | 9.863 | 10.074 | 10.285
Counterfactual | Gen_BB010 | MW | NGED East Midlands | Grendon | 0 | 1.332 | 1.346 | 1.359 | 1.369 | 1.376 | 1.38 | 1.38 | 1.38 | 1.38 | 1.38 | 1.38 | 1.38 | 1.38 | 1.38 | 1.38 | 1.38 | 1.38 | 1.38 | 1.38 | 1.38 | 1.38 | 1.38 | 1.38 | 1.38 | 1.38 | 1.38 | 1.38 | 1.38
Counterfactual | Gen_BB010 | MW | NGED East Midlands | Ratcliffe | 0 | 0 | 0 | 0 | 0 | 0 | 0 | 0 | 0 | 0 | 0 | 0 | 0 | 0 | 0 | 0 | 0 | 0 | 0 | 0 | 0 | 0 | 0 | 0 | 0 | 0 | 0 | 0 | 0
Counterfactual | Gen_BB010 | MW | NGED East Midlands | Staythorpe | 0 | 1.263 | 1.276 | 1.289 | 1.299 | 1.305 | 1.308 | 1.308 | 1.308 | 1.308 | 1.308 | 1.308 | 1.308 | 1.308 | 1.308 | 1.308 | 1.308 | 1.308 | 1.308 | 1.308 | 1.308 | 1.308 | 1.308 | 1.308 | 1.308 | 1.308 | 1.308 | 1.308 | 1.308
Counterfactual | Gen_BB010 | MW | NGED East Midlands | Stoke Bardolph | 0 | 0 | 0 | 0 | 0 | 0 | 0 | 0 | 0 | 0 | 0 | 0 | 0 | 0 | 0 | 0 | 0 | 0 | 0 | 0 | 0 | 0 | 0 | 0 | 0 | 0 | 0 | 0 | 0
Counterfactual | Gen_BB010 | MW | NGED East Midlands | Walpole (_B) | 0 | 60.629 | 61.235 | 61.848 | 62.312 | 62.623 | 62.78 | 62.78 | 62.78 | 62.78 | 62.78 | 62.78 | 62.78 | 62.78 | 62.78 | 62.78 | 62.78 | 62.78 | 62.78 | 62.78 | 62.78 | 62.78 | 62.78 | 62.78 | 62.78 | 62.78 | 62.78 | 62.78 | 62.78
Counterfactual | Gen_BB010 | MW | NGED East Midlands | West Burton | 0 | 2.573 | 2.599 | 2.625 | 2.644 | 2.658 | 2.664 | 2.664 | 2.664 | 2.664 | 2.664 | 2.664 | 2.664 | 2.664 | 2.664 | 2.664 | 2.664 | 2.664 | 2.664 | 2.664 | 2.664 | 2.664 | 2.664 | 2.664 | 2.664 | 2.664 | 2.664 | 2.664 | 2.664
Counterfactual | Gen_BB010 | MW | NGED East Midlands | Willington | 0 | 0 | 0 | 0 | 0 | 0 | 0 | 0 | 0 | 0 | 0 | 0 | 0 | 0 | 0 | 0 | 0 | 0 | 0 | 0 | 0 | 0 | 0 | 0 | 0 | 0 | 0 | 0 | 0
Counterfactual | Gen_BB010 | MW | NGED South Wales | Aberthaw | 0 | 11.215 | 11.327 | 11.441 | 11.526 | 11.584 | 11.613 | 11.613 | 11.613 | 11.613 | 11.613 | 11.613 | 11.613 | 11.613 | 11.613 | 11.613 | 11.613 | 11.613 | 11.613 | 11.613 | 11.613 | 11.613 | 11.613 | 11.613 | 11.613 | 11.613 | 11.613 | 11.613 | 11.613
Counterfactual | Gen_BB010 | MW | NGED South Wales | Cardiff East | 0 | 0 | 0 | 0 | 0 | 0 | 0 | 0 | 0 | 0 | 0 | 0 | 0 | 0 | 0 | 0 | 0 | 0 | 0 | 0 | 0 | 0 | 0 | 0 | 0 | 0 | 0 | 0 | 0
Counterfactual | Gen_BB010 | MW | NGED South Wales | Grange | 0 | 0 | 0 | 0 | 0 | 0 | 0 | 0 | 0 | 0 | 0 | 0 | 0 | 0 | 0 | 0 | 0 | 0 | 0 | 0 | 0 | 0 | 0 | 0 | 0 | 0 | 0 | 0 | 0
Counterfactual | Gen_BB010 | MW | NGED South Wales | Pembroke | 0 | 0 | 0 | 0 | 0 | 0 | 0 | 0 | 0 | 0 | 0 | 0 | 0 | 0 | 0 | 0 | 0 | 0 | 0 | 0 | 0 | 0 | 0 | 0 | 0 | 0 | 0 | 0 | 0
Counterfactual | Gen_BB010 | MW | NGED South Wales | Pyle | 0 | 62.449 | 63.073 | 63.704 | 64.182 | 64.503 | 64.664 | 64.664 | 64.664 | 64.664 | 64.664 | 64.664 | 64.664 | 64.664 | 64.664 | 64.664 | 64.664 | 64.664 | 64.664 | 64.664 | 64.664 | 64.664 | 64.664 | 64.664 | 64.664 | 64.664 | 64.664 | 64.664 | 64.664
Counterfactual | Gen_BB010 | MW | NGED South Wales | Rassau | 0 | 1.742 | 1.776 | 1.807 | 1.835 | 1.859 | 1.879 | 1.896 | 1.913 | 1.93 | 1.946 | 1.963 | 1.98 | 1.997 | 2.014 | 2.031 | 2.048 | 2.064 | 2.081 | 2.098 | 2.115 | 2.132 | 2.149 | 2.166 | 2.183 | 2.199 | 2.216 | 2.233 | 2.25
Counterfactual | Gen_BB010 | MW | NGED South Wales | Swansea North | 0 | 4.248 | 4.291 | 4.333 | 4.366 | 4.388 | 4.399 | 4.399 | 4.399 | 4.399 | 4.399 | 4.399 | 4.399 | 4.399 | 4.399 | 4.399 | 4.399 | 4.399 | 4.399 | 4.399 | 4.399 | 4.399 | 4.399 | 4.399 | 4.399 | 4.399 | 4.399 | 4.399 | 4.399
Counterfactual | Gen_BB010 | MW | NGED South Wales | Upper Boat 132kV | 0 | 0 | 0 | 0 | 0 | 0 | 0 | 0 | 0 | 0 | 0 | 0 | 0 | 0 | 0 | 0 | 0 | 0 | 0 | 0 | 0 | 0 | 0 | 0 | 0 | 0 | 0 | 0 | 0
Counterfactual | Gen_BB010 | MW | NGED South Wales | Uskmouth | 0 | 0 | 0 | 0 | 0 | 0 | 0 | 0 | 0 | 0 | 0 | 0 | 0 | 0 | 0 | 0 | 0 | 0 | 0 | 0 | 0 | 0 | 0 | 0 | 0 | 0 | 0 | 0 | 0
Counterfactual | Gen_BB010 | MW | NGED South West | Abham | 0 | 3.978 | 4.203 | 4.387 | 4.572 | 4.756 | 4.94 | 5.125 | 5.309 | 5.494 | 5.678 | 5.863 | 6.047 | 6.232 | 6.416 | 6.601 | 6.785 | 6.97 | 7.154 | 7.339 | 7.523 | 7.708 | 7.892 | 8.077 | 8.261 | 8.446 | 8.63 | 8.815 | 8.999
Counterfactual | Gen_BB010 | MW | NGED South West | Alverdiscott | 0 | 0.138 | 0.139 | 0.141 | 0.142 | 0.142 | 0.143 | 0.143 | 0.143 | 0.143 | 0.143 | 0.143 | 0.143 | 0.143 | 0.143 | 0.143 | 0.143 | 0.143 | 0.143 | 0.143 | 0.143 | 0.143 | 0.143 | 0.143 | 0.143 | 0.143 | 0.143 | 0.143 | 0.143
Counterfactual | Gen_BB010 | MW | NGED South West | Axminster | 0 | 0 | 0 | 0 | 0 | 0 | 0 | 0 | 0 | 0 | 0 | 0 | 0 | 0 | 0 | 0 | 0 | 0 | 0 | 0 | 0 | 0 | 0 | 0 | 0 | 0 | 0 | 0 | 0
Counterfactual | Gen_BB010 | MW | NGED South West | Bridgewater | 0 | 0 | 0 | 0 | 0 | 0 | 0 | 0 | 0 | 0 | 0 | 0 | 0 | 0 | 0 | 0 | 0 | 0 | 0 | 0 | 0 | 0 | 0 | 0 | 0 | 0 | 0 | 0 | 0
Counterfactual | Gen_BB010 | MW | NGED South West | Exeter | 0 | 0.455 | 0.48 | 0.501 | 0.522 | 0.544 | 0.565 | 0.586 | 0.607 | 0.628 | 0.649 | 0.67 | 0.691 | 0.712 | 0.733 | 0.754 | 0.775 | 0.797 | 0.818 | 0.839 | 0.86 | 0.881 | 0.902 | 0.923 | 0.944 | 0.965 | 0.986 | 1.007 | 1.028
Counterfactual | Gen_BB010 | MW | NGED South West | Indian Queens | 0 | 0.917 | 0.926 | 0.935 | 0.943 | 0.947 | 0.95 | 0.95 | 0.95 | 0.95 | 0.95 | 0.95 | 0.95 | 0.95 | 0.95 | 0.95 | 0.95 | 0.95 | 0.95 | 0.95 | 0.95 | 0.95 | 0.95 | 0.95 | 0.95 | 0.95 | 0.95 | 0.95 | 0.95
Counterfactual | Gen_BB010 | MW | NGED South West | Landulph | 0 | 0.18 | 0.19 | 0.198 | 0.206 | 0.215 | 0.223 | 0.231 | 0.24 | 0.248 | 0.256 | 0.265 | 0.273 | 0.281 | 0.29 | 0.298 | 0.306 | 0.315 | 0.323 | 0.331 | 0.34 | 0.348 | 0.356 | 0.365 | 0.373 | 0.381 | 0.39 | 0.398 | 0.406
Counterfactual | Gen_BB010 | MW | NGED South West | Seabank | 0 | 0 | 0 | 0 | 0 | 0 | 0 | 0 | 0 | 0 | 0 | 0 | 0 | 0 | 0 | 0 | 0 | 0 | 0 | 0 | 0 | 0 | 0 | 0 | 0 | 0 | 0 | 0 | 0
Counterfactual | Gen_BB010 | MW | NGED South West | Taunton | 0 | 0 | 0 | 0 | 0 | 0 | 0 | 0 | 0 | 0 | 0 | 0 | 0 | 0 | 0 | 0 | 0 | 0 | 0 | 0 | 0 | 0 | 0 | 0 | 0 | 0 | 0 | 0 | 0
Counterfactual | Gen_BB010 | MW | NGED West Midlands | Bishops Wood | 0 | 9.312 | 9.41 | 9.508 | 9.584 | 9.637 | 9.666 | 9.671 | 9.676 | 9.681 | 9.687 | 9.692 | 9.697 | 9.703 | 9.708 | 9.713 | 9.718 | 9.724 | 9.729 | 9.734 | 9.739 | 9.745 | 9.75 | 9.755 | 9.761 | 9.766 | 9.771 | 9.776 | 9.782
Counterfactual | Gen_BB010 | MW | NGED West Midlands | Bushbury | 0 | 0 | 0 | 0 | 0 | 0 | 0 | 0 | 0 | 0 | 0 | 0 | 0 | 0 | 0 | 0 | 0 | 0 | 0 | 0 | 0 | 0 | 0 | 0 | 0 | 0 | 0 | 0 | 0
Counterfactual | Gen_BB010 | MW | NGED West Midlands | Bustleholme | 0 | 0 | 0 | 0 | 0 | 0 | 0 | 0 | 0 | 0 | 0 | 0 | 0 | 0 | 0 | 0 | 0 | 0 | 0 | 0 | 0 | 0 | 0 | 0 | 0 | 0 | 0 | 0 | 0
Counterfactual | Gen_BB010 | MW | NGED West Midlands | Cellarhead | 0 | 0 | 0 | 0 | 0 | 0 | 0 | 0 | 0 | 0 | 0 | 0 | 0 | 0 | 0 | 0 | 0 | 0 | 0 | 0 | 0 | 0 | 0 | 0 | 0 | 0 | 0 | 0 | 0
Counterfactual | Gen_BB010 | MW | NGED West Midlands | Feckenham | 0 | 3.216 | 3.248 | 3.281 | 3.305 | 3.322 | 3.33 | 3.33 | 3.33 | 3.33 | 3.33 | 3.33 | 3.33 | 3.33 | 3.33 | 3.33 | 3.33 | 3.33 | 3.33 | 3.33 | 3.33 | 3.33 | 3.33 | 3.33 | 3.33 | 3.33 | 3.33 | 3.33 | 3.33
Counterfactual | Gen_BB010 | MW | NGED West Midlands | Hams Hall | 0 | 0 | 0 | 0 | 0 | 0 | 0 | 0 | 0 | 0 | 0 | 0 | 0 | 0 | 0 | 0 | 0 | 0 | 0 | 0 | 0 | 0 | 0 | 0 | 0 | 0 | 0 | 0 | 0
Counterfactual | Gen_BB010 | MW | NGED West Midlands | Iron Acton | 0 | 0 | 0 | 0 | 0 | 0 | 0 | 0 | 0 | 0 | 0 | 0 | 0 | 0 | 0 | 0 | 0 | 0 | 0 | 0 | 0 | 0 | 0 | 0 | 0 | 0 | 0 | 0 | 0
Counterfactual | Gen_BB010 | MW | NGED West Midlands | Ironbridge | 0 | 3.151 | 3.182 | 3.214 | 3.238 | 3.255 | 3.263 | 3.263 | 3.263 | 3.263 | 3.263 | 3.263 | 3.263 | 3.263 | 3.263 | 3.263 | 3.263 | 3.263 | 3.263 | 3.263 | 3.263 | 3.263 | 3.263 | 3.263 | 3.263 | 3.263 | 3.263 | 3.263 | 3.263
Counterfactual | Gen_BB010 | MW | NGED West Midlands | Kitwell | 0 | 0 | 0 | 0 | 0 | 0 | 0 | 0 | 0 | 0 | 0 | 0 | 0 | 0 | 0 | 0 | 0 | 0 | 0 | 0 | 0 | 0 | 0 | 0 | 0 | 0 | 0 | 0 | 0
Counterfactual | Gen_BB010 | MW | NGED West Midlands | Nechells | 0 | 8.73 | 8.817 | 8.905 | 8.972 | 9.017 | 9.039 | 9.039 | 9.039 | 9.039 | 9.039 | 9.039 | 9.039 | 9.039 | 9.039 | 9.039 | 9.039 | 9.039 | 9.039 | 9.039 | 9.039 | 9.039 | 9.039 | 9.039 | 9.039 | 9.039 | 9.039 | 9.039 | 9.039
Counterfactual | Gen_BB010 | MW | NGED West Midlands | Ocker Hill | 0 | 3.676 | 3.712 | 3.749 | 3.778 | 3.796 | 3.806 | 3.806 | 3.806 | 3.806 | 3.806 | 3.806 | 3.806 | 3.806 | 3.806 | 3.806 | 3.806 | 3.806 | 3.806 | 3.806 | 3.806 | 3.806 | 3.806 | 3.806 | 3.806 | 3.806 | 3.806 | 3.806 | 3.806
Counterfactual | Gen_BB010 | MW | NGED West Midlands | Oldbury | 0 | 0 | 0 | 0 | 0 | 0 | 0 | 0 | 0 | 0 | 0 | 0 | 0 | 0 | 0 | 0 | 0 | 0 | 0 | 0 | 0 | 0 | 0 | 0 | 0 | 0 | 0 | 0 | 0
Counterfactual | Gen_BB010 | MW | NGED West Midlands | Penn | 0 | 0 | 0 | 0 | 0 | 0 | 0 | 0 | 0 | 0 | 0 | 0 | 0 | 0 | 0 | 0 | 0 | 0 | 0 | 0 | 0 | 0 | 0 | 0 | 0 | 0 | 0 | 0 | 0
Counterfactual | Gen_BB010 | MW | NGED West Midlands | Rugeley | 0 | 0.119 | 0.121 | 0.122 | 0.123 | 0.123 | 0.124 | 0.124 | 0.124 | 0.124 | 0.124 | 0.124 | 0.124 | 0.124 | 0.124 | 0.124 | 0.124 | 0.124 | 0.124 | 0.124 | 0.124 | 0.124 | 0.124 | 0.124 | 0.124 | 0.124 | 0.124 | 0.124 | 0.124
Counterfactual | Gen_BB010 | MW | NGED West Midlands | Shrewsbury | 0 | 0.766 | 0.774 | 0.782 | 0.788 | 0.792 | 0.794 | 0.794 | 0.794 | 0.794 | 0.794 | 0.794 | 0.794 | 0.794 | 0.794 | 0.794 | 0.794 | 0.794 | 0.794 | 0.794 | 0.794 | 0.794 | 0.794 | 0.794 | 0.794 | 0.794 | 0.794 | 0.794 | 0.794
Counterfactual | Gen_BB010 | MW | NGED West Midlands | Walham | 0 | 1.121 | 1.132 | 1.144 | 1.152 | 1.158 | 1.161 | 1.161 | 1.161 | 1.161 | 1.161 | 1.161 | 1.161 | 1.161 | 1.161 | 1.161 | 1.161 | 1.161 | 1.161 | 1.161 | 1.161 | 1.161 | 1.161 | 1.161 | 1.161 | 1.161 | 1.161 | 1.161 | 1.161
Counterfactual | Gen_BB010 | MW | NGED West Midlands | Willenhall | 0 | 0 | 0 | 0 | 0 | 0 | 0 | 0 | 0 | 0 | 0 | 0 | 0 | 0 | 0 | 0 | 0 | 0 | 0 | 0 | 0 | 0 | 0 | 0 | 0 | 0 | 0 | 0 | 0
Counterfactual | Gen_BB010 | MW | NGET | Direct(NGET) | 0 | 2936 | 2936 | 2936 | 2936 | 2936 | 2936 | 2936 | 2936 | 2936 | 2936 | 2301 | 2301 | 1666 | 2685 | 2685 | 2685 | 2400 | 2400 | 2400 | 2400 | 2400 | 2400 | 3000 | 3000 | 3000 | 3000 | 3000 | 3000
Counterfactual | Gen_BB010 | MW | NPg Northeast | Blyth 132kV | 0 | 396 | 396 | 396 | 396 | 396 | 396 | 396 | 396 | 396 | 396 | 396 | 396 | 396 | 396 | 396 | 396 | 396 | 396 | 396 | 396 | 0 | 0 | 0 | 0 | 0 | 0 | 0 | 0
Counterfactual | Gen_BB010 | MW | NPg Northeast | Blyth 66kV | 0 | 0 | 0 | 0 | 0 | 0 | 0 | 0 | 0 | 0 | 0 | 0 | 0 | 0 | 0 | 0 | 0 | 0 | 0 | 0 | 0 | 0 | 0 | 0 | 0 | 0 | 0 | 0 | 0
Counterfactual | Gen_BB010 | MW | NPg Northeast | Fourstones | 0 | 0 | 0 | 0 | 0 | 0 | 0 | 0 | 0 | 0 | 0 | 0 | 0 | 0 | 0 | 0 | 0 | 0 | 0 | 0 | 0 | 0 | 0 | 0 | 0 | 0 | 0 | 0 | 0
Counterfactual | Gen_BB010 | MW | NPg Northeast | Hart Moor | 0 | 0 | 0 | 0 | 0 | 0 | 0 | 0 | 0 | 0 | 0 | 0 | 0 | 0 | 0 | 0 | 0 | 0 | 0 | 0 | 0 | 0 | 0 | 0 | 0 | 0 | 0 | 0 | 0
Counterfactual | Gen_BB010 | MW | NPg Northeast | Hawthorn Pit | 0 | 0 | 0 | 0 | 0 | 0 | 0 | 0 | 0 | 0 | 0 | 0 | 0 | 0 | 0 | 0 | 0 | 0 | 0 | 0 | 0 | 0 | 0 | 0 | 0 | 0 | 0 | 0 | 0
Counterfactual | Gen_BB010 | MW | NPg Northeast | Knaresborough | 0 | 0.436 | 0.441 | 0.445 | 0.449 | 0.451 | 0.452 | 0.452 | 0.452 | 0.452 | 0.452 | 0.452 | 0.452 | 0.452 | 0.452 | 0.452 | 0.452 | 0.452 | 0.452 | 0.452 | 0.452 | 0.452 | 0.452 | 0.452 | 0.452 | 0.452 | 0.452 | 0.452 | 0.452
Counterfactual | Gen_BB010 | MW | NPg Northeast | Lackenby | 0 | 0 | 0 | 0 | 0 | 0 | 0 | 0 | 0 | 0 | 0 | 0 | 0 | 0 | 0 | 0 | 0 | 0 | 0 | 0 | 0 | 0 | 0 | 0 | 0 | 0 | 0 | 0 | 0
Counterfactual | Gen_BB010 | MW | NPg Northeast | Norton | 0 | 0 | 0 | 0 | 0 | 0 | 0 | 0 | 0 | 0 | 0 | 0 | 0 | 0 | 0 | 0 | 0 | 0 | 0 | 0 | 0 | 0 | 0 | 0 | 0 | 0 | 0 | 0 | 0
Counterfactual | Gen_BB010 | MW | NPg Northeast | Offerton | 0 | 0 | 0 | 0 | 0 | 0 | 0 | 0 | 0 | 0 | 0 | 0 | 0 | 0 | 0 | 0 | 0 | 0 | 0 | 0 | 0 | 0 | 0 | 0 | 0 | 0 | 0 | 0 | 0
Counterfactual | Gen_BB010 | MW | NPg Northeast | Osbaldwick | 0 | 0 | 0 | 0 | 0 | 0 | 0 | 0 | 0 | 0 | 0 | 0 | 0 | 0 | 0 | 0 | 0 | 0 | 0 | 0 | 0 | 0 | 0 | 0 | 0 | 0 | 0 | 0 | 0
Counterfactual | Gen_BB010 | MW | NPg Northeast | Poppleton | 0 | 0 | 0 | 0 | 0 | 0 | 0 | 0 | 0 | 0 | 0 | 0 | 0 | 0 | 0 | 0 | 0 | 0 | 0 | 0 | 0 | 0 | 0 | 0 | 0 | 0 | 0 | 0 | 0
Counterfactual | Gen_BB010 | MW | NPg Northeast | Saltholme | 0 | 45.026 | 45.476 | 45.931 | 46.276 | 46.507 | 46.623 | 46.623 | 46.623 | 46.623 | 46.623 | 46.623 | 46.623 | 46.623 | 46.623 | 46.623 | 46.623 | 46.623 | 46.623 | 46.623 | 46.623 | 46.623 | 46.623 | 46.623 | 46.623 | 46.623 | 46.623 | 46.623 | 46.623
Counterfactual | Gen_BB010 | MW | NPg Northeast | South Shields | 0 | 0 | 0 | 0 | 0 | 0 | 0 | 0 | 0 | 0 | 0 | 0 | 0 | 0 | 0 | 0 | 0 | 0 | 0 | 0 | 0 | 0 | 0 | 0 | 0 | 0 | 0 | 0 | 0
Counterfactual | Gen_BB010 | MW | NPg Northeast | Spennymoor | 0 | 0 | 0 | 0 | 0 | 0 | 0 | 0 | 0 | 0 | 0 | 0 | 0 | 0 | 0 | 0 | 0 | 0 | 0 | 0 | 0 | 0 | 0 | 0 | 0 | 0 | 0 | 0 | 0
Counterfactual | Gen_BB010 | MW | NPg Northeast | Stella North | 0 | 0 | 0 | 0 | 0 | 0 | 0 | 0 | 0 | 0 | 0 | 0 | 0 | 0 | 0 | 0 | 0 | 0 | 0 | 0 | 0 | 0 | 0 | 0 | 0 | 0 | 0 | 0 | 0
Counterfactual | Gen_BB010 | MW | NPg Northeast | Stella South | 0 | 0 | 0 | 0 | 0 | 0 | 0 | 0 | 0 | 0 | 0 | 0 | 0 | 0 | 0 | 0 | 0 | 0 | 0 | 0 | 0 | 0 | 0 | 0 | 0 | 0 | 0 | 0 | 0
Counterfactual | Gen_BB010 | MW | NPg Northeast | West Boldon | 0 | 0 | 0 | 0 | 0 | 0 | 0 | 0 | 0 | 0 | 0 | 0 | 0 | 0 | 0 | 0 | 0 | 0 | 0 | 0 | 0 | 0 | 0 | 0 | 0 | 0 | 0 | 0 | 0
Counterfactual | Gen_BB010 | MW | NPg Yorkshire | Bradford West | 0 | 0 | 0 | 0 | 0 | 0 | 0 | 0 | 0 | 0 | 0 | 0 | 0 | 0 | 0 | 0 | 0 | 0 | 0 | 0 | 0 | 0 | 0 | 0 | 0 | 0 | 0 | 0 | 0
Counterfactual | Gen_BB010 | MW | NPg Yorkshire | Camblesforth | 0 | 0 | 0 | 0 | 0 | 0 | 0 | 0 | 0 | 0 | 0 | 0 | 0 | 0 | 0 | 0 | 0 | 0 | 0 | 0 | 0 | 0 | 0 | 0 | 0 | 0 | 0 | 0 | 0
Counterfactual | Gen_BB010 | MW | NPg Yorkshire | Creyke Beck | 0 | 26.42 | 26.684 | 26.951 | 27.153 | 27.289 | 27.357 | 27.357 | 27.357 | 27.357 | 27.357 | 27.357 | 27.357 | 27.357 | 27.357 | 27.357 | 27.357 | 27.357 | 27.357 | 27.357 | 27.357 | 27.357 | 27.357 | 27.357 | 27.357 | 27.357 | 27.357 | 27.357 | 27.357
Counterfactual | Gen_BB010 | MW | NPg Yorkshire | Drax | 0 | 0 | 0 | 0 | 0 | 0 | 0 | 0 | 0 | 0 | 0 | 0 | 0 | 0 | 0 | 0 | 0 | 0 | 0 | 0 | 0 | 0 | 0 | 0 | 0 | 0 | 0 | 0 | 0
Counterfactual | Gen_BB010 | MW | NPg Yorkshire | Elland | 0 | 0 | 0 | 0 | 0 | 0 | 0 | 0 | 0 | 0 | 0 | 0 | 0 | 0 | 0 | 0 | 0 | 0 | 0 | 0 | 0 | 0 | 0 | 0 | 0 | 0 | 0 | 0 | 0
Counterfactual | Gen_BB010 | MW | NPg Yorkshire | Ferrybridge A | 0 | 2.205 | 2.227 | 2.25 | 2.267 | 2.278 | 2.284 | 2.284 | 2.284 | 2.284 | 2.284 | 2.284 | 2.284 | 2.284 | 2.284 | 2.284 | 2.284 | 2.284 | 2.284 | 2.284 | 2.284 | 2.284 | 2.284 | 2.284 | 2.284 | 2.284 | 2.284 | 2.284 | 2.284
Counterfactual | Gen_BB010 | MW | NPg Yorkshire | Ferrybridge B (_M) | 0 | 1.316 | 1.329 | 1.342 | 1.352 | 1.359 | 1.363 | 1.363 | 1.363 | 1.363 | 1.363 | 1.363 | 1.363 | 1.363 | 1.363 | 1.363 | 1.363 | 1.363 | 1.363 | 1.363 | 1.363 | 1.363 | 1.363 | 1.363 | 1.363 | 1.363 | 1.363 | 1.363 | 1.363
Counterfactual | Gen_BB010 | MW | NPg Yorkshire | Grimsby West | 0 | 0 | 0 | 0 | 0 | 0 | 0 | 0 | 0 | 0 | 0 | 0 | 0 | 0 | 0 | 0 | 0 | 0 | 0 | 0 | 0 | 0 | 0 | 0 | 0 | 0 | 0 | 0 | 0
Counterfactual | Gen_BB010 | MW | NPg Yorkshire | Keadby | 0 | 71.007 | 71.567 | 72.133 | 72.561 | 72.849 | 72.994 | 72.994 | 72.994 | 72.994 | 72.994 | 72.994 | 72.994 | 72.994 | 57.994 | 57.994 | 57.994 | 57.994 | 57.994 | 57.994 | 57.994 | 57.994 | 57.994 | 57.994 | 57.994 | 57.994 | 57.994 | 57.994 | 57.994
Counterfactual | Gen_BB010 | MW | NPg Yorkshire | Kirkstall B | 0 | 0 | 0 | 0 | 0 | 0 | 0 | 0 | 0 | 0 | 0 | 0 | 0 | 0 | 0 | 0 | 0 | 0 | 0 | 0 | 0 | 0 | 0 | 0 | 0 | 0 | 0 | 0 | 0
Counterfactual | Gen_BB010 | MW | NPg Yorkshire | Neepsend | 0 | 0 | 0 | 0 | 0 | 0 | 0 | 0 | 0 | 0 | 0 | 0 | 0 | 0 | 0 | 0 | 0 | 0 | 0 | 0 | 0 | 0 | 0 | 0 | 0 | 0 | 0 | 0 | 0
Counterfactual | Gen_BB010 | MW | NPg Yorkshire | Saltend North | 0 | 0 | 0 | 0 | 0 | 0 | 0 | 0 | 0 | 0 | 0 | 0 | 0 | 0 | 0 | 0 | 0 | 0 | 0 | 0 | 0 | 0 | 0 | 0 | 0 | 0 | 0 | 0 | 0
Counterfactual | Gen_BB010 | MW | NPg Yorkshire | Sheffield City | 0 | 0 | 0 | 0 | 0 | 0 | 0 | 0 | 0 | 0 | 0 | 0 | 0 | 0 | 0 | 0 | 0 | 0 | 0 | 0 | 0 | 0 | 0 | 0 | 0 | 0 | 0 | 0 | 0
Counterfactual | Gen_BB010 | MW | NPg Yorkshire | Skelton Grange | 0 | 0 | 0 | 0 | 0 | 0 | 0 | 0 | 0 | 0 | 0 | 0 | 0 | 0 | 0 | 0 | 0 | 0 | 0 | 0 | 0 | 0 | 0 | 0 | 0 | 0 | 0 | 0 | 0
Counterfactual | Gen_BB010 | MW | NPg Yorkshire | Templeborough | 0 | 0 | 0 | 0 | 0 | 0 | 0 | 0 | 0 | 0 | 0 | 0 | 0 | 0 | 0 | 0 | 0 | 0 | 0 | 0 | 0 | 0 | 0 | 0 | 0 | 0 | 0 | 0 | 0
Counterfactual | Gen_BB010 | MW | NPg Yorkshire | Thurcroft | 0 | 0 | 0 | 0 | 0 | 0 | 0 | 0 | 0 | 0 | 0 | 0 | 0 | 0 | 0 | 0 | 0 | 0 | 0 | 0 | 0 | 0 | 0 | 0 | 0 | 0 | 0 | 0 | 0
Counterfactual | Gen_BB010 | MW | NPg Yorkshire | West Melton | 0 | 37.611 | 37.987 | 38.367 | 38.654 | 38.848 | 38.945 | 38.945 | 38.945 | 38.945 | 38.945 | 38.945 | 38.945 | 38.945 | 38.945 | 38.945 | 38.945 | 38.945 | 38.945 | 38.945 | 38.945 | 38.945 | 38.945 | 38.945 | 38.945 | 38.945 | 38.945 | 38.945 | 38.945
Counterfactual | Gen_BB010 | MW | NPg Yorkshire | Wincobank | 0 | 39.283 | 39.676 | 40.073 | 40.373 | 40.575 | 40.677 | 40.677 | 40.677 | 40.677 | 40.677 | 40.677 | 40.677 | 40.677 | 40.677 | 40.677 | 40.677 | 40.677 | 40.677 | 40.677 | 40.677 | 40.677 | 40.677 | 40.677 | 40.677 | 40.677 | 40.677 | 40.677 | 40.677
Counterfactual | Gen_BB010 | MW | SPEN | Bainsford | 0 | 0 | 0 | 0 | 0 | 0 | 0 | 0 | 0 | 0 | 0 | 0 | 0 | 0 | 0 | 0 | 0 | 0 | 0 | 0 | 0 | 0 | 0 | 0 | 0 | 0 | 0 | 0 | 0
Counterfactual | Gen_BB010 | MW | SPEN | Bathgate | 0 | 0 | 0 | 0 | 0 | 0 | 0 | 0 | 0 | 0 | 0 | 0 | 0 | 0 | 0 | 0 | 0 | 0 | 0 | 0 | 0 | 0 | 0 | 0 | 0 | 0 | 0 | 0 | 0
Counterfactual | Gen_BB010 | MW | SPEN | Berwick | 0 | 0 | 0 | 0 | 0 | 0 | 0 | 0 | 0 | 0 | 0 | 0 | 0 | 0 | 0 | 0 | 0 | 0 | 0 | 0 | 0 | 0 | 0 | 0 | 0 | 0 | 0 | 0 | 0
Counterfactual | Gen_BB010 | MW | SPEN | Bonnybridge | 0 | 0 | 0 | 0 | 0 | 0 | 0 | 0 | 0 | 0 | 0 | 0 | 0 | 0 | 0 | 0 | 0 | 0 | 0 | 0 | 0 | 0 | 0 | 0 | 0 | 0 | 0 | 0 | 0
Counterfactual | Gen_BB010 | MW | SPEN | Chapelcross | 0 | 45 | 45 | 45 | 45 | 45 | 45 | 45 | 45 | 45 | 45 | 45 | 45 | 45 | 0 | 0 | 0 | 0 | 0 | 0 | 0 | 0 | 0 | 0 | 0 | 0 | 0 | 0 | 0
Counterfactual | Gen_BB010 | MW | SPEN | Clyde’s Mill | 0 | 0 | 0 | 0 | 0 | 0 | 0 | 0 | 0 | 0 | 0 | 0 | 0 | 0 | 0 | 0 | 0 | 0 | 0 | 0 | 0 | 0 | 0 | 0 | 0 | 0 | 0 | 0 | 0 | GSP also referred to as Westburn Road
Counterfactual | Gen_BB010 | MW | SPEN | Cockenzie | 0 | 0 | 0 | 0 | 0 | 0 | 0 | 0 | 0 | 0 | 0 | 0 | 0 | 0 | 0 | 0 | 0 | 0 | 0 | 0 | 0 | 0 | 0 | 0 | 0 | 0 | 0 | 0 | 0
Counterfactual | Gen_BB010 | MW | SPEN | Coylton | 0 | 0 | 0 | 0 | 0 | 0 | 0 | 0 | 0 | 0 | 0 | 0 | 0 | 0 | 0 | 0 | 0 | 0 | 0 | 0 | 0 | 0 | 0 | 0 | 0 | 0 | 0 | 0 | 0
Counterfactual | Gen_BB010 | MW | SPEN | Crookston B | 0 | 0 | 0 | 0 | 0 | 0 | 0 | 0 | 0 | 0 | 0 | 0 | 0 | 0 | 0 | 0 | 0 | 0 | 0 | 0 | 0 | 0 | 0 | 0 | 0 | 0 | 0 | 0 | 0
Counterfactual | Gen_BB010 | MW | SPEN | Cumbernauld | 0 | 0 | 0 | 0 | 0 | 0 | 0 | 0 | 0 | 0 | 0 | 0 | 0 | 0 | 0 | 0 | 0 | 0 | 0 | 0 | 0 | 0 | 0 | 0 | 0 | 0 | 0 | 0 | 0
Counterfactual | Gen_BB010 | MW | SPEN | Cupar | 0 | 1.93 | 1.949 | 1.968 | 1.983 | 1.993 | 1.998 | 1.998 | 1.998 | 1.998 | 1.998 | 1.998 | 1.998 | 1.998 | 1.998 | 1.998 | 1.998 | 1.998 | 1.998 | 1.998 | 1.998 | 1.998 | 1.998 | 1.998 | 1.998 | 1.998 | 1.998 | 1.998 | 1.998
Counterfactual | Gen_BB010 | MW | SPEN | Dalmarnock | 0 | 0 | 0 | 0 | 0 | 0 | 0 | 0 | 0 | 0 | 0 | 0 | 0 | 0 | 0 | 0 | 0 | 0 | 0 | 0 | 0 | 0 | 0 | 0 | 0 | 0 | 0 | 0 | 0
Counterfactual | Gen_BB010 | MW | SPEN | Devol Moor | 0 | 0 | 0 | 0 | 0 | 0 | 0 | 0 | 0 | 0 | 0 | 0 | 0 | 0 | 0 | 0 | 0 | 0 | 0 | 0 | 0 | 0 | 0 | 0 | 0 | 0 | 0 | 0 | 0
Counterfactual | Gen_BB010 | MW | SPEN | Devonside | 0 | 0 | 0 | 0 | 0 | 0 | 0 | 0 | 0 | 0 | 0 | 0 | 0 | 0 | 0 | 0 | 0 | 0 | 0 | 0 | 0 | 0 | 0 | 0 | 0 | 0 | 0 | 0 | 0
Counterfactual | Gen_BB010 | MW | SPEN | Dumfries 33 | 0 | 0.919 | 0.928 | 0.937 | 0.944 | 0.949 | 0.951 | 0.951 | 0.951 | 0.951 | 0.951 | 0.951 | 0.951 | 0.951 | 0.951 | 0.951 | 0.951 | 0.951 | 0.951 | 0.951 | 0.951 | 0.951 | 0.951 | 0.951 | 0.951 | 0.951 | 0.951 | 0.951 | 0.951
Counterfactual | Gen_BB010 | MW | SPEN | Dunbar | 0 | 0 | 0 | 0 | 0 | 0 | 0 | 0 | 0 | 0 | 0 | 0 | 0 | 0 | 0 | 0 | 0 | 0 | 0 | 0 | 0 | 0 | 0 | 0 | 0 | 0 | 0 | 0 | 0
Counterfactual | Gen_BB010 | MW | SPEN | Dunfermline | 0 | 0 | 0 | 0 | 0 | 0 | 0 | 0 | 0 | 0 | 0 | 0 | 0 | 0 | 0 | 0 | 0 | 0 | 0 | 0 | 0 | 0 | 0 | 0 | 0 | 0 | 0 | 0 | 0
Counterfactual | Gen_BB010 | MW | SPEN | Earlstoun | 0 | 0 | 0 | 0 | 0 | 0 | 0 | 0 | 0 | 0 | 0 | 0 | 0 | 0 | 0 | 0 | 0 | 0 | 0 | 0 | 0 | 0 | 0 | 0 | 0 | 0 | 0 | 0 | 0
Counterfactual | Gen_BB010 | MW | SPEN | East Kilbride South | 0 | 0 | 0 | 0 | 0 | 0 | 0 | 0 | 0 | 0 | 0 | 0 | 0 | 0 | 0 | 0 | 0 | 0 | 0 | 0 | 0 | 0 | 0 | 0 | 0 | 0 | 0 | 0 | 0
Counterfactual | Gen_BB010 | MW | SPEN | Eccles | 0 | 0 | 0 | 0 | 0 | 0 | 0 | 0 | 0 | 0 | 0 | 0 | 0 | 0 | 0 | 0 | 0 | 0 | 0 | 0 | 0 | 0 | 0 | 0 | 0 | 0 | 0 | 0 | 0
Counterfactual | Gen_BB010 | MW | SPEN | Galashiels | 0 | 0 | 0 | 0 | 0 | 0 | 0 | 0 | 0 | 0 | 0 | 0 | 0 | 0 | 0 | 0 | 0 | 0 | 0 | 0 | 0 | 0 | 0 | 0 | 0 | 0 | 0 | 0 | 0
Counterfactual | Gen_BB010 | MW | SPEN | Giffnock | 0 | 0 | 0 | 0 | 0 | 0 | 0 | 0 | 0 | 0 | 0 | 0 | 0 | 0 | 0 | 0 | 0 | 0 | 0 | 0 | 0 | 0 | 0 | 0 | 0 | 0 | 0 | 0 | 0
Counterfactual | Gen_BB010 | MW | SPEN | Glenlee | 0 | 0 | 0 | 0 | 0 | 0 | 0 | 0 | 0 | 0 | 0 | 0 | 0 | 0 | 0 | 0 | 0 | 0 | 0 | 0 | 0 | 0 | 0 | 0 | 0 | 0 | 0 | 0 | 0
Counterfactual | Gen_BB010 | MW | SPEN | Glenluce | 0 | 0 | 0 | 0 | 0 | 0 | 0 | 0 | 0 | 0 | 0 | 0 | 0 | 0 | 0 | 0 | 0 | 0 | 0 | 0 | 0 | 0 | 0 | 0 | 0 | 0 | 0 | 0 | 0
Counterfactual | Gen_BB010 | MW | SPEN | Glenniston | 0 | 0 | 0 | 0 | 0 | 0 | 0 | 0 | 0 | 0 | 0 | 0 | 0 | 0 | 0 | 0 | 0 | 0 | 0 | 0 | 0 | 0 | 0 | 0 | 0 | 0 | 0 | 0 | 0
Counterfactual | Gen_BB010 | MW | SPEN | Glenrothes | 0 | 0 | 0 | 0 | 0 | 0 | 0 | 0 | 0 | 0 | 0 | 0 | 0 | 0 | 0 | 0 | 0 | 0 | 0 | 0 | 0 | 0 | 0 | 0 | 0 | 0 | 0 | 0 | 0
Counterfactual | Gen_BB010 | MW | SPEN | Grangemouth A | 0 | 0 | 0 | 0 | 0 | 0 | 0 | 0 | 0 | 0 | 0 | 0 | 0 | 0 | 0 | 0 | 0 | 0 | 0 | 0 | 0 | 0 | 0 | 0 | 0 | 0 | 0 | 0 | 0
Counterfactual | Gen_BB010 | MW | SPEN | Hawick | 0 | 0 | 0 | 0 | 0 | 0 | 0 | 0 | 0 | 0 | 0 | 0 | 0 | 0 | 0 | 0 | 0 | 0 | 0 | 0 | 0 | 0 | 0 | 0 | 0 | 0 | 0 | 0 | 0
Counterfactual | Gen_BB010 | MW | SPEN | Hunterston Farm | 0 | 0 | 0 | 0 | 0 | 0 | 0 | 0 | 0 | 0 | 0 | 0 | 0 | 0 | 0 | 0 | 0 | 0 | 0 | 0 | 0 | 0 | 0 | 0 | 0 | 0 | 0 | 0 | 0
Counterfactual | Gen_BB010 | MW | SPEN | Inverkeithing | 0 | 0 | 0 | 0 | 0 | 0 | 0 | 0 | 0 | 0 | 0 | 0 | 0 | 0 | 0 | 0 | 0 | 0 | 0 | 0 | 0 | 0 | 0 | 0 | 0 | 0 | 0 | 0 | 0
Counterfactual | Gen_BB010 | MW | SPEN | Johnstone | 0 | 0 | 0 | 0 | 0 | 0 | 0 | 0 | 0 | 0 | 0 | 0 | 0 | 0 | 0 | 0 | 0 | 0 | 0 | 0 | 0 | 0 | 0 | 0 | 0 | 0 | 0 | 0 | 0
Counterfactual | Gen_BB010 | MW | SPEN | Kaimes | 0 | 0 | 0 | 0 | 0 | 0 | 0 | 0 | 0 | 0 | 0 | 0 | 0 | 0 | 0 | 0 | 0 | 0 | 0 | 0 | 0 | 0 | 0 | 0 | 0 | 0 | 0 | 0 | 0
Counterfactual | Gen_BB010 | MW | SPEN | Kendoon | 0 | 0 | 0 | 0 | 0 | 0 | 0 | 0 | 0 | 0 | 0 | 0 | 0 | 0 | 0 | 0 | 0 | 0 | 0 | 0 | 0 | 0 | 0 | 0 | 0 | 0 | 0 | 0 | 0
Counterfactual | Gen_BB010 | MW | SPEN | Killermont | 0 | 0 | 0 | 0 | 0 | 0 | 0 | 0 | 0 | 0 | 0 | 0 | 0 | 0 | 0 | 0 | 0 | 0 | 0 | 0 | 0 | 0 | 0 | 0 | 0 | 0 | 0 | 0 | 0
Counterfactual | Gen_BB010 | MW | SPEN | Kilwinning | 0 | 0 | 0 | 0 | 0 | 0 | 0 | 0 | 0 | 0 | 0 | 0 | 0 | 0 | 0 | 0 | 0 | 0 | 0 | 0 | 0 | 0 | 0 | 0 | 0 | 0 | 0 | 0 | 0
Counterfactual | Gen_BB010 | MW | SPEN | Leven | 0 | 0 | 0 | 0 | 0 | 0 | 0 | 0 | 0 | 0 | 0 | 0 | 0 | 0 | 0 | 0 | 0 | 0 | 0 | 0 | 0 | 0 | 0 | 0 | 0 | 0 | 0 | 0 | 0
Counterfactual | Gen_BB010 | MW | SPEN | Livingston East | 0 | 0 | 0 | 0 | 0 | 0 | 0 | 0 | 0 | 0 | 0 | 0 | 0 | 0 | 0 | 0 | 0 | 0 | 0 | 0 | 0 | 0 | 0 | 0 | 0 | 0 | 0 | 0 | 0
Counterfactual | Gen_BB010 | MW | SPEN | Maybole | 0 | 2.389 | 2.413 | 2.437 | 2.455 | 2.468 | 2.474 | 2.474 | 2.474 | 2.474 | 2.474 | 2.474 | 2.474 | 2.474 | 2.474 | 2.474 | 2.474 | 2.474 | 2.474 | 2.474 | 2.474 | 2.474 | 2.474 | 2.474 | 2.474 | 2.474 | 2.474 | 2.474 | 2.474
Counterfactual | Gen_BB010 | MW | SPEN | Newarthill | 0 | 0 | 0 | 0 | 0 | 0 | 0 | 0 | 0 | 0 | 0 | 0 | 0 | 0 | 0 | 0 | 0 | 0 | 0 | 0 | 0 | 0 | 0 | 0 | 0 | 0 | 0 | 0 | 0
Counterfactual | Gen_BB010 | MW | SPEN | Paisley | 0 | 0 | 0 | 0 | 0 | 0 | 0 | 0 | 0 | 0 | 0 | 0 | 0 | 0 | 0 | 0 | 0 | 0 | 0 | 0 | 0 | 0 | 0 | 0 | 0 | 0 | 0 | 0 | 0
Counterfactual | Gen_BB010 | MW | SPEN | Portobello | 0 | 0 | 0 | 0 | 0 | 0 | 0 | 0 | 0 | 0 | 0 | 0 | 0 | 0 | 0 | 0 | 0 | 0 | 0 | 0 | 0 | 0 | 0 | 0 | 0 | 0 | 0 | 0 | 0
Counterfactual | Gen_BB010 | MW | SPEN | Ravenscraig | 0 | 15.621 | 15.778 | 15.935 | 16.055 | 16.135 | 16.175 | 16.175 | 16.175 | 16.175 | 16.175 | 16.175 | 16.175 | 16.175 | 16.175 | 16.175 | 16.175 | 16.175 | 16.175 | 16.175 | 16.175 | 16.175 | 16.175 | 16.175 | 16.175 | 16.175 | 16.175 | 16.175 | 16.175
Counterfactual | Gen_BB010 | MW | SPEN | Redhouse | 0 | 0 | 0 | 0 | 0 | 0 | 0 | 0 | 0 | 0 | 0 | 0 | 0 | 0 | 0 | 0 | 0 | 0 | 0 | 0 | 0 | 0 | 0 | 0 | 0 | 0 | 0 | 0 | 0
Counterfactual | Gen_BB010 | MW | SPEN | Saltcoats A | 0 | 0 | 0 | 0 | 0 | 0 | 0 | 0 | 0 | 0 | 0 | 0 | 0 | 0 | 0 | 0 | 0 | 0 | 0 | 0 | 0 | 0 | 0 | 0 | 0 | 0 | 0 | 0 | 0
Counterfactual | Gen_BB010 | MW | SPEN | Saltcoats B | 0 | 0 | 0 | 0 | 0 | 0 | 0 | 0 | 0 | 0 | 0 | 0 | 0 | 0 | 0 | 0 | 0 | 0 | 0 | 0 | 0 | 0 | 0 | 0 | 0 | 0 | 0 | 0 | 0
Counterfactual | Gen_BB010 | MW | SPEN | Sighthill | 0 | 0 | 0 | 0 | 0 | 0 | 0 | 0 | 0 | 0 | 0 | 0 | 0 | 0 | 0 | 0 | 0 | 0 | 0 | 0 | 0 | 0 | 0 | 0 | 0 | 0 | 0 | 0 | 0
Counterfactual | Gen_BB010 | MW | SPEN | Stirling | 0 | 0 | 0 | 0 | 0 | 0 | 0 | 0 | 0 | 0 | 0 | 0 | 0 | 0 | 0 | 0 | 0 | 0 | 0 | 0 | 0 | 0 | 0 | 0 | 0 | 0 | 0 | 0 | 0
Counterfactual | Gen_BB010 | MW | SPEN | Strathaven | 0 | 0 | 0 | 0 | 0 | 0 | 0 | 0 | 0 | 0 | 0 | 0 | 0 | 0 | 0 | 0 | 0 | 0 | 0 | 0 | 0 | 0 | 0 | 0 | 0 | 0 | 0 | 0 | 0
Counterfactual | Gen_BB010 | MW | SPEN | Strathleven | 0 | 0.436 | 0.441 | 0.445 | 0.449 | 0.451 | 0.452 | 0.452 | 0.452 | 0.452 | 0.452 | 0.452 | 0.452 | 0.452 | 0.452 | 0.452 | 0.452 | 0.452 | 0.452 | 0.452 | 0.452 | 0.452 | 0.452 | 0.452 | 0.452 | 0.452 | 0.452 | 0.452 | 0.452
Counterfactual | Gen_BB010 | MW | SPEN | Telford Road | 0 | 0 | 0 | 0 | 0 | 0 | 0 | 0 | 0 | 0 | 0 | 0 | 0 | 0 | 0 | 0 | 0 | 0 | 0 | 0 | 0 | 0 | 0 | 0 | 0 | 0 | 0 | 0 | 0
Counterfactual | Gen_BB010 | MW | SPEN | Tongland | 0 | 0 | 0 | 0 | 0 | 0 | 0 | 0 | 0 | 0 | 0 | 0 | 0 | 0 | 0 | 0 | 0 | 0 | 0 | 0 | 0 | 0 | 0 | 0 | 0 | 0 | 0 | 0 | 0
Counterfactual | Gen_BB010 | MW | SPEN | Westfield | 0 | 0 | 0 | 0 | 0 | 0 | 0 | 0 | 0 | 0 | 0 | 0 | 0 | 0 | 0 | 0 | 0 | 0 | 0 | 0 | 0 | 0 | 0 | 0 | 0 | 0 | 0 | 0 | 0
Counterfactual | Gen_BB010 | MW | SPEN | Wishaw | 0 | 0 | 0 | 0 | 0 | 0 | 0 | 0 | 0 | 0 | 0 | 0 | 0 | 0 | 0 | 0 | 0 | 0 | 0 | 0 | 0 | 0 | 0 | 0 | 0 | 0 | 0 | 0 | 0
Counterfactual | Gen_BB010 | MW | SPEN Manweb | Birkenhead | 0 | 0 | 0 | 0 | 0 | 0 | 0 | 0 | 0 | 0 | 0 | 0 | 0 | 0 | 0 | 0 | 0 | 0 | 0 | 0 | 0 | 0 | 0 | 0 | 0 | 0 | 0 | 0 | 0
Counterfactual | Gen_BB010 | MW | SPEN Manweb | Capenhurst | 0 | 0 | 0 | 0 | 0 | 0 | 0 | 0 | 0 | 0 | 0 | 0 | 0 | 0 | 0 | 0 | 0 | 0 | 0 | 0 | 0 | 0 | 0 | 0 | 0 | 0 | 0 | 0 | 0
Counterfactual | Gen_BB010 | MW | SPEN Manweb | Carrington | 0 | 0 | 0 | 0 | 0 | 0 | 0 | 0 | 0 | 0 | 0 | 0 | 0 | 0 | 0 | 0 | 0 | 0 | 0 | 0 | 0 | 0 | 0 | 0 | 0 | 0 | 0 | 0 | 0
Counterfactual | Gen_BB010 | MW | SPEN Manweb | Connah's Quay | 0 | 2.273 | 2.401 | 2.507 | 2.612 | 2.718 | 2.823 | 2.929 | 3.034 | 3.139 | 3.245 | 3.35 | 3.456 | 3.561 | 3.666 | 3.772 | 3.877 | 3.983 | 4.088 | 4.194 | 4.299 | 4.404 | 4.51 | 4.615 | 4.721 | 4.826 | 4.932 | 5.037 | 5.142
Counterfactual | Gen_BB010 | MW | SPEN Manweb | Fiddlers Ferry | 0 | 0 | 0 | 0 | 0 | 0 | 0 | 0 | 0 | 0 | 0 | 0 | 0 | 0 | 0 | 0 | 0 | 0 | 0 | 0 | 0 | 0 | 0 | 0 | 0 | 0 | 0 | 0 | 0
Counterfactual | Gen_BB010 | MW | SPEN Manweb | Frodsham | 0 | 0 | 0 | 0 | 0 | 0 | 0 | 0 | 0 | 0 | 0 | 0 | 0 | 0 | 0 | 0 | 0 | 0 | 0 | 0 | 0 | 0 | 0 | 0 | 0 | 0 | 0 | 0 | 0
Counterfactual | Gen_BB010 | MW | SPEN Manweb | Legacy | 0 | 3.363 | 3.397 | 3.431 | 3.457 | 3.474 | 3.482 | 3.482 | 3.482 | 3.482 | 3.482 | 3.482 | 3.482 | 3.482 | 3.482 | 3.482 | 3.482 | 3.482 | 3.482 | 3.482 | 3.482 | 3.482 | 3.482 | 3.482 | 3.482 | 3.482 | 3.482 | 3.482 | 3.482
Counterfactual | Gen_BB010 | MW | SPEN Manweb | Lister Drive | 0 | 0 | 0 | 0 | 0 | 0 | 0 | 0 | 0 | 0 | 0 | 0 | 0 | 0 | 0 | 0 | 0 | 0 | 0 | 0 | 0 | 0 | 0 | 0 | 0 | 0 | 0 | 0 | 0
Counterfactual | Gen_BB010 | MW | SPEN Manweb | Pentir | 0 | 0 | 0 | 0 | 0 | 0 | 0 | 0 | 0 | 0 | 0 | 0 | 0 | 0 | 0 | 0 | 0 | 0 | 0 | 0 | 0 | 0 | 0 | 0 | 0 | 0 | 0 | 0 | 0
Counterfactual | Gen_BB010 | MW | SPEN Manweb | Rainhill | 0 | 18.378 | 18.562 | 18.747 | 18.888 | 18.982 | 19.03 | 19.03 | 19.03 | 19.03 | 19.03 | 19.03 | 19.03 | 19.03 | 19.03 | 19.03 | 19.03 | 19.03 | 19.03 | 19.03 | 19.03 | 19.03 | 19.03 | 19.03 | 19.03 | 19.03 | 19.03 | 19.03 | 19.03
Counterfactual | Gen_BB010 | MW | SPEN Manweb | Trawsfynydd | 0 | 0 | 0 | 0 | 0 | 0 | 0 | 0 | 0 | 0 | 0 | 0 | 0 | 0 | 0 | 0 | 0 | 0 | 0 | 0 | 0 | 0 | 0 | 0 | 0 | 0 | 0 | 0 | 0
Counterfactual | Gen_BB010 | MW | SPEN Manweb | Wylfa | 0 | 0 | 0 | 0 | 0 | 0 | 0 | 0 | 0 | 0 | 0 | 0 | 0 | 0 | 0 | 0 | 0 | 0 | 0 | 0 | 0 | 0 | 0 | 0 | 0 | 0 | 0 | 0 | 0
Counterfactual | Gen_BB010 | MW | SPTL | Direct(SPTL) | 0 | 78.032 | 78.063 | 78.093 | 78.117 | 78.132 | 78.14 | 78.14 | 78.14 | 78.14 | 78.14 | 78.14 | 78.14 | 78.14 | 3.14 | 3.14 | 3.14 | 3.14 | 3.14 | 3.14 | 3.14 | 3.14 | 3.14 | 3.14 | 3.14 | 3.14 | 1603.14 | 1603.14 | 1603.14
Counterfactual | Gen_BB010 | MW | SSEN (SHEPD) | Abernethy | 0 | 0 | 0 | 0 | 0 | 0 | 0 | 0 | 0 | 0 | 0 | 0 | 0 | 0 | 0 | 0 | 0 | 0 | 0 | 0 | 0 | 0 | 0 | 0 | 0 | 0 | 0 | 0 | 0
Counterfactual | Gen_BB010 | MW | SSEN (SHEPD) | Alness | 0 | 6.434 | 6.498 | 6.563 | 6.613 | 6.646 | 6.662 | 6.662 | 6.662 | 6.662 | 6.662 | 6.662 | 6.662 | 6.662 | 6.662 | 6.662 | 6.662 | 6.662 | 6.662 | 6.662 | 6.662 | 6.662 | 6.662 | 6.662 | 6.662 | 6.662 | 6.662 | 6.662 | 6.662
Counterfactual | Gen_BB010 | MW | SSEN (SHEPD) | Arbroath | 0 | 0.459 | 0.464 | 0.469 | 0.472 | 0.475 | 0.476 | 0.476 | 0.476 | 0.476 | 0.476 | 0.476 | 0.476 | 0.476 | 0.476 | 0.476 | 0.476 | 0.476 | 0.476 | 0.476 | 0.476 | 0.476 | 0.476 | 0.476 | 0.476 | 0.476 | 0.476 | 0.476 | 0.476
Counterfactual | Gen_BB010 | MW | SSEN (SHEPD) | Ardmore | 0 | 0 | 0 | 0 | 0 | 0 | 0 | 0 | 0 | 0 | 0 | 0 | 0 | 0 | 0 | 0 | 0 | 0 | 0 | 0 | 0 | 0 | 0 | 0 | 0 | 0 | 0 | 0 | 0
Counterfactual | Gen_BB010 | MW | SSEN (SHEPD) | Beauly | 0 | 0 | 0 | 0 | 0 | 0 | 0 | 0 | 0 | 0 | 0 | 0 | 0 | 0 | 0 | 0 | 0 | 0 | 0 | 0 | 0 | 0 | 0 | 0 | 0 | 0 | 0 | 0 | 0
Counterfactual | Gen_BB010 | MW | SSEN (SHEPD) | Boat of Garten | 0 | 0 | 0 | 0 | 0 | 0 | 0 | 0 | 0 | 0 | 0 | 0 | 0 | 0 | 0 | 0 | 0 | 0 | 0 | 0 | 0 | 0 | 0 | 0 | 0 | 0 | 0 | 0 | 0
Counterfactual | Gen_BB010 | MW | SSEN (SHEPD) | Bridge of Dun | 0 | 0 | 0 | 0 | 0 | 0 | 0 | 0 | 0 | 0 | 0 | 0 | 0 | 0 | 0 | 0 | 0 | 0 | 0 | 0 | 0 | 0 | 0 | 0 | 0 | 0 | 0 | 0 | 0
Counterfactual | Gen_BB010 | MW | SSEN (SHEPD) | Burghmuir | 0 | 0 | 0 | 0 | 0 | 0 | 0 | 0 | 0 | 0 | 0 | 0 | 0 | 0 | 0 | 0 | 0 | 0 | 0 | 0 | 0 | 0 | 0 | 0 | 0 | 0 | 0 | 0 | 0
Counterfactual | Gen_BB010 | MW | SSEN (SHEPD) | Carradale | 0 | 0 | 0 | 0 | 0 | 0 | 0 | 0 | 0 | 0 | 0 | 0 | 0 | 0 | 0 | 0 | 0 | 0 | 0 | 0 | 0 | 0 | 0 | 0 | 0 | 0 | 0 | 0 | 0
Counterfactual | Gen_BB010 | MW | SSEN (SHEPD) | Ceannacroc | 0 | 0 | 0 | 0 | 0 | 0 | 0 | 0 | 0 | 0 | 0 | 0 | 0 | 0 | 0 | 0 | 0 | 0 | 0 | 0 | 0 | 0 | 0 | 0 | 0 | 0 | 0 | 0 | 0
Counterfactual | Gen_BB010 | MW | SSEN (SHEPD) | Coupar Angus | 0 | 0 | 0 | 0 | 0 | 0 | 0 | 0 | 0 | 0 | 0 | 0 | 0 | 0 | 0 | 0 | 0 | 0 | 0 | 0 | 0 | 0 | 0 | 0 | 0 | 0 | 0 | 0 | 0
Counterfactual | Gen_BB010 | MW | SSEN (SHEPD) | Dunvegan | 0 | 0 | 0 | 0 | 0 | 0 | 0 | 0 | 0 | 0 | 0 | 0 | 0 | 0 | 0 | 0 | 0 | 0 | 0 | 0 | 0 | 0 | 0 | 0 | 0 | 0 | 0 | 0 | 0
Counterfactual | Gen_BB010 | MW | SSEN (SHEPD) | Dyce | 0 | 0.368 | 0.371 | 0.375 | 0.378 | 0.38 | 0.381 | 0.381 | 0.381 | 0.381 | 0.381 | 0.381 | 0.381 | 0.381 | 0.381 | 0.381 | 0.381 | 0.381 | 0.381 | 0.381 | 0.381 | 0.381 | 0.381 | 0.381 | 0.381 | 0.381 | 0.381 | 0.381 | 0.381
Counterfactual | Gen_BB010 | MW | SSEN (SHEPD) | Fiddes | 0 | 0 | 0 | 0 | 0 | 0 | 0 | 0 | 0 | 0 | 0 | 0 | 0 | 0 | 0 | 0 | 0 | 0 | 0 | 0 | 0 | 0 | 0 | 0 | 0 | 0 | 0 | 0 | 0
Counterfactual | Gen_BB010 | MW | SSEN (SHEPD) | Fort William | 0 | 0 | 0 | 0 | 0 | 0 | 0 | 0 | 0 | 0 | 0 | 0 | 0 | 0 | 0 | 0 | 0 | 0 | 0 | 0 | 0 | 0 | 0 | 0 | 0 | 0 | 0 | 0 | 0
Counterfactual | Gen_BB010 | MW | SSEN (SHEPD) | Fraserburgh | 0 | 0 | 0 | 0 | 0 | 0 | 0 | 0 | 0 | 0 | 0 | 0 | 0 | 0 | 0 | 0 | 0 | 0 | 0 | 0 | 0 | 0 | 0 | 0 | 0 | 0 | 0 | 0 | 0
Counterfactual | Gen_BB010 | MW | SSEN (SHEPD) | Grudie Bridge | 0 | 0 | 0 | 0 | 0 | 0 | 0 | 0 | 0 | 0 | 0 | 0 | 0 | 0 | 0 | 0 | 0 | 0 | 0 | 0 | 0 | 0 | 0 | 0 | 0 | 0 | 0 | 0 | 0
Counterfactual | Gen_BB010 | MW | SSEN (SHEPD) | Inverness | 0 | 0 | 0 | 0 | 0 | 0 | 0 | 0 | 0 | 0 | 0 | 0 | 0 | 0 | 0 | 0 | 0 | 0 | 0 | 0 | 0 | 0 | 0 | 0 | 0 | 0 | 0 | 0 | 0
Counterfactual | Gen_BB010 | MW | SSEN (SHEPD) | Keith | 0 | 6.984 | 7.053 | 7.124 | 7.177 | 7.213 | 7.231 | 7.231 | 7.231 | 7.231 | 7.231 | 7.231 | 7.231 | 7.231 | 7.231 | 7.231 | 7.231 | 7.231 | 7.231 | 7.231 | 7.231 | 7.231 | 7.231 | 7.231 | 7.231 | 7.231 | 7.231 | 7.231 | 7.231
Counterfactual | Gen_BB010 | MW | SSEN (SHEPD) | Killin | 0 | 5.146 | 5.197 | 5.249 | 5.289 | 5.315 | 5.328 | 5.328 | 5.328 | 5.328 | 5.328 | 5.328 | 5.328 | 5.328 | 5.328 | 5.328 | 5.328 | 5.328 | 5.328 | 5.328 | 5.328 | 5.328 | 5.328 | 5.328 | 5.328 | 5.328 | 5.328 | 5.328 | 5.328
Counterfactual | Gen_BB010 | MW | SSEN (SHEPD) | Kinlochleven | 0 | 0 | 0 | 0 | 0 | 0 | 0 | 0 | 0 | 0 | 0 | 0 | 0 | 0 | 0 | 0 | 0 | 0 | 0 | 0 | 0 | 0 | 0 | 0 | 0 | 0 | 0 | 0 | 0
Counterfactual | Gen_BB010 | MW | SSEN (SHEPD) | Kintore | 0 | 0 | 0 | 0 | 0 | 0 | 0 | 0 | 0 | 0 | 0 | 0 | 0 | 0 | 0 | 0 | 0 | 0 | 0 | 0 | 0 | 0 | 0 | 0 | 0 | 0 | 0 | 0 | 0
Counterfactual | Gen_BB010 | MW | SSEN (SHEPD) | Lairg | 0 | 0 | 0 | 0 | 0 | 0 | 0 | 0 | 0 | 0 | 0 | 0 | 0 | 0 | 0 | 0 | 0 | 0 | 0 | 0 | 0 | 0 | 0 | 0 | 0 | 0 | 0 | 0 | 0
Counterfactual | Gen_BB010 | MW | SSEN (SHEPD) | Lunanhead | 0 | 0 | 0 | 0 | 0 | 0 | 0 | 0 | 0 | 0 | 0 | 0 | 0 | 0 | 0 | 0 | 0 | 0 | 0 | 0 | 0 | 0 | 0 | 0 | 0 | 0 | 0 | 0 | 0
Counterfactual | Gen_BB010 | MW | SSEN (SHEPD) | Macduff | 0 | 0 | 0 | 0 | 0 | 0 | 0 | 0 | 0 | 0 | 0 | 0 | 0 | 0 | 0 | 0 | 0 | 0 | 0 | 0 | 0 | 0 | 0 | 0 | 0 | 0 | 0 | 0 | 0
Counterfactual | Gen_BB010 | MW | SSEN (SHEPD) | Milton of Craigie | 0 | 0 | 0 | 0 | 0 | 0 | 0 | 0 | 0 | 0 | 0 | 0 | 0 | 0 | 0 | 0 | 0 | 0 | 0 | 0 | 0 | 0 | 0 | 0 | 0 | 0 | 0 | 0 | 0
Counterfactual | Gen_BB010 | MW | SSEN (SHEPD) | Mybster | 0 | 0 | 0 | 0 | 0 | 0 | 0 | 0 | 0 | 0 | 0 | 0 | 0 | 0 | 0 | 0 | 0 | 0 | 0 | 0 | 0 | 0 | 0 | 0 | 0 | 0 | 0 | 0 | 0
Counterfactual | Gen_BB010 | MW | SSEN (SHEPD) | Nairn | 0 | 0 | 0 | 0 | 0 | 0 | 0 | 0 | 0 | 0 | 0 | 0 | 0 | 0 | 0 | 0 | 0 | 0 | 0 | 0 | 0 | 0 | 0 | 0 | 0 | 0 | 0 | 0 | 0
Counterfactual | Gen_BB010 | MW | SSEN (SHEPD) | Persley | 0 | 1.781 | 1.799 | 1.817 | 1.83 | 1.839 | 1.844 | 1.844 | 1.844 | 1.844 | 1.844 | 1.844 | 1.844 | 1.844 | 1.844 | 1.844 | 1.844 | 1.844 | 1.844 | 1.844 | 1.844 | 1.844 | 1.844 | 1.844 | 1.844 | 1.844 | 1.844 | 1.844 | 1.844
Counterfactual | Gen_BB010 | MW | SSEN (SHEPD) | Port Ann | 0 | 0 | 0 | 0 | 0 | 0 | 0 | 0 | 0 | 0 | 0 | 0 | 0 | 0 | 0 | 0 | 0 | 0 | 0 | 0 | 0 | 0 | 0 | 0 | 0 | 0 | 0 | 0 | 0
Counterfactual | Gen_BB010 | MW | SSEN (SHEPD) | Redmoss | 0 | 0 | 0 | 0 | 0 | 0 | 0 | 0 | 0 | 0 | 0 | 0 | 0 | 0 | 0 | 0 | 0 | 0 | 0 | 0 | 0 | 0 | 0 | 0 | 0 | 0 | 0 | 0 | 0
Counterfactual | Gen_BB010 | MW | SSEN (SHEPD) | Shin | 0 | 0 | 0 | 0 | 0 | 0 | 0 | 0 | 0 | 0 | 0 | 0 | 0 | 0 | 0 | 0 | 0 | 0 | 0 | 0 | 0 | 0 | 0 | 0 | 0 | 0 | 0 | 0 | 0
Counterfactual | Gen_BB010 | MW | SSEN (SHEPD) | Sloy | 0 | 0 | 0 | 0 | 0 | 0 | 0 | 0 | 0 | 0 | 0 | 0 | 0 | 0 | 0 | 0 | 0 | 0 | 0 | 0 | 0 | 0 | 0 | 0 | 0 | 0 | 0 | 0 | 0
Counterfactual | Gen_BB010 | MW | SSEN (SHEPD) | Strichen | 0 | 0 | 0 | 0 | 0 | 0 | 0 | 0 | 0 | 0 | 0 | 0 | 0 | 0 | 0 | 0 | 0 | 0 | 0 | 0 | 0 | 0 | 0 | 0 | 0 | 0 | 0 | 0 | 0
Counterfactual | Gen_BB010 | MW | SSEN (SHEPD) | Tarland | 0 | 0 | 0 | 0 | 0 | 0 | 0 | 0 | 0 | 0 | 0 | 0 | 0 | 0 | 0 | 0 | 0 | 0 | 0 | 0 | 0 | 0 | 0 | 0 | 0 | 0 | 0 | 0 | 0
Counterfactual | Gen_BB010 | MW | SSEN (SHEPD) | Taynuilt | 0 | 0 | 0 | 0 | 0 | 0 | 0 | 0 | 0 | 0 | 0 | 0 | 0 | 0 | 0 | 0 | 0 | 0 | 0 | 0 | 0 | 0 | 0 | 0 | 0 | 0 | 0 | 0 | 0
Counterfactual | Gen_BB010 | MW | SSEN (SHEPD) | Thurso | 0 | 3.216 | 3.248 | 3.281 | 3.305 | 3.322 | 3.33 | 3.33 | 3.33 | 3.33 | 3.33 | 3.33 | 3.33 | 3.33 | 3.33 | 3.33 | 3.33 | 3.33 | 3.33 | 3.33 | 3.33 | 3.33 | 3.33 | 3.33 | 3.33 | 3.33 | 3.33 | 3.33 | 3.33
Counterfactual | Gen_BB010 | MW | SSEN (SHEPD) | Tummel Bridge | 0 | 0 | 0 | 0 | 0 | 0 | 0 | 0 | 0 | 0 | 0 | 0 | 0 | 0 | 0 | 0 | 0 | 0 | 0 | 0 | 0 | 0 | 0 | 0 | 0 | 0 | 0 | 0 | 0
Counterfactual | Gen_BB010 | MW | SSEN (SHEPD) | Willowdale | 0 | 0 | 0 | 0 | 0 | 0 | 0 | 0 | 0 | 0 | 0 | 0 | 0 | 0 | 0 | 0 | 0 | 0 | 0 | 0 | 0 | 0 | 0 | 0 | 0 | 0 | 0 | 0 | 0
Counterfactual | Gen_BB010 | MW | SSEN South | Botley Wood | 0 | 0 | 0 | 0 | 0 | 0 | 0 | 0 | 0 | 0 | 0 | 0 | 0 | 0 | 0 | 0 | 0 | 0 | 0 | 0 | 0 | 0 | 0 | 0 | 0 | 0 | 0 | 0 | 0
Counterfactual | Gen_BB010 | MW | SSEN South | Bramley | 0 | 0 | 0 | 0 | 0 | 0 | 0 | 0 | 0 | 0 | 0 | 0 | 0 | 0 | 0 | 0 | 0 | 0 | 0 | 0 | 0 | 0 | 0 | 0 | 0 | 0 | 0 | 0 | 0
Counterfactual | Gen_BB010 | MW | SSEN South | Chickerell | 0 | 0.331 | 0.334 | 0.337 | 0.34 | 0.342 | 0.343 | 0.343 | 0.343 | 0.343 | 0.343 | 0.343 | 0.343 | 0.343 | 0.343 | 0.343 | 0.343 | 0.343 | 0.343 | 0.343 | 0.343 | 0.343 | 0.343 | 0.343 | 0.343 | 0.343 | 0.343 | 0.343 | 0.343
Counterfactual | Gen_BB010 | MW | SSEN South | Cowley | 0 | 0.331 | 0.334 | 0.337 | 0.34 | 0.342 | 0.343 | 0.343 | 0.343 | 0.343 | 0.343 | 0.343 | 0.343 | 0.343 | 0.343 | 0.343 | 0.343 | 0.343 | 0.343 | 0.343 | 0.343 | 0.343 | 0.343 | 0.343 | 0.343 | 0.343 | 0.343 | 0.343 | 0.343
Counterfactual | Gen_BB010 | MW | SSEN South | Fawley | 0 | 0 | 0 | 0 | 0 | 0 | 0 | 0 | 0 | 0 | 0 | 0 | 0 | 0 | 0 | 0 | 0 | 0 | 0 | 0 | 0 | 0 | 0 | 0 | 0 | 0 | 0 | 0 | 0
Counterfactual | Gen_BB010 | MW | SSEN South | Iver 132kV | 0 | 0 | 0 | 0 | 0 | 0 | 0 | 0 | 0 | 0 | 0 | 0 | 0 | 0 | 0 | 0 | 0 | 0 | 0 | 0 | 0 | 0 | 0 | 0 | 0 | 0 | 0 | 0 | 0
Counterfactual | Gen_BB010 | MW | SSEN South | Lovedean | 0 | 0 | 0 | 0 | 0 | 0 | 0 | 0 | 0 | 0 | 0 | 0 | 0 | 0 | 0 | 0 | 0 | 0 | 0 | 0 | 0 | 0 | 0 | 0 | 0 | 0 | 0 | 0 | 0
Counterfactual | Gen_BB010 | MW | SSEN South | Mannington | 0 | 0 | 0 | 0 | 0 | 0 | 0 | 0 | 0 | 0 | 0 | 0 | 0 | 0 | 0 | 0 | 0 | 0 | 0 | 0 | 0 | 0 | 0 | 0 | 0 | 0 | 0 | 0 | 0
Counterfactual | Gen_BB010 | MW | SSEN South | Melksham | 0 | 4.838 | 4.886 | 4.935 | 4.972 | 4.997 | 5.01 | 5.01 | 5.01 | 5.01 | 5.01 | 5.01 | 5.01 | 5.01 | 5.01 | 5.01 | 5.01 | 5.01 | 5.01 | 5.01 | 5.01 | 5.01 | 5.01 | 5.01 | 5.01 | 5.01 | 5.01 | 5.01 | 5.01
Counterfactual | Gen_BB010 | MW | SSEN South | Minety | 0 | 0 | 0 | 0 | 0 | 0 | 0 | 0 | 0 | 0 | 0 | 0 | 0 | 0 | 0 | 0 | 0 | 0 | 0 | 0 | 0 | 0 | 0 | 0 | 0 | 0 | 0 | 0 | 0
Counterfactual | Gen_BB010 | MW | SSEN South | Nursling | 0 | 0 | 0 | 0 | 0 | 0 | 0 | 0 | 0 | 0 | 0 | 0 | 0 | 0 | 0 | 0 | 0 | 0 | 0 | 0 | 0 | 0 | 0 | 0 | 0 | 0 | 0 | 0 | 0
Counterfactual | Gen_BB010 | MW | UKPN Eastern | Amersham Main | 0 | 0 | 0 | 0 | 0 | 0 | 0 | 0 | 0 | 0 | 0 | 0 | 0 | 0 | 0 | 0 | 0 | 0 | 0 | 0 | 0 | 0 | 0 | 0 | 0 | 0 | 0 | 0 | 0
Counterfactual | Gen_BB010 | MW | UKPN Eastern | Braintree | 0 | 0 | 0 | 0 | 0 | 0 | 0 | 0 | 0 | 0 | 0 | 0 | 0 | 0 | 0 | 0 | 0 | 0 | 0 | 0 | 0 | 0 | 0 | 0 | 0 | 0 | 0 | 0 | 0
Counterfactual | Gen_BB010 | MW | UKPN Eastern | Bramford | 0 | 146.122 | 147.174 | 148.235 | 149.04 | 149.58 | 149.851 | 149.851 | 149.851 | 149.851 | 149.851 | 149.851 | 149.851 | 149.851 | 108.851 | 108.851 | 108.851 | 108.851 | 108.851 | 108.851 | 108.851 | 108.851 | 108.851 | 108.851 | 108.851 | 108.851 | 108.851 | 108.851 | 108.851
Counterfactual | Gen_BB010 | MW | UKPN Eastern | Brimsdown | 0 | 0 | 0 | 0 | 0 | 0 | 0 | 0 | 0 | 0 | 0 | 0 | 0 | 0 | 0 | 0 | 0 | 0 | 0 | 0 | 0 | 0 | 0 | 0 | 0 | 0 | 0 | 0 | 0
Counterfactual | Gen_BB010 | MW | UKPN Eastern | Burwell Main | 0 | 3.905 | 3.944 | 3.984 | 4.014 | 4.034 | 4.044 | 4.044 | 4.044 | 4.044 | 4.044 | 4.044 | 4.044 | 4.044 | 4.044 | 4.044 | 4.044 | 4.044 | 4.044 | 4.044 | 4.044 | 4.044 | 4.044 | 4.044 | 4.044 | 4.044 | 4.044 | 4.044 | 4.044
Counterfactual | Gen_BB010 | MW | UKPN Eastern | Eaton Socon | 0 | 0 | 0 | 0 | 0 | 0 | 0 | 0 | 0 | 0 | 0 | 0 | 0 | 0 | 0 | 0 | 0 | 0 | 0 | 0 | 0 | 0 | 0 | 0 | 0 | 0 | 0 | 0 | 0
Counterfactual | Gen_BB010 | MW | UKPN Eastern | Elstree | 0 | 0 | 0 | 0 | 0 | 0 | 0 | 0 | 0 | 0 | 0 | 0 | 0 | 0 | 0 | 0 | 0 | 0 | 0 | 0 | 0 | 0 | 0 | 0 | 0 | 0 | 0 | 0 | 0
Counterfactual | Gen_BB010 | MW | UKPN Eastern | Loudwater | 0 | 0 | 0 | 0 | 0 | 0 | 0 | 0 | 0 | 0 | 0 | 0 | 0 | 0 | 0 | 0 | 0 | 0 | 0 | 0 | 0 | 0 | 0 | 0 | 0 | 0 | 0 | 0 | 0
Counterfactual | Gen_BB010 | MW | UKPN Eastern | Mill Hill | 0 | 0 | 0 | 0 | 0 | 0 | 0 | 0 | 0 | 0 | 0 | 0 | 0 | 0 | 0 | 0 | 0 | 0 | 0 | 0 | 0 | 0 | 0 | 0 | 0 | 0 | 0 | 0 | 0
Counterfactual | Gen_BB010 | MW | UKPN Eastern | Norwich Main | 0 | 4.838 | 4.886 | 4.935 | 4.972 | 4.997 | 5.01 | 5.01 | 5.01 | 5.01 | 5.01 | 5.01 | 5.01 | 5.01 | 5.01 | 5.01 | 5.01 | 5.01 | 5.01 | 5.01 | 5.01 | 5.01 | 5.01 | 5.01 | 5.01 | 5.01 | 5.01 | 5.01 | 5.01
Counterfactual | Gen_BB010 | MW | UKPN Eastern | Pelham | 0 | 0 | 0 | 0 | 0 | 0 | 0 | 0 | 0 | 0 | 0 | 0 | 0 | 0 | 0 | 0 | 0 | 0 | 0 | 0 | 0 | 0 | 0 | 0 | 0 | 0 | 0 | 0 | 0
Counterfactual | Gen_BB010 | MW | UKPN Eastern | Rayleigh | 0 | 0 | 0 | 0 | 0 | 0 | 0 | 0 | 0 | 0 | 0 | 0 | 0 | 0 | 0 | 0 | 0 | 0 | 0 | 0 | 0 | 0 | 0 | 0 | 0 | 0 | 0 | 0 | 0
Counterfactual | Gen_BB010 | MW | UKPN Eastern | Rye House | 0 | 2.113 | 2.135 | 2.156 | 2.172 | 2.183 | 2.188 | 2.188 | 2.188 | 2.188 | 2.188 | 2.188 | 2.188 | 2.188 | 2.188 | 2.188 | 2.188 | 2.188 | 2.188 | 2.188 | 2.188 | 2.188 | 2.188 | 2.188 | 2.188 | 2.188 | 2.188 | 2.188 | 2.188
Counterfactual | Gen_BB010 | MW | UKPN Eastern | Sundon | 0 | 76.591 | 77.356 | 78.13 | 78.716 | 79.11 | 79.307 | 79.307 | 79.307 | 79.307 | 79.307 | 79.307 | 79.307 | 79.307 | 79.307 | 79.307 | 79.307 | 79.307 | 79.307 | 79.307 | 79.307 | 79.307 | 79.307 | 79.307 | 79.307 | 79.307 | 79.307 | 79.307 | 79.307
Counterfactual | Gen_BB010 | MW | UKPN Eastern | Tilbury | 0 | 55.134 | 55.685 | 56.242 | 56.664 | 56.947 | 57.09 | 57.09 | 57.09 | 57.09 | 57.09 | 57.09 | 57.09 | 57.09 | 57.09 | 57.09 | 57.09 | 57.09 | 57.09 | 57.09 | 57.09 | 57.09 | 57.09 | 57.09 | 57.09 | 57.09 | 57.09 | 57.09 | 57.09
Counterfactual | Gen_BB010 | MW | UKPN Eastern | Tottenham | 0 | 0 | 0 | 0 | 0 | 0 | 0 | 0 | 0 | 0 | 0 | 0 | 0 | 0 | 0 | 0 | 0 | 0 | 0 | 0 | 0 | 0 | 0 | 0 | 0 | 0 | 0 | 0 | 0
Counterfactual | Gen_BB010 | MW | UKPN Eastern | Walpole (_A) | 0 | 1.992 | 2.012 | 2.032 | 2.047 | 2.058 | 2.063 | 2.063 | 2.063 | 2.063 | 2.063 | 2.063 | 2.063 | 2.063 | 2.063 | 2.063 | 2.063 | 2.063 | 2.063 | 2.063 | 2.063 | 2.063 | 2.063 | 2.063 | 2.063 | 2.063 | 2.063 | 2.063 | 2.063
Counterfactual | Gen_BB010 | MW | UKPN Eastern | Warley | 0 | 0 | 0 | 0 | 0 | 0 | 0 | 0 | 0 | 0 | 0 | 0 | 0 | 0 | 0 | 0 | 0 | 0 | 0 | 0 | 0 | 0 | 0 | 0 | 0 | 0 | 0 | 0 | 0
Counterfactual | Gen_BB010 | MW | UKPN Eastern | Watford South | 0 | 0 | 0 | 0 | 0 | 0 | 0 | 0 | 0 | 0 | 0 | 0 | 0 | 0 | 0 | 0 | 0 | 0 | 0 | 0 | 0 | 0 | 0 | 0 | 0 | 0 | 0 | 0 | 0
Counterfactual | Gen_BB010 | MW | UKPN Eastern | West Thurrock | 0 | 0 | 0 | 0 | 0 | 0 | 0 | 0 | 0 | 0 | 0 | 0 | 0 | 0 | 0 | 0 | 0 | 0 | 0 | 0 | 0 | 0 | 0 | 0 | 0 | 0 | 0 | 0 | 0
Counterfactual | Gen_BB010 | MW | UKPN Eastern | Wymondley | 0 | 2.389 | 2.413 | 2.437 | 2.455 | 2.468 | 2.474 | 2.474 | 2.474 | 2.474 | 2.474 | 2.474 | 2.474 | 2.474 | 2.474 | 2.474 | 2.474 | 2.474 | 2.474 | 2.474 | 2.474 | 2.474 | 2.474 | 2.474 | 2.474 | 2.474 | 2.474 | 2.474 | 2.474
Counterfactual | Gen_BB010 | MW | UKPN London | Barking | 0 | 0 | 0 | 0 | 0 | 0 | 0 | 0 | 0 | 0 | 0 | 0 | 0 | 0 | 0 | 0 | 0 | 0 | 0 | 0 | 0 | 0 | 0 | 0 | 0 | 0 | 0 | 0 | 0
Counterfactual | Gen_BB010 | MW | UKPN London | Barking West | 0 | 0 | 0 | 0 | 0 | 0 | 0 | 0 | 0 | 0 | 0 | 0 | 0 | 0 | 0 | 0 | 0 | 0 | 0 | 0 | 0 | 0 | 0 | 0 | 0 | 0 | 0 | 0 | 0
Counterfactual | Gen_BB010 | MW | UKPN London | City Road | 0 | 0.211 | 0.213 | 0.216 | 0.217 | 0.218 | 0.219 | 0.219 | 0.219 | 0.219 | 0.219 | 0.219 | 0.219 | 0.219 | 0.219 | 0.219 | 0.219 | 0.219 | 0.219 | 0.219 | 0.219 | 0.219 | 0.219 | 0.219 | 0.219 | 0.219 | 0.219 | 0.219 | 0.219
Counterfactual | Gen_BB010 | MW | UKPN London | Hackney 132kV | 0 | 0 | 0 | 0 | 0 | 0 | 0 | 0 | 0 | 0 | 0 | 0 | 0 | 0 | 0 | 0 | 0 | 0 | 0 | 0 | 0 | 0 | 0 | 0 | 0 | 0 | 0 | 0 | 0
Counterfactual | Gen_BB010 | MW | UKPN London | Hackney 66kV | 0 | 0 | 0 | 0 | 0 | 0 | 0 | 0 | 0 | 0 | 0 | 0 | 0 | 0 | 0 | 0 | 0 | 0 | 0 | 0 | 0 | 0 | 0 | 0 | 0 | 0 | 0 | 0 | 0
Counterfactual | Gen_BB010 | MW | UKPN London | Hurst | 0 | 0 | 0 | 0 | 0 | 0 | 0 | 0 | 0 | 0 | 0 | 0 | 0 | 0 | 0 | 0 | 0 | 0 | 0 | 0 | 0 | 0 | 0 | 0 | 0 | 0 | 0 | 0 | 0