Hydrogen Evolution | Gen_BB007 | MW | SSEN (SHEPD) | Brora |  | 0 | 0 | 0 | 0 | 0 | 0 | 0 | 0 | 0 | 0 | 0 | 0 | 0 | 0 | 0 | 0 | 0 | 0 | 0 | 0 | 0 | 0 | 0 | 0 | 0 | 0 | 0 | 0
Hydrogen Evolution | Gen_BB007 | MW | SSEN (SHEPD) | Burghmuir |  | 0 | 0 | 0 | 0 | 0 | 0 | 0 | 0 | 0 | 0 | 0 | 0 | 0 | 0 | 0 | 0 | 0 | 0 | 0 | 0 | 0 | 0 | 0 | 0 | 0 | 0 | 0 | 0
Hydrogen Evolution | Gen_BB007 | MW | SSEN (SHEPD) | Cairnford |  | 0 | 0 | 0 | 0 | 0 | 0 | 0 | 0 | 0 | 0 | 0 | 0 | 0 | 0 | 0 | 0 | 0 | 0 | 0 | 0 | 0 | 0 | 0 | 0 | 0 | 0 | 0 | 0
Hydrogen Evolution | Gen_BB007 | MW | SSEN (SHEPD) | Carradale |  | 0 | 0 | 0 | 0 | 0 | 0 | 0 | 0 | 0 | 0 | 0 | 0 | 0 | 0 | 0 | 0 | 0 | 0 | 0 | 0 | 0 | 0 | 0 | 0 | 0 | 0 | 0 | 0
Hydrogen Evolution | Gen_BB007 | MW | SSEN (SHEPD) | Cassley |  | 0 | 0 | 0 | 0 | 0 | 0 | 0 | 0 | 0 | 0 | 0 | 0 | 0 | 0 | 0 | 0 | 0 | 0 | 0 | 0 | 0 | 0 | 0 | 0 | 0 | 0 | 0 | 0
Hydrogen Evolution | Gen_BB007 | MW | SSEN (SHEPD) | Ceannacroc |  | 0 | 0 | 0 | 0 | 0 | 0 | 0 | 0 | 0 | 0 | 0 | 0 | 0 | 0 | 0 | 0 | 0 | 0 | 0 | 0 | 0 | 0 | 0 | 0 | 0 | 0 | 0 | 0
Hydrogen Evolution | Gen_BB007 | MW | SSEN (SHEPD) | Charleston |  | 0 | 0 | 0 | 0 | 0 | 0 | 0 | 0 | 0 | 0 | 0 | 0 | 0 | 0 | 0 | 0 | 0 | 0 | 0 | 0 | 0 | 0 | 0 | 0 | 0 | 0 | 0 | 0
Hydrogen Evolution | Gen_BB007 | MW | SSEN (SHEPD) | Clachan |  | 0 | 0 | 0 | 0 | 0 | 0 | 0 | 0 | 0 | 0 | 0 | 0 | 0 | 0 | 0 | 0 | 0 | 0 | 0 | 0 | 0 | 0 | 0 | 0 | 0 | 0 | 0 | 0
Hydrogen Evolution | Gen_BB007 | MW | SSEN (SHEPD) | Clayhills |  | 0 | 0 | 0 | 0 | 0 | 0 | 0 | 0 | 0 | 0 | 0 | 0 | 0 | 0 | 0 | 0 | 0 | 0 | 0 | 0 | 0 | 0 | 0 | 0 | 0 | 0 | 0 | 0
Hydrogen Evolution | Gen_BB007 | MW | SSEN (SHEPD) | Coupar Angus |  | 0 | 0 | 0 | 0 | 0 | 0 | 0 | 0 | 0 | 0 | 0 | 0 | 0 | 0 | 0 | 0 | 0 | 0 | 0 | 0 | 0 | 0 | 0 | 0 | 0 | 0 | 0 | 0
Hydrogen Evolution | Gen_BB007 | MW | SSEN (SHEPD) | Craigiebuckler |  | 0 | 0 | 0 | 0 | 0 | 0 | 0 | 0 | 0 | 0 | 0 | 0 | 0 | 0 | 0 | 0 | 0 | 0 | 0 | 0 | 0 | 0 | 0 | 0 | 0 | 0 | 0 | 0
Hydrogen Evolution | Gen_BB007 | MW | SSEN (SHEPD) | Dallas |  | 0 | 0 | 0 | 0 | 0 | 0 | 0 | 0 | 0 | 0 | 0 | 0 | 0 | 0 | 0 | 0 | 0 | 0 | 0 | 0 | 0 | 0 | 0 | 0 | 0 | 0 | 0 | 0
Hydrogen Evolution | Gen_BB007 | MW | SSEN (SHEPD) | Dounreay |  | 0 | 0 | 0 | 0 | 0 | 0 | 0 | 0 | 0 | 0 | 0 | 0 | 0 | 0 | 0 | 0 | 0 | 0 | 0 | 0 | 0 | 0 | 0 | 0 | 0 | 0 | 0 | 0
Hydrogen Evolution | Gen_BB007 | MW | SSEN (SHEPD) | Dudhope |  | 0 | 0 | 0 | 0 | 0 | 0 | 0 | 0 | 0 | 0 | 0 | 0 | 0 | 0 | 0 | 0 | 0 | 0 | 0 | 0 | 0 | 0 | 0 | 0 | 0 | 0 | 0 | 0
Hydrogen Evolution | Gen_BB007 | MW | SSEN (SHEPD) | Dunbeath |  | 0 | 0 | 0 | 0 | 0 | 0 | 0 | 0 | 0 | 0 | 0 | 0 | 0 | 0 | 0 | 0 | 0 | 0 | 0 | 0 | 0 | 0 | 0 | 0 | 0 | 0 | 0 | 0
Hydrogen Evolution | Gen_BB007 | MW | SSEN (SHEPD) | Dunoon |  | 0 | 0 | 0 | 0 | 0 | 0 | 0 | 0 | 0 | 0 | 0 | 0 | 0 | 0 | 0 | 0 | 0 | 0 | 0 | 0 | 0 | 0 | 0 | 0 | 0 | 0 | 0 | 0
Hydrogen Evolution | Gen_BB007 | MW | SSEN (SHEPD) | Dunvegan |  | 0 | 0 | 0 | 0 | 0 | 0 | 0 | 0 | 0 | 0 | 0 | 0 | 0 | 0 | 0 | 0 | 0 | 0 | 0 | 0 | 0 | 0 | 0 | 0 | 0 | 0 | 0 | 0
Hydrogen Evolution | Gen_BB007 | MW | SSEN (SHEPD) | Dyce |  | 0 | 0 | 0 | 0 | 0 | 0 | 0 | 0 | 0 | 0 | 0 | 0 | 0 | 0 | 0 | 0 | 0 | 0 | 0 | 0 | 0 | 0 | 0 | 0 | 0 | 0 | 0 | 0
Hydrogen Evolution | Gen_BB007 | MW | SSEN (SHEPD) | Elgin |  | 0 | 0 | 0 | 0 | 0 | 0 | 0 | 0 | 0 | 0 | 0 | 0 | 0 | 0 | 0 | 0 | 0 | 0 | 0 | 0 | 0 | 0 | 0 | 0 | 0 | 0 | 0 | 0
Hydrogen Evolution | Gen_BB007 | MW | SSEN (SHEPD) | Fasnakyle |  | 0 | 0 | 0 | 0 | 0 | 0 | 0 | 0 | 0 | 0 | 0 | 0 | 0 | 0 | 0 | 0 | 0 | 0 | 0 | 0 | 0 | 0 | 0 | 0 | 0 | 0 | 0 | 0
Hydrogen Evolution | Gen_BB007 | MW | SSEN (SHEPD) | Fetteresso |  | 0 | 0 | 0 | 0 | 0 | 0 | 0 | 0 | 0 | 0 | 0 | 0 | 0 | 0 | 0 | 0 | 0 | 0 | 0 | 0 | 0 | 0 | 0 | 0 | 0 | 0 | 0 | 0
Hydrogen Evolution | Gen_BB007 | MW | SSEN (SHEPD) | Fiddes |  | 0 | 0 | 0 | 0 | 0 | 0 | 0 | 0 | 0 | 0 | 0 | 0 | 0 | 0 | 0 | 0 | 0 | 0 | 0 | 0 | 0 | 0 | 0 | 0 | 0 | 0 | 0 | 0
Hydrogen Evolution | Gen_BB007 | MW | SSEN (SHEPD) | Finstown |  | 0 | 0 | 0 | 0 | 0 | 0 | 0 | 0 | 0 | 0 | 0 | 0 | 0 | 0 | 0 | 0 | 0 | 0 | 0 | 0 | 0 | 0 | 0 | 0 | 0 | 0 | 0 | 0
Hydrogen Evolution | Gen_BB007 | MW | SSEN (SHEPD) | Fort Augustus |  | 0 | 0 | 0 | 0 | 0 | 0 | 0 | 0 | 0 | 0 | 0 | 0 | 0 | 0 | 0 | 0 | 0 | 0 | 0 | 0 | 0 | 0 | 0 | 0 | 0 | 0 | 0 | 0
Hydrogen Evolution | Gen_BB007 | MW | SSEN (SHEPD) | Fort William |  | 0 | 0 | 0 | 0 | 0 | 0 | 0 | 0 | 0 | 0 | 0 | 0 | 0 | 0 | 0 | 0 | 0 | 0 | 0 | 0 | 0 | 0 | 0 | 0 | 0 | 0 | 0 | 0
Hydrogen Evolution | Gen_BB007 | MW | SSEN (SHEPD) | Fraserburgh |  | 0 | 0 | 0 | 0 | 0 | 0 | 0 | 0 | 0 | 0 | 0 | 0 | 0 | 0 | 0 | 0 | 0 | 0 | 0 | 0 | 0 | 0 | 0 | 0 | 0 | 0 | 0 | 0
Hydrogen Evolution | Gen_BB007 | MW | SSEN (SHEPD) | Glenfarclas |  | 0 | 0 | 0 | 0 | 0 | 0 | 0 | 0 | 0 | 0 | 0 | 0 | 0 | 0 | 0 | 0 | 0 | 0 | 0 | 0 | 0 | 0 | 0 | 0 | 0 | 0 | 0 | 0
Hydrogen Evolution | Gen_BB007 | MW | SSEN (SHEPD) | Grudie Bridge |  | 0 | 0 | 0 | 0 | 0 | 0 | 0 | 0 | 0 | 0 | 0 | 0 | 0 | 0 | 0 | 0 | 0 | 0 | 0 | 0 | 0 | 0 | 0 | 0 | 0 | 0 | 0 | 0
Hydrogen Evolution | Gen_BB007 | MW | SSEN (SHEPD) | Inverness |  | 0 | 0 | 0 | 0 | 0 | 0 | 0 | 0 | 0 | 0 | 0 | 0 | 0 | 0 | 0 | 0 | 0 | 0 | 0 | 0 | 0 | 0 | 0 | 0 | 0 | 0 | 0 | 0
Hydrogen Evolution | Gen_BB007 | MW | SSEN (SHEPD) | Keith |  | 0 | 0 | 0 | 0 | 0 | 0 | 0 | 0 | 0 | 0 | 0 | 0 | 0 | 0 | 0 | 0 | 0 | 0 | 0 | 0 | 0 | 0 | 0 | 0 | 0 | 0 | 0 | 0
Hydrogen Evolution | Gen_BB007 | MW | SSEN (SHEPD) | Killin |  | 0 | 0 | 0 | 0 | 0 | 0 | 0 | 0 | 0 | 0 | 0 | 0 | 0 | 0 | 0 | 0 | 0 | 0 | 0 | 0 | 0 | 0 | 0 | 0 | 0 | 0 | 0 | 0
Hydrogen Evolution | Gen_BB007 | MW | SSEN (SHEPD) | Kinlochleven |  | 0 | 0 | 0 | 0 | 0 | 0 | 0 | 0 | 0 | 0 | 0 | 0 | 0 | 0 | 0 | 0 | 0 | 0 | 0 | 0 | 0 | 0 | 0 | 0 | 0 | 0 | 0 | 0
Hydrogen Evolution | Gen_BB007 | MW | SSEN (SHEPD) | Kintore |  | 0 | 0 | 0 | 0 | 0 | 0 | 0 | 0 | 0 | 0 | 0 | 0 | 0 | 0 | 0 | 0 | 0 | 0 | 0 | 0 | 0 | 0 | 0 | 0 | 0 | 0 | 0 | 0
Hydrogen Evolution | Gen_BB007 | MW | SSEN (SHEPD) | Lairg |  | 0 | 0 | 0 | 0 | 0 | 0 | 0 | 0 | 0 | 0 | 0 | 0 | 0 | 0 | 0 | 0 | 0 | 0 | 0 | 0 | 0 | 0 | 0 | 0 | 0 | 0 | 0 | 0
Hydrogen Evolution | Gen_BB007 | MW | SSEN (SHEPD) | Lunanhead |  | 0 | 0 | 0 | 0 | 0 | 0 | 0 | 0 | 0 | 0 | 0 | 0 | 0 | 0 | 0 | 0 | 0 | 0 | 0 | 0 | 0 | 0 | 0 | 0 | 0 | 0 | 0 | 0
Hydrogen Evolution | Gen_BB007 | MW | SSEN (SHEPD) | Lyndhurst |  | 0 | 0 | 0 | 0 | 0 | 0 | 0 | 0 | 0 | 0 | 0 | 0 | 0 | 0 | 0 | 0 | 0 | 0 | 0 | 0 | 0 | 0 | 0 | 0 | 0 | 0 | 0 | 0
Hydrogen Evolution | Gen_BB007 | MW | SSEN (SHEPD) | Macduff |  | 0 | 0 | 0 | 0 | 0 | 0 | 0 | 0 | 0 | 0 | 0 | 0 | 0 | 0 | 0 | 0 | 0 | 0 | 0 | 0 | 0 | 0 | 0 | 0 | 0 | 0 | 0 | 0
Hydrogen Evolution | Gen_BB007 | MW | SSEN (SHEPD) | Milton of Craigie |  | 0 | 0 | 0 | 0 | 0 | 0 | 0 | 0 | 0 | 0 | 0 | 0 | 0 | 0 | 0 | 0 | 0 | 0 | 0 | 0 | 0 | 0 | 0 | 0 | 0 | 0 | 0 | 0
Hydrogen Evolution | Gen_BB007 | MW | SSEN (SHEPD) | Mybster |  | 0 | 0 | 0 | 0 | 0 | 0 | 0 | 0 | 0 | 0 | 0 | 0 | 0 | 0 | 0 | 0 | 0 | 0 | 0 | 0 | 0 | 0 | 0 | 0 | 0 | 0 | 0 | 0
Hydrogen Evolution | Gen_BB007 | MW | SSEN (SHEPD) | Nairn |  | 0 | 0 | 0 | 0 | 0 | 0 | 0 | 0 | 0 | 0 | 0 | 0 | 0 | 0 | 0 | 0 | 0 | 0 | 0 | 0 | 0 | 0 | 0 | 0 | 0 | 0 | 0 | 0
Hydrogen Evolution | Gen_BB007 | MW | SSEN (SHEPD) | Orrin |  | 0 | 0 | 0 | 0 | 0 | 0 | 0 | 0 | 0 | 0 | 0 | 0 | 0 | 0 | 0 | 0 | 0 | 0 | 0 | 0 | 0 | 0 | 0 | 0 | 0 | 0 | 0 | 0
Hydrogen Evolution | Gen_BB007 | MW | SSEN (SHEPD) | Persley |  | 0 | 0 | 0 | 0 | 0 | 0 | 0 | 0 | 0 | 0 | 0 | 0 | 0 | 0 | 0 | 0 | 0 | 0 | 0 | 0 | 0 | 0 | 0 | 0 | 0 | 0 | 0 | 0
Hydrogen Evolution | Gen_BB007 | MW | SSEN (SHEPD) | Peterhead Grange |  | 0 | 0 | 0 | 0 | 0 | 0 | 0 | 0 | 0 | 0 | 0 | 0 | 0 | 0 | 0 | 0 | 0 | 0 | 0 | 0 | 0 | 0 | 0 | 0 | 0 | 0 | 0 | 0
Hydrogen Evolution | Gen_BB007 | MW | SSEN (SHEPD) | Peterhead Shell |  | 0 | 0 | 0 | 0 | 0 | 0 | 0 | 0 | 0 | 0 | 0 | 0 | 0 | 0 | 0 | 0 | 0 | 0 | 0 | 0 | 0 | 0 | 0 | 0 | 0 | 0 | 0 | 0
Hydrogen Evolution | Gen_BB007 | MW | SSEN (SHEPD) | Port Ann |  | 0 | 0 | 0 | 0 | 0 | 0 | 0 | 0 | 0 | 0 | 0 | 0 | 0 | 0 | 0 | 0 | 0 | 0 | 0 | 0 | 0 | 0 | 0 | 0 | 0 | 0 | 0 | 0
Hydrogen Evolution | Gen_BB007 | MW | SSEN (SHEPD) | Quoich |  | 0 | 0 | 0 | 0 | 0 | 0 | 0 | 0 | 0 | 0 | 0 | 0 | 0 | 0 | 0 | 0 | 0 | 0 | 0 | 0 | 0 | 0 | 0 | 0 | 0 | 0 | 0 | 0
Hydrogen Evolution | Gen_BB007 | MW | SSEN (SHEPD) | Rannoch |  | 0 | 0 | 0 | 0 | 0 | 0 | 0 | 0 | 0 | 0 | 0 | 0 | 0 | 0 | 0 | 0 | 0 | 0 | 0 | 0 | 0 | 0 | 0 | 0 | 0 | 0 | 0 | 0
Hydrogen Evolution | Gen_BB007 | MW | SSEN (SHEPD) | Redmoss |  | 0 | 0 | 0 | 0 | 0 | 0 | 0 | 0 | 0 | 0 | 0 | 0 | 0 | 0 | 0 | 0 | 0 | 0 | 0 | 0 | 0 | 0 | 0 | 0 | 0 | 0 | 0 | 0
Hydrogen Evolution | Gen_BB007 | MW | SSEN (SHEPD) | Rothienorman |  | 0 | 0 | 0 | 0 | 0 | 0 | 0 | 0 | 0 | 0 | 0 | 0 | 0 | 0 | 0 | 0 | 0 | 0 | 0 | 0 | 0 | 0 | 0 | 0 | 0 | 0 | 0 | 0
Hydrogen Evolution | Gen_BB007 | MW | SSEN (SHEPD) | Shetland |  | 0 | 0 | 0 | 0 | 0 | 0 | 0 | 0 | 0 | 0 | 0 | 0 | 0 | 0 | 0 | 0 | 0 | 0 | 0 | 0 | 0 | 0 | 0 | 0 | 0 | 0 | 0 | 0
Hydrogen Evolution | Gen_BB007 | MW | SSEN (SHEPD) | Shin |  | 0 | 0 | 0 | 0 | 0 | 0 | 0 | 0 | 0 | 0 | 0 | 0 | 0 | 0 | 0 | 0 | 0 | 0 | 0 | 0 | 0 | 0 | 0 | 0 | 0 | 0 | 0 | 0
Hydrogen Evolution | Gen_BB007 | MW | SSEN (SHEPD) | Sloy |  | 0 | 0 | 0 | 0 | 0 | 0 | 0 | 0 | 0 | 0 | 0 | 0 | 0 | 0 | 0 | 0 | 0 | 0 | 0 | 0 | 0 | 0 | 0 | 0 | 0 | 0 | 0 | 0
Hydrogen Evolution | Gen_BB007 | MW | SSEN (SHEPD) | St Fergus Gas Terminal |  | 0 | 0 | 0 | 0 | 0 | 0 | 0 | 0 | 0 | 0 | 0 | 0 | 0 | 0 | 0 | 0 | 0 | 0 | 0 | 0 | 0 | 0 | 0 | 0 | 0 | 0 | 0 | 0
Hydrogen Evolution | Gen_BB007 | MW | SSEN (SHEPD) | Stornoway |  | 0 | 0 | 0 | 0 | 0 | 0 | 0 | 0 | 0 | 0 | 0 | 0 | 0 | 0 | 0 | 0 | 0 | 0 | 0 | 0 | 0 | 0 | 0 | 0 | 0 | 0 | 0 | 0
Hydrogen Evolution | Gen_BB007 | MW | SSEN (SHEPD) | Strichen |  | 0 | 0 | 0 | 0 | 0 | 0 | 0 | 0 | 0 | 0 | 0 | 0 | 0 | 0 | 0 | 0 | 0 | 0 | 0 | 0 | 0 | 0 | 0 | 0 | 0 | 0 | 0 | 0
Hydrogen Evolution | Gen_BB007 | MW | SSEN (SHEPD) | Tarland |  | 0 | 0 | 0 | 0 | 0 | 0 | 0 | 0 | 0 | 0 | 0 | 0 | 0 | 0 | 0 | 0 | 0 | 0 | 0 | 0 | 0 | 0 | 0 | 0 | 0 | 0 | 0 | 0
Hydrogen Evolution | Gen_BB007 | MW | SSEN (SHEPD) | Taynuilt |  | 0 | 0 | 0 | 0 | 0 | 0 | 0 | 0 | 0 | 0 | 0 | 0 | 0 | 0 | 0 | 0 | 0 | 0 | 0 | 0 | 0 | 0 | 0 | 0 | 0 | 0 | 0 | 0
Hydrogen Evolution | Gen_BB007 | MW | SSEN (SHEPD) | Thurso |  | 0 | 0 | 0 | 0 | 0 | 0 | 0 | 0 | 0 | 0 | 0 | 0 | 0 | 0 | 0 | 0 | 0 | 0 | 0 | 0 | 0 | 0 | 0 | 0 | 0 | 0 | 0 | 0
Hydrogen Evolution | Gen_BB007 | MW | SSEN (SHEPD) | Tummel Bridge |  | 0 | 0 | 0 | 0 | 0 | 0 | 0 | 0 | 0 | 0 | 0 | 0 | 0 | 0 | 0 | 0 | 0 | 0 | 0 | 0 | 0 | 0 | 0 | 0 | 0 | 0 | 0 | 0
Hydrogen Evolution | Gen_BB007 | MW | SSEN (SHEPD) | Willowdale |  | 0 | 0 | 0 | 0 | 0 | 0 | 0 | 0 | 0 | 0 | 0 | 0 | 0 | 0 | 0 | 0 | 0 | 0 | 0 | 0 | 0 | 0 | 0 | 0 | 0 | 0 | 0 | 0
Hydrogen Evolution | Gen_BB007 | MW | SSEN (SHEPD) | Woodhill |  | 0 | 0 | 0 | 0 | 0 | 0 | 0 | 0 | 0 | 0 | 0 | 0 | 0 | 0 | 0 | 0 | 0 | 0 | 0 | 0 | 0 | 0 | 0 | 0 | 0 | 0 | 0 | 0
Hydrogen Evolution | Gen_BB007 | MW | SSEN South | Acton Lane 66kV |  | 0 | 0 | 0 | 0 | 0 | 0 | 0 | 0 | 0 | 0 | 0 | 0 | 0 | 0 | 0 | 0 | 0 | 0 | 0 | 0 | 0 | 0 | 0 | 0 | 0 | 0 | 0 | 0
Hydrogen Evolution | Gen_BB007 | MW | SSEN South | Axminster_H |  | 0 | 0 | 0 | 0 | 0 | 0 | 0 | 0 | 0 | 0 | 0 | 0 | 0 | 0 | 0 | 0 | 0 | 0 | 0 | 0 | 0 | 0 | 0 | 0 | 0 | 0 | 0 | 0
Hydrogen Evolution | Gen_BB007 | MW | SSEN South | Botley Wood |  | 0 | 0 | 0 | 0 | 0 | 0 | 0 | 0 | 0 | 0 | 0 | 0 | 0 | 0 | 0 | 0 | 0 | 0 | 0 | 0 | 0 | 0 | 0 | 0 | 0 | 0 | 0 | 0
Hydrogen Evolution | Gen_BB007 | MW | SSEN South | Bramley |  | 0 | 0 | 0 | 0 | 0 | 0 | 0 | 0 | 0 | 0 | 0 | 0 | 0 | 0 | 0 | 0 | 0 | 0 | 0 | 0 | 0 | 0 | 0 | 0 | 0 | 0 | 0 | 0
Hydrogen Evolution | Gen_BB007 | MW | SSEN South | Chickerell |  | 0 | 0 | 0 | 0 | 0 | 0 | 0 | 0 | 0 | 0 | 0 | 0 | 0 | 0 | 0 | 0 | 0 | 0 | 0 | 0 | 0 | 0 | 0 | 0 | 0 | 0 | 0 | 0
Hydrogen Evolution | Gen_BB007 | MW | SSEN South | Cowley |  | 0 | 0 | 0 | 0 | 0 | 0 | 0 | 0 | 0 | 0 | 0 | 0 | 0 | 0 | 0 | 0 | 0 | 0 | 0 | 0 | 0 | 0 | 0 | 0 | 0 | 0 | 0 | 0
Hydrogen Evolution | Gen_BB007 | MW | SSEN South | Ealing |  | 0 | 0 | 0 | 0 | 0 | 0 | 0 | 0 | 0 | 0 | 0 | 0 | 0 | 0 | 0 | 0 | 0 | 0 | 0 | 0 | 0 | 0 | 0 | 0 | 0 | 0 | 0 | 0
Hydrogen Evolution | Gen_BB007 | MW | SSEN South | East Claydon (_H) |  | 0 | 0 | 0 | 0 | 0 | 0 | 0 | 0 | 0 | 0 | 0 | 0 | 0 | 0 | 0 | 0 | 0 | 0 | 0 | 0 | 0 | 0 | 0 | 0 | 0 | 0 | 0 | 0
Hydrogen Evolution | Gen_BB007 | MW | SSEN South | Fawley |  | 0 | 0 | 0 | 0 | 0 | 0 | 0 | 0 | 0 | 0 | 0 | 0 | 0 | 0 | 0 | 0 | 0 | 0 | 0 | 0 | 0 | 0 | 0 | 0 | 0 | 0 | 0 | 0
Hydrogen Evolution | Gen_BB007 | MW | SSEN South | Fleet |  | 0 | 0 | 0 | 0 | 0 | 0 | 0 | 0 | 0 | 0 | 0 | 0 | 0 | 0 | 0 | 0 | 0 | 0 | 0 | 0 | 0 | 0 | 0 | 0 | 0 | 0 | 0 | 0
Hydrogen Evolution | Gen_BB007 | MW | SSEN South | Iver 132kV |  | 0 | 0 | 0 | 0 | 0 | 0 | 0 | 0 | 0 | 0 | 0 | 0 | 0 | 0 | 0 | 0 | 0 | 0 | 0 | 0 | 0 | 0 | 0 | 0 | 0 | 0 | 0 | 0
Hydrogen Evolution | Gen_BB007 | MW | SSEN South | Iver 66kV |  | 0 | 0 | 0 | 0 | 0 | 0 | 0 | 0 | 0 | 0 | 0 | 0 | 0 | 0 | 0 | 0 | 0 | 0 | 0 | 0 | 0 | 0 | 0 | 0 | 0 | 0 | 0 | 0
Hydrogen Evolution | Gen_BB007 | MW | SSEN South | Laleham |  | 0 | 0 | 0 | 0 | 0 | 0 | 0 | 0 | 0 | 0 | 0 | 0 | 0 | 0 | 0 | 0 | 0 | 0 | 0 | 0 | 0 | 0 | 0 | 0 | 0 | 0 | 0 | 0
Hydrogen Evolution | Gen_BB007 | MW | SSEN South | Lovedean |  | 0 | 0 | 0 | 0 | 0 | 0 | 0 | 0 | 0 | 0 | 0 | 0 | 0 | 0 | 0 | 0 | 0 | 0 | 0 | 0 | 0 | 0 | 0 | 0 | 0 | 0 | 0 | 0
Hydrogen Evolution | Gen_BB007 | MW | SSEN South | Mannington |  | 0 | 0 | 0 | 0 | 0 | 0 | 0 | 0 | 0 | 0 | 0 | 0 | 0 | 0 | 0 | 0 | 0 | 0 | 0 | 0 | 0 | 0 | 0 | 0 | 0 | 0 | 0 | 0
Hydrogen Evolution | Gen_BB007 | MW | SSEN South | Melksham |  | 0 | 0 | 0 | 0 | 0 | 0 | 0 | 0 | 0 | 0 | 0 | 0 | 0 | 0 | 0 | 0 | 0 | 0 | 0 | 0 | 0 | 0 | 0 | 0 | 0 | 0 | 0 | 0
Hydrogen Evolution | Gen_BB007 | MW | SSEN South | Minety |  | 0 | 0 | 0 | 0 | 0 | 0 | 0 | 0 | 0 | 0 | 0 | 0 | 0 | 0 | 0 | 0 | 0 | 0 | 0 | 0 | 0 | 0 | 0 | 0 | 0 | 0 | 0 | 0
Hydrogen Evolution | Gen_BB007 | MW | SSEN South | North Hyde |  | 0 | 0 | 0 | 0 | 0 | 0 | 0 | 0 | 0 | 0 | 0 | 0 | 0 | 0 | 0 | 0 | 0 | 0 | 0 | 0 | 0 | 0 | 0 | 0 | 0 | 0 | 0 | 0
Hydrogen Evolution | Gen_BB007 | MW | SSEN South | Nursling |  | 0 | 0 | 0 | 0 | 0 | 0 | 0 | 0 | 0 | 0 | 0 | 0 | 0 | 0 | 0 | 0 | 0 | 0 | 0 | 0 | 0 | 0 | 0 | 0 | 0 | 0 | 0 | 0
Hydrogen Evolution | Gen_BB007 | MW | UKPN Eastern | Amersham Main |  | 0 | 0 | 0 | 0 | 0 | 0 | 0 | 0 | 0 | 0 | 0 | 0 | 0 | 0 | 0 | 0 | 0 | 0 | 0 | 0 | 0 | 0 | 0 | 0 | 0 | 0 | 0 | 0
Hydrogen Evolution | Gen_BB007 | MW | UKPN Eastern | Braintree |  | 0 | 0 | 0 | 0 | 0 | 0 | 0 | 0 | 0 | 0 | 0 | 0 | 0 | 0 | 0 | 0 | 0 | 0 | 0 | 0 | 0 | 0 | 0 | 0 | 0 | 0 | 0 | 0
Hydrogen Evolution | Gen_BB007 | MW | UKPN Eastern | Bramford |  | 0 | 0 | 0 | 0 | 0 | 0 | 0 | 0 | 0 | 0 | 0 | 0 | 0 | 0 | 0 | 0 | 0 | 0 | 0 | 0 | 0 | 0 | 0 | 0 | 0 | 0 | 0 | 0
Hydrogen Evolution | Gen_BB007 | MW | UKPN Eastern | Brimsdown |  | 0 | 0 | 0 | 0 | 0 | 0 | 0 | 0 | 0 | 0 | 0 | 0 | 0 | 0 | 0 | 0 | 0 | 0 | 0 | 0 | 0 | 0 | 0 | 0 | 0 | 0 | 0 | 0
Hydrogen Evolution | Gen_BB007 | MW | UKPN Eastern | Burwell Main |  | 0 | 0 | 0 | 0 | 0 | 0 | 0 | 0 | 0 | 0 | 0 | 0 | 0 | 0 | 0 | 0 | 0 | 0 | 0 | 0 | 0 | 0 | 0 | 0 | 0 | 0 | 0 | 0
Hydrogen Evolution | Gen_BB007 | MW | UKPN Eastern | Clacton |  | 0 | 0 | 0 | 0 | 0 | 0 | 0 | 0 | 0 | 0 | 0 | 0 | 0 | 0 | 0 | 0 | 0 | 0 | 0 | 0 | 0 | 0 | 0 | 0 | 0 | 0 | 0 | 0
Hydrogen Evolution | Gen_BB007 | MW | UKPN Eastern | Eaton Socon |  | 0 | 0 | 0 | 0 | 0 | 0 | 0 | 0 | 0 | 0 | 0 | 0 | 0 | 0 | 0 | 0 | 0 | 0 | 0 | 0 | 0 | 0 | 0 | 0 | 0 | 0 | 0 | 0
Hydrogen Evolution | Gen_BB007 | MW | UKPN Eastern | Elstree |  | 0 | 0 | 0 | 0 | 0 | 0 | 0 | 0 | 0 | 0 | 0 | 0 | 0 | 0 | 0 | 0 | 0 | 0 | 0 | 0 | 0 | 0 | 0 | 0 | 0 | 0 | 0 | 0
Hydrogen Evolution | Gen_BB007 | MW | UKPN Eastern | Loudwater |  | 0 | 0 | 0 | 0 | 0 | 0 | 0 | 0 | 0 | 0 | 0 | 0 | 0 | 0 | 0 | 0 | 0 | 0 | 0 | 0 | 0 | 0 | 0 | 0 | 0 | 0 | 0 | 0
Hydrogen Evolution | Gen_BB007 | MW | UKPN Eastern | Mill Hill |  | 0 | 0 | 0 | 0 | 0 | 0 | 0 | 0 | 0 | 0 | 0 | 0 | 0 | 0 | 0 | 0 | 0 | 0 | 0 | 0 | 0 | 0 | 0 | 0 | 0 | 0 | 0 | 0
Hydrogen Evolution | Gen_BB007 | MW | UKPN Eastern | Norwich Main |  | 0 | 0 | 0 | 0 | 0 | 0 | 0 | 0 | 0 | 0 | 0 | 0 | 0 | 0 | 0 | 0 | 0 | 0 | 0 | 0 | 0 | 0 | 0 | 0 | 0 | 0 | 0 | 0
Hydrogen Evolution | Gen_BB007 | MW | UKPN Eastern | Pelham |  | 0 | 0 | 0 | 0 | 0 | 0 | 0 | 0 | 0 | 0 | 0 | 0 | 0 | 0 | 0 | 0 | 0 | 0 | 0 | 0 | 0 | 0 | 0 | 0 | 0 | 0 | 0 | 0
Hydrogen Evolution | Gen_BB007 | MW | UKPN Eastern | Rayleigh |  | 0 | 0 | 0 | 0 | 0 | 0 | 0 | 0 | 0 | 0 | 0 | 0 | 0 | 0 | 0 | 0 | 0 | 0 | 0 | 0 | 0 | 0 | 0 | 0 | 0 | 0 | 0 | 0
Hydrogen Evolution | Gen_BB007 | MW | UKPN Eastern | Rye House |  | 0 | 0 | 0 | 0 | 0 | 0 | 0 | 0 | 0 | 0 | 0 | 0 | 0 | 0 | 0 | 0 | 0 | 0 | 0 | 0 | 0 | 0 | 0 | 0 | 0 | 0 | 0 | 0
Hydrogen Evolution | Gen_BB007 | MW | UKPN Eastern | Sheringham Shoal |  | 0 | 0 | 0 | 0 | 0 | 0 | 0 | 0 | 0 | 0 | 0 | 0 | 0 | 0 | 0 | 0 | 0 | 0 | 0 | 0 | 0 | 0 | 0 | 0 | 0 | 0 | 0 | 0
Hydrogen Evolution | Gen_BB007 | MW | UKPN Eastern | Sundon |  | 0 | 0 | 0 | 0 | 0 | 0 | 0 | 0 | 0 | 0 | 0 | 0 | 0 | 0 | 0 | 0 | 0 | 0 | 0 | 0 | 0 | 0 | 0 | 0 | 0 | 0 | 0 | 0
Hydrogen Evolution | Gen_BB007 | MW | UKPN Eastern | Tilbury |  | 0 | 0 | 0 | 0 | 0 | 0 | 0 | 0 | 0 | 0 | 0 | 0 | 0 | 0 | 0 | 0 | 0 | 0 | 0 | 0 | 0 | 0 | 0 | 0 | 0 | 0 | 0 | 0
Hydrogen Evolution | Gen_BB007 | MW | UKPN Eastern | Tottenham |  | 0 | 0 | 0 | 0 | 0 | 0 | 0 | 0 | 0 | 0 | 0 | 0 | 0 | 0 | 0 | 0 | 0 | 0 | 0 | 0 | 0 | 0 | 0 | 0 | 0 | 0 | 0 | 0
Hydrogen Evolution | Gen_BB007 | MW | UKPN Eastern | Walpole (_A) |  | 0 | 0 | 0 | 0 | 0 | 0 | 0 | 0 | 0 | 0 | 0 | 0 | 0 | 0 | 0 | 0 | 0 | 0 | 0 | 0 | 0 | 0 | 0 | 0 | 0 | 0 | 0 | 0
Hydrogen Evolution | Gen_BB007 | MW | UKPN Eastern | Warley |  | 0 | 0 | 0 | 0 | 0 | 0 | 0 | 0 | 0 | 0 | 0 | 0 | 0 | 0 | 0 | 0 | 0 | 0 | 0 | 0 | 0 | 0 | 0 | 0 | 0 | 0 | 0 | 0
Hydrogen Evolution | Gen_BB007 | MW | UKPN Eastern | Watford South |  | 0 | 0 | 0 | 0 | 0 | 0 | 0 | 0 | 0 | 0 | 0 | 0 | 0 | 0 | 0 | 0 | 0 | 0 | 0 | 0 | 0 | 0 | 0 | 0 | 0 | 0 | 0 | 0
Hydrogen Evolution | Gen_BB007 | MW | UKPN Eastern | West Thurrock |  | 0 | 0 | 0 | 0 | 0 | 0 | 0 | 0 | 0 | 0 | 0 | 0 | 0 | 0 | 0 | 0 | 0 | 0 | 0 | 0 | 0 | 0 | 0 | 0 | 0 | 0 | 0 | 0
Hydrogen Evolution | Gen_BB007 | MW | UKPN Eastern | Wymondley |  | 0 | 0 | 0 | 0 | 0 | 0 | 0 | 0 | 0 | 0 | 0 | 0 | 0 | 0 | 0 | 0 | 0 | 0 | 0 | 0 | 0 | 0 | 0 | 0 | 0 | 0 | 0 | 0
Hydrogen Evolution | Gen_BB007 | MW | UKPN London | Acton Lane 22kV |  | 0 | 0 | 0 | 0 | 0 | 0 | 0 | 0 | 0 | 0 | 0 | 0 | 0 | 0 | 0 | 0 | 0 | 0 | 0 | 0 | 0 | 0 | 0 | 0 | 0 | 0 | 0 | 0
Hydrogen Evolution | Gen_BB007 | MW | UKPN London | Barking |  | 0 | 0 | 0 | 0 | 0 | 0 | 0 | 0 | 0 | 0 | 0 | 0 | 0 | 0 | 0 | 0 | 0 | 0 | 0 | 0 | 0 | 0 | 0 | 0 | 0 | 0 | 0 | 0
Hydrogen Evolution | Gen_BB007 | MW | UKPN London | Barking West |  | 0 | 0 | 0 | 0 | 0 | 0 | 0 | 0 | 0 | 0 | 0 | 0 | 0 | 0 | 0 | 0 | 0 | 0 | 0 | 0 | 0 | 0 | 0 | 0 | 0 | 0 | 0 | 0
Hydrogen Evolution | Gen_BB007 | MW | UKPN London | Beddington (_C) |  | 0 | 0 | 0 | 0 | 0 | 0 | 0 | 0 | 0 | 0 | 0 | 0 | 0 | 0 | 0 | 0 | 0 | 0 | 0 | 0 | 0 | 0 | 0 | 0 | 0 | 0 | 0 | 0
Hydrogen Evolution | Gen_BB007 | MW | UKPN London | Canal Bank |  | 0 | 0 | 0 | 0 | 0 | 0 | 0 | 0 | 0 | 0 | 0 | 0 | 0 | 0 | 0 | 0 | 0 | 0 | 0 | 0 | 0 | 0 | 0 | 0 | 0 | 0 | 0 | 0
Hydrogen Evolution | Gen_BB007 | MW | UKPN London | City Road |  | 0 | 0 | 0 | 0 | 0 | 0 | 0 | 0 | 0 | 0 | 0 | 0 | 0 | 0 | 0 | 0 | 0 | 0 | 0 | 0 | 0 | 0 | 0 | 0 | 0 | 0 | 0 | 0
Hydrogen Evolution | Gen_BB007 | MW | UKPN London | Greenford |  | 0 | 0 | 0 | 0 | 0 | 0 | 0 | 0 | 0 | 0 | 0 | 0 | 0 | 0 | 0 | 0 | 0 | 0 | 0 | 0 | 0 | 0 | 0 | 0 | 0 | 0 | 0 | 0
Hydrogen Evolution | Gen_BB007 | MW | UKPN London | Hackney 132kV |  | 0 | 0 | 0 | 0 | 0 | 0 | 0 | 0 | 0 | 0 | 0 | 0 | 0 | 0 | 0 | 0 | 0 | 0 | 0 | 0 | 0 | 0 | 0 | 0 | 0 | 0 | 0 | 0
Hydrogen Evolution | Gen_BB007 | MW | UKPN London | Hackney 66kV |  | 0 | 0 | 0 | 0 | 0 | 0 | 0 | 0 | 0 | 0 | 0 | 0 | 0 | 0 | 0 | 0 | 0 | 0 | 0 | 0 | 0 | 0 | 0 | 0 | 0 | 0 | 0 | 0
Hydrogen Evolution | Gen_BB007 | MW | UKPN London | Hurst |  | 0 | 0 | 0 | 0 | 0 | 0 | 0 | 0 | 0 | 0 | 0 | 0 | 0 | 0 | 0 | 0 | 0 | 0 | 0 | 0 | 0 | 0 | 0 | 0 | 0 | 0 | 0 | 0
Hydrogen Evolution | Gen_BB007 | MW | UKPN London | Islington |  | 0 | 0 | 0 | 0 | 0 | 0 | 0 | 0 | 0 | 0 | 0 | 0 | 0 | 0 | 0 | 0 | 0 | 0 | 0 | 0 | 0 | 0 | 0 | 0 | 0 | 0 | 0 | 0
Hydrogen Evolution | Gen_BB007 | MW | UKPN London | Littlebrook (_C) |  | 0 | 0 | 0 | 0 | 0 | 0 | 0 | 0 | 0 | 0 | 0 | 0 | 0 | 0 | 0 | 0 | 0 | 0 | 0 | 0 | 0 | 0 | 0 | 0 | 0 | 0 | 0 | 0
Hydrogen Evolution | Gen_BB007 | MW | UKPN London | Lodge Road |  | 0 | 0 | 0 | 0 | 0 | 0 | 0 | 0 | 0 | 0 | 0 | 0 | 0 | 0 | 0 | 0 | 0 | 0 | 0 | 0 | 0 | 0 | 0 | 0 | 0 | 0 | 0 | 0
Hydrogen Evolution | Gen_BB007 | MW | UKPN London | New Cross |  | 0 | 0 | 0 | 0 | 0 | 0 | 0 | 0 | 0 | 0 | 0 | 0 | 0 | 0 | 0 | 0 | 0 | 0 | 0 | 0 | 0 | 0 | 0 | 0 | 0 | 0 | 0 | 0
Hydrogen Evolution | Gen_BB007 | MW | UKPN London | Perivale |  | 0 | 0 | 0 | 0 | 0 | 0 | 0 | 0 | 0 | 0 | 0 | 0 | 0 | 0 | 0 | 0 | 0 | 0 | 0 | 0 | 0 | 0 | 0 | 0 | 0 | 0 | 0 | 0
Hydrogen Evolution | Gen_BB007 | MW | UKPN London | Redbridge |  | 0 | 0 | 0 | 0 | 0 | 0 | 0 | 0 | 0 | 0 | 0 | 0 | 0 | 0 | 0 | 0 | 0 | 0 | 0 | 0 | 0 | 0 | 0 | 0 | 0 | 0 | 0 | 0
Hydrogen Evolution | Gen_BB007 | MW | UKPN London | St John's Wood |  | 0 | 0 | 0 | 0 | 0 | 0 | 0 | 0 | 0 | 0 | 0 | 0 | 0 | 0 | 0 | 0 | 0 | 0 | 0 | 0 | 0 | 0 | 0 | 0 | 0 | 0 | 0 | 0
Hydrogen Evolution | Gen_BB007 | MW | UKPN London | Wesley Avenue (Willesden) |  | 0 | 0 | 0 | 0 | 0 | 0 | 0 | 0 | 0 | 0 | 0 | 0 | 0 | 0 | 0 | 0 | 0 | 0 | 0 | 0 | 0 | 0 | 0 | 0 | 0 | 0 | 0 | 0
Hydrogen Evolution | Gen_BB007 | MW | UKPN London | West Ham |  | 0 | 0 | 0 | 0 | 0 | 0 | 0 | 0 | 0 | 0 | 0 | 0 | 0 | 0 | 0 | 0 | 0 | 0 | 0 | 0 | 0 | 0 | 0 | 0 | 0 | 0 | 0 | 0
Hydrogen Evolution | Gen_BB007 | MW | UKPN London | Willesden 132kV |  | 0 | 0 | 0 | 0 | 0 | 0 | 0 | 0 | 0 | 0 | 0 | 0 | 0 | 0 | 0 | 0 | 0 | 0 | 0 | 0 | 0 | 0 | 0 | 0 | 0 | 0 | 0 | 0
Hydrogen Evolution | Gen_BB007 | MW | UKPN London | Willesden 66kV |  | 0 | 0 | 0 | 0 | 0 | 0 | 0 | 0 | 0 | 0 | 0 | 0 | 0 | 0 | 0 | 0 | 0 | 0 | 0 | 0 | 0 | 0 | 0 | 0 | 0 | 0 | 0 | 0
Hydrogen Evolution | Gen_BB007 | MW | UKPN London | Wimbledon North |  | 0 | 0 | 0 | 0 | 0 | 0 | 0 | 0 | 0 | 0 | 0 | 0 | 0 | 0 | 0 | 0 | 0 | 0 | 0 | 0 | 0 | 0 | 0 | 0 | 0 | 0 | 0 | 0
Hydrogen Evolution | Gen_BB007 | MW | UKPN London | Wimbledon South |  | 0 | 0 | 0 | 0 | 0 | 0 | 0 | 0 | 0 | 0 | 0 | 0 | 0 | 0 | 0 | 0 | 0 | 0 | 0 | 0 | 0 | 0 | 0 | 0 | 0 | 0 | 0 | 0
Hydrogen Evolution | Gen_BB007 | MW | UKPN South East | Beddington (_J) |  | 0 | 0 | 0 | 0 | 0 | 0 | 0 | 0 | 0 | 0 | 0 | 0 | 0 | 0 | 0 | 0 | 0 | 0 | 0 | 0 | 0 | 0 | 0 | 0 | 0 | 0 | 0 | 0
Hydrogen Evolution | Gen_BB007 | MW | UKPN South East | Bolney |  | 0 | 0 | 0 | 0 | 0 | 0 | 0 | 0 | 0 | 0 | 0 | 0 | 0 | 0 | 0 | 0 | 0 | 0 | 0 | 0 | 0 | 0 | 0 | 0 | 0 | 0 | 0 | 0
Hydrogen Evolution | Gen_BB007 | MW | UKPN South East | Canterbury |  | 0 | 0 | 0 | 0 | 0 | 0 | 0 | 0 | 0 | 0 | 0 | 0 | 0 | 0 | 0 | 0 | 0 | 0 | 0 | 0 | 0 | 0 | 0 | 0 | 0 | 0 | 0 | 0
Hydrogen Evolution | Gen_BB007 | MW | UKPN South East | Chessington |  | 0 | 0 | 0 | 0 | 0 | 0 | 0 | 0 | 0 | 0 | 0 | 0 | 0 | 0 | 0 | 0 | 0 | 0 | 0 | 0 | 0 | 0 | 0 | 0 | 0 | 0 | 0 | 0
Hydrogen Evolution | Gen_BB007 | MW | UKPN South East | Kemsley |  | 0 | 0 | 0 | 0 | 0 | 0 | 0 | 0 | 0 | 0 | 0 | 0 | 0 | 0 | 0 | 0 | 0 | 0 | 0 | 0 | 0 | 0 | 0 | 0 | 0 | 0 | 0 | 0
Hydrogen Evolution | Gen_BB007 | MW | UKPN South East | Kingsnorth |  | 0 | 0 | 0 | 0 | 0 | 0 | 0 | 0 | 0 | 0 | 0 | 0 | 0 | 0 | 0 | 0 | 0 | 0 | 0 | 0 | 0 | 0 | 0 | 0 | 0 | 0 | 0 | 0
Hydrogen Evolution | Gen_BB007 | MW | UKPN South East | Littlebrook (_J) |  | 0 | 0 | 0 | 0 | 0 | 0 | 0 | 0 | 0 | 0 | 0 | 0 | 0 | 0 | 0 | 0 | 0 | 0 | 0 | 0 | 0 | 0 | 0 | 0 | 0 | 0 | 0 | 0
Hydrogen Evolution | Gen_BB007 | MW | UKPN South East | Ninfield |  | 0 | 0 | 0 | 0 | 0 | 0 | 0 | 0 | 0 | 0 | 0 | 0 | 0 | 0 | 0 | 0 | 0 | 0 | 0 | 0 | 0 | 0 | 0 | 0 | 0 | 0 | 0 | 0
Hydrogen Evolution | Gen_BB007 | MW | UKPN South East | Northfleet East |  | 0 | 0 | 0 | 0 | 0 | 0 | 0 | 0 | 0 | 0 | 0 | 0 | 0 | 0 | 0 | 0 | 0 | 0 | 0 | 0 | 0 | 0 | 0 | 0 | 0 | 0 | 0 | 0
Hydrogen Evolution | Gen_BB007 | MW | UKPN South East | Richborough |  | 0 | 0 | 0 | 0 | 0 | 0 | 0 | 0 | 0 | 0 | 0 | 0 | 0 | 0 | 0 | 0 | 0 | 0 | 0 | 0 | 0 | 0 | 0 | 0 | 0 | 0 | 0 | 0
Hydrogen Evolution | Gen_BB007 | MW | UKPN South East | Sellindge |  | 0 | 0 | 0 | 0 | 0 | 0 | 0 | 0 | 0 | 0 | 0 | 0 | 0 | 0 | 0 | 0 | 0 | 0 | 0 | 0 | 0 | 0 | 0 | 0 | 0 | 0 | 0 | 0
Hydrogen Evolution | Gen_BB007 | MW | UKPN South East | West Weybridge |  | 0 | 0 | 0 | 0 | 0 | 0 | 0 | 0 | 0 | 0 | 0 | 0 | 0 | 0 | 0 | 0 | 0 | 0 | 0 | 0 | 0 | 0 | 0 | 0 | 0 | 0 | 0 | 0
Hydrogen Evolution | Gen_BB008 | MW | Electricity North West | Bredbury | 0 | 0 | 0 | 0 | 0 | 0 | 0 | 0 | 0 | 0 | 0 | 0 | 0 | 0 | 0 | 0 | 0 | 0 | 0 | 0 | 0 | 0 | 0 | 0 | 0 | 0 | 0 | 0 | 0
Hydrogen Evolution | Gen_BB008 | MW | Electricity North West | Harker | 0 | 0 | 0 | 0 | 0 | 0 | 0 | 0 | 0 | 0 | 0 | 0 | 0 | 0 | 0 | 0 | 0 | 0 | 0 | 0 | 0 | 0 | 0 | 0 | 0 | 0 | 0 | 0 | 0
Hydrogen Evolution | Gen_BB008 | MW | Electricity North West | Heysham (NGET) | 0 | 0 | 0 | 0 | 0 | 0 | 0 | 0 | 0 | 0 | 0 | 0 | 0 | 0 | 0 | 0 | 0 | 0 | 0 | 0 | 0 | 0 | 0 | 0 | 0 | 0 | 0 | 0 | 0
Hydrogen Evolution | Gen_BB008 | MW | Electricity North West | Kearsley 132kV | 0 | 0 | 0 | 0 | 0 | 0 | 0 | 0 | 0 | 0 | 0 | 0 | 0 | 0 | 0 | 0 | 0 | 0 | 0 | 0 | 0 | 0 | 0 | 0 | 0 | 0 | 0 | 0 | 0
Hydrogen Evolution | Gen_BB008 | MW | Electricity North West | Kearsley 33kV | 0 | 0 | 0 | 0 | 0 | 0 | 0 | 0 | 0 | 0 | 0 | 0 | 0 | 0 | 0 | 0 | 0 | 0 | 0 | 0 | 0 | 0 | 0 | 0 | 0 | 0 | 0 | 0 | 0
Hydrogen Evolution | Gen_BB008 | MW | Electricity North West | Macclesfield | 0 | 0 | 0 | 0 | 0 | 0 | 0 | 0 | 0 | 0 | 0 | 0 | 0 | 0 | 0 | 0 | 0 | 0 | 0 | 0 | 0 | 0 | 0 | 0 | 0 | 0 | 0 | 0 | 0
Hydrogen Evolution | Gen_BB008 | MW | Electricity North West | Padiham | 0 | 0 | 0 | 0 | 0 | 0 | 0 | 0 | 0 | 0 | 0 | 0 | 0 | 0 | 0 | 0 | 0 | 0 | 0 | 0 | 0 | 0 | 0 | 0 | 0 | 0 | 0 | 0 | 0
Hydrogen Evolution | Gen_BB008 | MW | Electricity North West | Penwortham East | 0 | 0 | 0 | 0 | 0 | 0 | 0 | 0 | 0 | 0 | 0 | 0 | 0 | 0 | 0 | 0 | 0 | 0 | 0 | 0 | 0 | 0 | 0 | 0 | 0 | 0 | 0 | 0 | 0
Hydrogen Evolution | Gen_BB008 | MW | Electricity North West | Penwortham West | 0 | 11.932 | 11.932 | 11.932 | 11.532 | 11.532 | 11.532 | 11.132 | 11.132 | 11.132 | 10.732 | 10.732 | 9.931 | 9.931 | 0 | 0 | 0 | 0 | 0 | 0 | 0 | 0 | 0 | 0 | 0 | 0 | 0 | 0 | 0
Hydrogen Evolution | Gen_BB008 | MW | Electricity North West | Rochdale | 0 | 0 | 0 | 0 | 0 | 0 | 0 | 0 | 0 | 0 | 0 | 0 | 0 | 0 | 0 | 0 | 0 | 0 | 0 | 0 | 0 | 0 | 0 | 0 | 0 | 0 | 0 | 0 | 0
Hydrogen Evolution | Gen_BB008 | MW | Electricity North West | South Manchester | 0 | 0 | 0 | 0 | 0 | 0 | 0 | 0 | 0 | 0 | 0 | 0 | 0 | 0 | 0 | 0 | 0 | 0 | 0 | 0 | 0 | 0 | 0 | 0 | 0 | 0 | 0 | 0 | 0
Hydrogen Evolution | Gen_BB008 | MW | Electricity North West | Stalybridge | 0 | 0 | 0 | 0 | 0 | 0 | 0 | 0 | 0 | 0 | 0 | 0 | 0 | 0 | 0 | 0 | 0 | 0 | 0 | 0 | 0 | 0 | 0 | 0 | 0 | 0 | 0 | 0 | 0
Hydrogen Evolution | Gen_BB008 | MW | Electricity North West | Washway Farm | 0 | 0 | 0 | 0 | 0 | 0 | 0 | 0 | 0 | 0 | 0 | 0 | 0 | 0 | 0 | 0 | 0 | 0 | 0 | 0 | 0 | 0 | 0 | 0 | 0 | 0 | 0 | 0 | 0
Hydrogen Evolution | Gen_BB008 | MW | Electricity North West | Whitegate | 0 | 0 | 0 | 0 | 0 | 0 | 0 | 0 | 0 | 0 | 0 | 0 | 0 | 0 | 0 | 0 | 0 | 0 | 0 | 0 | 0 | 0 | 0 | 0 | 0 | 0 | 0 | 0 | 0
Hydrogen Evolution | Gen_BB008 | MW | IDNO - Refer to Comment Field | Tynemouth 2 | 0 | 0 | 0 | 0 | 0 | 0 | 0 | 0 | 0 | 0 | 0 | 0 | 0 | 0 | 0 | 0 | 0 | 0 | 0 | 0 | 0 | 0 | 0 | 0 | 0 | 0 | 0 | 0 | 0 | Note: TYNE2 is operated by an IDNO allocated to GSP Group/licence area F
Hydrogen Evolution | Gen_BB008 | MW | NGED East Midlands | Berkswell | 0 | 0 | 0 | 0 | 0 | 0 | 0 | 0 | 0 | 0 | 0 | 0 | 0 | 0 | 0 | 0 | 0 | 0 | 0 | 0 | 0 | 0 | 0 | 0 | 0 | 0 | 0 | 0 | 0
Hydrogen Evolution | Gen_BB008 | MW | NGED East Midlands | Bicker Fen | 0 | 0 | 0 | 0 | 0 | 0 | 0 | 0 | 0 | 0 | 0 | 0 | 0 | 0 | 0 | 0 | 0 | 0 | 0 | 0 | 0 | 0 | 0 | 0 | 0 | 0 | 0 | 0 | 0
Hydrogen Evolution | Gen_BB008 | MW | NGED East Midlands | Chesterfield | 0 | 14.685 | 14.685 | 14.685 | 14.193 | 14.193 | 14.193 | 13.701 | 13.701 | 13.701 | 13.208 | 13.208 | 12.223 | 12.223 | 0 | 0 | 0 | 0 | 0 | 0 | 0 | 0 | 0 | 0 | 0 | 0 | 0 | 0 | 0
Hydrogen Evolution | Gen_BB008 | MW | NGED East Midlands | Coventry | 0 | 0 | 0 | 0 | 0 | 0 | 0 | 0 | 0 | 0 | 0 | 0 | 0 | 0 | 0 | 0 | 0 | 0 | 0 | 0 | 0 | 0 | 0 | 0 | 0 | 0 | 0 | 0 | 0
Hydrogen Evolution | Gen_BB008 | MW | NGED East Midlands | Drakelow | 0 | 6.333 | 6.333 | 6.333 | 6.121 | 6.121 | 6.121 | 5.908 | 5.908 | 5.908 | 5.696 | 5.696 | 5.271 | 5.271 | 0 | 0 | 0 | 0 | 0 | 0 | 0 | 0 | 0 | 0 | 0 | 0 | 0 | 0 | 0
Hydrogen Evolution | Gen_BB008 | MW | NGED East Midlands | East Claydon (_B) | 0 | 0 | 0 | 0 | 0 | 0 | 0 | 0 | 0 | 0 | 0 | 0 | 0 | 0 | 0 | 0 | 0 | 0 | 0 | 0 | 0 | 0 | 0 | 0 | 0 | 0 | 0 | 0 | 0
Hydrogen Evolution | Gen_BB008 | MW | NGED East Midlands | Enderby | 0 | 0 | 0 | 0 | 0 | 0 | 0 | 0 | 0 | 0 | 0 | 0 | 0 | 0 | 0 | 0 | 0 | 0 | 0 | 0 | 0 | 0 | 0 | 0 | 0 | 0 | 0 | 0 | 0
Hydrogen Evolution | Gen_BB008 | MW | NGED East Midlands | Grendon | 0 | 0 | 0 | 0 | 0 | 0 | 0 | 0 | 0 | 0 | 0 | 0 | 0 | 0 | 0 | 0 | 0 | 0 | 0 | 0 | 0 | 0 | 0 | 0 | 0 | 0 | 0 | 0 | 0
Hydrogen Evolution | Gen_BB008 | MW | NGED East Midlands | Ratcliffe | 0 | 0 | 0 | 0 | 0 | 0 | 0 | 0 | 0 | 0 | 0 | 0 | 0 | 0 | 0 | 0 | 0 | 0 | 0 | 0 | 0 | 0 | 0 | 0 | 0 | 0 | 0 | 0 | 0
Hydrogen Evolution | Gen_BB008 | MW | NGED East Midlands | Staythorpe | 0 | 0 | 0 | 0 | 0 | 0 | 0 | 0 | 0 | 0 | 0 | 0 | 0 | 0 | 0 | 0 | 0 | 0 | 0 | 0 | 0 | 0 | 0 | 0 | 0 | 0 | 0 | 0 | 0
Hydrogen Evolution | Gen_BB008 | MW | NGED East Midlands | Stoke Bardolph | 0 | 0 | 0 | 0 | 0 | 0 | 0 | 0 | 0 | 0 | 0 | 0 | 0 | 0 | 0 | 0 | 0 | 0 | 0 | 0 | 0 | 0 | 0 | 0 | 0 | 0 | 0 | 0 | 0
Hydrogen Evolution | Gen_BB008 | MW | NGED East Midlands | Walpole (_B) | 0 | 0 | 0 | 0 | 0 | 0 | 0 | 0 | 0 | 0 | 0 | 0 | 0 | 0 | 0 | 0 | 0 | 0 | 0 | 0 | 0 | 0 | 0 | 0 | 0 | 0 | 0 | 0 | 0
Hydrogen Evolution | Gen_BB008 | MW | NGED East Midlands | West Burton | 0 | 0.028 | 0.028 | 0.028 | 0.027 | 0.027 | 0.027 | 0.026 | 0.026 | 0.026 | 0.025 | 0.025 | 0.023 | 0.023 | 0 | 0 | 0 | 0 | 0 | 0 | 0 | 0 | 0 | 0 | 0 | 0 | 0 | 0 | 0
Hydrogen Evolution | Gen_BB008 | MW | NGED East Midlands | Willington | 0 | 0 | 0 | 0 | 0 | 0 | 0 | 0 | 0 | 0 | 0 | 0 | 0 | 0 | 0 | 0 | 0 | 0 | 0 | 0 | 0 | 0 | 0 | 0 | 0 | 0 | 0 | 0 | 0
Hydrogen Evolution | Gen_BB008 | MW | NGED South Wales | Aberthaw | 0 | 5.507 | 5.507 | 5.507 | 5.322 | 5.322 | 5.322 | 5.138 | 5.138 | 5.138 | 4.953 | 4.953 | 4.584 | 4.584 | 0 | 0 | 0 | 0 | 0 | 0 | 0 | 0 | 0 | 0 | 0 | 0 | 0 | 0 | 0
Hydrogen Evolution | Gen_BB008 | MW | NGED South Wales | Cardiff East | 0 | 0 | 0 | 0 | 0 | 0 | 0 | 0 | 0 | 0 | 0 | 0 | 0 | 0 | 0 | 0 | 0 | 0 | 0 | 0 | 0 | 0 | 0 | 0 | 0 | 0 | 0 | 0 | 0
Hydrogen Evolution | Gen_BB008 | MW | NGED South Wales | Grange | 0 | 0 | 0 | 0 | 0 | 0 | 0 | 0 | 0 | 0 | 0 | 0 | 0 | 0 | 0 | 0 | 0 | 0 | 0 | 0 | 0 | 0 | 0 | 0 | 0 | 0 | 0 | 0 | 0
Hydrogen Evolution | Gen_BB008 | MW | NGED South Wales | Pembroke | 0 | 0 | 0 | 0 | 0 | 0 | 0 | 0 | 0 | 0 | 0 | 0 | 0 | 0 | 0 | 0 | 0 | 0 | 0 | 0 | 0 | 0 | 0 | 0 | 0 | 0 | 0 | 0 | 0
Hydrogen Evolution | Gen_BB008 | MW | NGED South Wales | Pyle | 0 | 0 | 0 | 0 | 0 | 0 | 0 | 0 | 0 | 0 | 0 | 0 | 0 | 0 | 0 | 0 | 0 | 0 | 0 | 0 | 0 | 0 | 0 | 0 | 0 | 0 | 0 | 0 | 0
Hydrogen Evolution | Gen_BB008 | MW | NGED South Wales | Rassau | 0 | 0 | 0 | 0 | 0 | 0 | 0 | 0 | 0 | 0 | 0 | 0 | 0 | 0 | 0 | 0 | 0 | 0 | 0 | 0 | 0 | 0 | 0 | 0 | 0 | 0 | 0 | 0 | 0
Hydrogen Evolution | Gen_BB008 | MW | NGED South Wales | Swansea North | 0 | 0.275 | 0.275 | 0.275 | 0.266 | 0.266 | 0.266 | 0.257 | 0.257 | 0.257 | 0.248 | 0.248 | 0.229 | 0.229 | 0 | 0 | 0 | 0 | 0 | 0 | 0 | 0 | 0 | 0 | 0 | 0 | 0 | 0 | 0
Hydrogen Evolution | Gen_BB008 | MW | NGED South Wales | Upper Boat 132kV | 0 | 0 | 0 | 0 | 0 | 0 | 0 | 0 | 0 | 0 | 0 | 0 | 0 | 0 | 0 | 0 | 0 | 0 | 0 | 0 | 0 | 0 | 0 | 0 | 0 | 0 | 0 | 0 | 0
Hydrogen Evolution | Gen_BB008 | MW | NGED South Wales | Uskmouth | 0 | 0 | 0 | 0 | 0 | 0 | 0 | 0 | 0 | 0 | 0 | 0 | 0 | 0 | 0 | 0 | 0 | 0 | 0 | 0 | 0 | 0 | 0 | 0 | 0 | 0 | 0 | 0 | 0
Hydrogen Evolution | Gen_BB008 | MW | NGED South West | Abham | 0 | 0 | 0 | 0 | 0 | 0 | 0 | 0 | 0 | 0 | 0 | 0 | 0 | 0 | 0 | 0 | 0 | 0 | 0 | 0 | 0 | 0 | 0 | 0 | 0 | 0 | 0 | 0 | 0
Hydrogen Evolution | Gen_BB008 | MW | NGED South West | Alverdiscott | 0 | 0 | 0 | 0 | 0 | 0 | 0 | 0 | 0 | 0 | 0 | 0 | 0 | 0 | 0 | 0 | 0 | 0 | 0 | 0 | 0 | 0 | 0 | 0 | 0 | 0 | 0 | 0 | 0
Hydrogen Evolution | Gen_BB008 | MW | NGED South West | Axminster | 0 | 6.98 | 6.98 | 6.98 | 6.746 | 6.746 | 6.746 | 6.512 | 6.512 | 6.512 | 6.278 | 6.278 | 5.81 | 5.81 | 0 | 0 | 0 | 0 | 0 | 0 | 0 | 0 | 0 | 0 | 0 | 0 | 0 | 0 | 0
Hydrogen Evolution | Gen_BB008 | MW | NGED South West | Bridgewater | 0 | 13.313 | 13.313 | 13.313 | 12.867 | 12.867 | 12.867 | 12.42 | 12.42 | 12.42 | 11.974 | 11.974 | 11.081 | 11.081 | 0 | 0 | 0 | 0 | 0 | 0 | 0 | 0 | 0 | 0 | 0 | 0 | 0 | 0 | 0
Hydrogen Evolution | Gen_BB008 | MW | NGED South West | Exeter | 0 | 0 | 0 | 0 | 0 | 0 | 0 | 0 | 0 | 0 | 0 | 0 | 0 | 0 | 0 | 0 | 0 | 0 | 0 | 0 | 0 | 0 | 0 | 0 | 0 | 0 | 0 | 0 | 0
Hydrogen Evolution | Gen_BB008 | MW | NGED South West | Indian Queens | 0 | 0 | 0 | 0 | 0 | 0 | 0 | 0 | 0 | 0 | 0 | 0 | 0 | 0 | 0 | 0 | 0 | 0 | 0 | 0 | 0 | 0 | 0 | 0 | 0 | 0 | 0 | 0 | 0
Hydrogen Evolution | Gen_BB008 | MW | NGED South West | Landulph | 0 | 0 | 0 | 0 | 0 | 0 | 0 | 0 | 0 | 0 | 0 | 0 | 0 | 0 | 0 | 0 | 0 | 0 | 0 | 0 | 0 | 0 | 0 | 0 | 0 | 0 | 0 | 0 | 0
Hydrogen Evolution | Gen_BB008 | MW | NGED South West | Seabank | 0 | 5.507 | 5.507 | 5.507 | 5.322 | 5.322 | 5.322 | 5.138 | 5.138 | 5.138 | 4.953 | 4.953 | 4.584 | 4.584 | 0 | 0 | 0 | 0 | 0 | 0 | 0 | 0 | 0 | 0 | 0 | 0 | 0 | 0 | 0
Hydrogen Evolution | Gen_BB008 | MW | NGED South West | Taunton | 0 | 6.721 | 6.721 | 6.721 | 6.496 | 6.496 | 6.496 | 6.271 | 6.271 | 6.271 | 6.045 | 6.045 | 5.594 | 5.594 | 0 | 0 | 0 | 0 | 0 | 0 | 0 | 0 | 0 | 0 | 0 | 0 | 0 | 0 | 0
Hydrogen Evolution | Gen_BB008 | MW | NGED West Midlands | Bishops Wood | 0 | 4.663 | 4.663 | 4.663 | 4.506 | 4.506 | 4.506 | 4.35 | 4.35 | 4.35 | 4.194 | 4.194 | 3.881 | 3.881 | 0 | 0 | 0 | 0 | 0 | 0 | 0 | 0 | 0 | 0 | 0 | 0 | 0 | 0 | 0
Hydrogen Evolution | Gen_BB008 | MW | NGED West Midlands | Bushbury | 0 | 0 | 0 | 0 | 0 | 0 | 0 | 0 | 0 | 0 | 0 | 0 | 0 | 0 | 0 | 0 | 0 | 0 | 0 | 0 | 0 | 0 | 0 | 0 | 0 | 0 | 0 | 0 | 0
Hydrogen Evolution | Gen_BB008 | MW | NGED West Midlands | Bustleholme | 0 | 0 | 0 | 0 | 0 | 0 | 0 | 0 | 0 | 0 | 0 | 0 | 0 | 0 | 0 | 0 | 0 | 0 | 0 | 0 | 0 | 0 | 0 | 0 | 0 | 0 | 0 | 0 | 0
Hydrogen Evolution | Gen_BB008 | MW | NGED West Midlands | Cellarhead | 0 | 0 | 0 | 0 | 0 | 0 | 0 | 0 | 0 | 0 | 0 | 0 | 0 | 0 | 0 | 0 | 0 | 0 | 0 | 0 | 0 | 0 | 0 | 0 | 0 | 0 | 0 | 0 | 0
Hydrogen Evolution | Gen_BB008 | MW | NGED West Midlands | Feckenham | 0 | 57.178 | 57.178 | 57.178 | 56.233 | 56.233 | 56.233 | 55.288 | 55.288 | 55.288 | 54.343 | 54.343 | 52.454 | 52.454 | 0 | 0 | 0 | 0 | 0 | 0 | 0 | 0 | 0 | 0 | 0 | 0 | 0 | 0 | 0
Hydrogen Evolution | Gen_BB008 | MW | NGED West Midlands | Hams Hall | 0 | 2.295 | 2.295 | 2.295 | 2.218 | 2.218 | 2.218 | 2.141 | 2.141 | 2.141 | 2.064 | 2.064 | 1.91 | 1.91 | 0 | 0 | 0 | 0 | 0 | 0 | 0 | 0 | 0 | 0 | 0 | 0 | 0 | 0 | 0
Hydrogen Evolution | Gen_BB008 | MW | NGED West Midlands | Iron Acton | 0 | 0 | 0 | 0 | 0 | 0 | 0 | 0 | 0 | 0 | 0 | 0 | 0 | 0 | 0 | 0 | 0 | 0 | 0 | 0 | 0 | 0 | 0 | 0 | 0 | 0 | 0 | 0 | 0
Hydrogen Evolution | Gen_BB008 | MW | NGED West Midlands | Ironbridge | 0 | 0 | 0 | 0 | 0 | 0 | 0 | 0 | 0 | 0 | 0 | 0 | 0 | 0 | 0 | 0 | 0 | 0 | 0 | 0 | 0 | 0 | 0 | 0 | 0 | 0 | 0 | 0 | 0
Hydrogen Evolution | Gen_BB008 | MW | NGED West Midlands | Kitwell | 0 | 1.092 | 1.092 | 1.092 | 1.056 | 1.056 | 1.056 | 1.019 | 1.019 | 1.019 | 0.982 | 0.982 | 0.909 | 0.909 | 0 | 0 | 0 | 0 | 0 | 0 | 0 | 0 | 0 | 0 | 0 | 0 | 0 | 0 | 0
Hydrogen Evolution | Gen_BB008 | MW | NGED West Midlands | Nechells | 0 | 0 | 0 | 0 | 0 | 0 | 0 | 0 | 0 | 0 | 0 | 0 | 0 | 0 | 0 | 0 | 0 | 0 | 0 | 0 | 0 | 0 | 0 | 0 | 0 | 0 | 0 | 0 | 0
Hydrogen Evolution | Gen_BB008 | MW | NGED West Midlands | Ocker Hill | 0 | 16.521 | 16.521 | 16.521 | 15.967 | 15.967 | 15.967 | 15.413 | 15.413 | 15.413 | 14.859 | 14.859 | 13.751 | 13.751 | 0 | 0 | 0 | 0 | 0 | 0 | 0 | 0 | 0 | 0 | 0 | 0 | 0 | 0 | 0
Hydrogen Evolution | Gen_BB008 | MW | NGED West Midlands | Oldbury | 0 | 0 | 0 | 0 | 0 | 0 | 0 | 0 | 0 | 0 | 0 | 0 | 0 | 0 | 0 | 0 | 0 | 0 | 0 | 0 | 0 | 0 | 0 | 0 | 0 | 0 | 0 | 0 | 0
Hydrogen Evolution | Gen_BB008 | MW | NGED West Midlands | Penn | 0 | 18.357 | 18.357 | 18.357 | 17.741 | 17.741 | 17.741 | 17.126 | 17.126 | 17.126 | 16.51 | 16.51 | 15.279 | 15.279 | 0 | 0 | 0 | 0 | 0 | 0 | 0 | 0 | 0 | 0 | 0 | 0 | 0 | 0 | 0
Hydrogen Evolution | Gen_BB008 | MW | NGED West Midlands | Rugeley | 0 | 0 | 0 | 0 | 0 | 0 | 0 | 0 | 0 | 0 | 0 | 0 | 0 | 0 | 0 | 0 | 0 | 0 | 0 | 0 | 0 | 0 | 0 | 0 | 0 | 0 | 0 | 0 | 0
Hydrogen Evolution | Gen_BB008 | MW | NGED West Midlands | Shrewsbury | 0 | 0 | 0 | 0 | 0 | 0 | 0 | 0 | 0 | 0 | 0 | 0 | 0 | 0 | 0 | 0 | 0 | 0 | 0 | 0 | 0 | 0 | 0 | 0 | 0 | 0 | 0 | 0 | 0
Hydrogen Evolution | Gen_BB008 | MW | NGED West Midlands | Walham | 0 | 0 | 0 | 0 | 0 | 0 | 0 | 0 | 0 | 0 | 0 | 0 | 0 | 0 | 0 | 0 | 0 | 0 | 0 | 0 | 0 | 0 | 0 | 0 | 0 | 0 | 0 | 0 | 0
Hydrogen Evolution | Gen_BB008 | MW | NGED West Midlands | Willenhall | 0 | 0 | 0 | 0 | 0 | 0 | 0 | 0 | 0 | 0 | 0 | 0 | 0 | 0 | 0 | 0 | 0 | 0 | 0 | 0 | 0 | 0 | 0 | 0 | 0 | 0 | 0 | 0 | 0
Hydrogen Evolution | Gen_BB008 | MW | NGET | Direct(NGET) | 0 | 1138.99 | 2035.99 | 2334.99 | 3353.99 | 3353.99 | 3353.99 | 3353.99 | 3353.99 | 3353.99 | 2354.99 | 2354.99 | 698 | 698 | 698 | 698 | 599 | 599 | 599 | 599 | 599 | 599 | 599 | 599 | 0 | 0 | 0 | 0 | 0
Hydrogen Evolution | Gen_BB008 | MW | NPg Northeast | Blyth 132kV | 0 | 0 | 0 | 0 | 0 | 0 | 0 | 0 | 0 | 0 | 0 | 0 | 0 | 0 | 0 | 0 | 0 | 0 | 0 | 0 | 0 | 0 | 0 | 0 | 0 | 0 | 0 | 0 | 0
Hydrogen Evolution | Gen_BB008 | MW | NPg Northeast | Blyth 66kV | 0 | 0 | 0 | 0 | 0 | 0 | 0 | 0 | 0 | 0 | 0 | 0 | 0 | 0 | 0 | 0 | 0 | 0 | 0 | 0 | 0 | 0 | 0 | 0 | 0 | 0 | 0 | 0 | 0
Hydrogen Evolution | Gen_BB008 | MW | NPg Northeast | Fourstones | 0 | 0 | 0 | 0 | 0 | 0 | 0 | 0 | 0 | 0 | 0 | 0 | 0 | 0 | 0 | 0 | 0 | 0 | 0 | 0 | 0 | 0 | 0 | 0 | 0 | 0 | 0 | 0 | 0
Hydrogen Evolution | Gen_BB008 | MW | NPg Northeast | Hart Moor | 0 | 0 | 0 | 0 | 0 | 0 | 0 | 0 | 0 | 0 | 0 | 0 | 0 | 0 | 0 | 0 | 0 | 0 | 0 | 0 | 0 | 0 | 0 | 0 | 0 | 0 | 0 | 0 | 0
Hydrogen Evolution | Gen_BB008 | MW | NPg Northeast | Hawthorn Pit | 0 | 0 | 0 | 0 | 0 | 0 | 0 | 0 | 0 | 0 | 0 | 0 | 0 | 0 | 0 | 0 | 0 | 0 | 0 | 0 | 0 | 0 | 0 | 0 | 0 | 0 | 0 | 0 | 0
Hydrogen Evolution | Gen_BB008 | MW | NPg Northeast | Knaresborough | 0 | 0 | 0 | 0 | 0 | 0 | 0 | 0 | 0 | 0 | 0 | 0 | 0 | 0 | 0 | 0 | 0 | 0 | 0 | 0 | 0 | 0 | 0 | 0 | 0 | 0 | 0 | 0 | 0
Hydrogen Evolution | Gen_BB008 | MW | NPg Northeast | Lackenby | 0 | 0 | 0 | 0 | 0 | 0 | 0 | 0 | 0 | 0 | 0 | 0 | 0 | 0 | 0 | 0 | 0 | 0 | 0 | 0 | 0 | 0 | 0 | 0 | 0 | 0 | 0 | 0 | 0
Hydrogen Evolution | Gen_BB008 | MW | NPg Northeast | Norton | 0 | 0 | 0 | 0 | 0 | 0 | 0 | 0 | 0 | 0 | 0 | 0 | 0 | 0 | 0 | 0 | 0 | 0 | 0 | 0 | 0 | 0 | 0 | 0 | 0 | 0 | 0 | 0 | 0
Hydrogen Evolution | Gen_BB008 | MW | NPg Northeast | Offerton | 0 | 0 | 0 | 0 | 0 | 0 | 0 | 0 | 0 | 0 | 0 | 0 | 0 | 0 | 0 | 0 | 0 | 0 | 0 | 0 | 0 | 0 | 0 | 0 | 0 | 0 | 0 | 0 | 0
Hydrogen Evolution | Gen_BB008 | MW | NPg Northeast | Osbaldwick | 0 | 0 | 0 | 0 | 0 | 0 | 0 | 0 | 0 | 0 | 0 | 0 | 0 | 0 | 0 | 0 | 0 | 0 | 0 | 0 | 0 | 0 | 0 | 0 | 0 | 0 | 0 | 0 | 0
Hydrogen Evolution | Gen_BB008 | MW | NPg Northeast | Poppleton | 0 | 0 | 0 | 0 | 0 | 0 | 0 | 0 | 0 | 0 | 0 | 0 | 0 | 0 | 0 | 0 | 0 | 0 | 0 | 0 | 0 | 0 | 0 | 0 | 0 | 0 | 0 | 0 | 0
Hydrogen Evolution | Gen_BB008 | MW | NPg Northeast | Saltholme | 0 | 0 | 0 | 0 | 0 | 0 | 0 | 0 | 0 | 0 | 0 | 0 | 0 | 0 | 0 | 0 | 0 | 0 | 0 | 0 | 0 | 0 | 0 | 0 | 0 | 0 | 0 | 0 | 0
Hydrogen Evolution | Gen_BB008 | MW | NPg Northeast | South Shields | 0 | 0 | 0 | 0 | 0 | 0 | 0 | 0 | 0 | 0 | 0 | 0 | 0 | 0 | 0 | 0 | 0 | 0 | 0 | 0 | 0 | 0 | 0 | 0 | 0 | 0 | 0 | 0 | 0
Hydrogen Evolution | Gen_BB008 | MW | NPg Northeast | Spennymoor | 0 | 0 | 0 | 0 | 0 | 0 | 0 | 0 | 0 | 0 | 0 | 0 | 0 | 0 | 0 | 0 | 0 | 0 | 0 | 0 | 0 | 0 | 0 | 0 | 0 | 0 | 0 | 0 | 0
Hydrogen Evolution | Gen_BB008 | MW | NPg Northeast | Stella North | 0 | 0 | 0 | 0 | 0 | 0 | 0 | 0 | 0 | 0 | 0 | 0 | 0 | 0 | 0 | 0 | 0 | 0 | 0 | 0 | 0 | 0 | 0 | 0 | 0 | 0 | 0 | 0 | 0
Hydrogen Evolution | Gen_BB008 | MW | NPg Northeast | Stella South | 0 | 0 | 0 | 0 | 0 | 0 | 0 | 0 | 0 | 0 | 0 | 0 | 0 | 0 | 0 | 0 | 0 | 0 | 0 | 0 | 0 | 0 | 0 | 0 | 0 | 0 | 0 | 0 | 0
Hydrogen Evolution | Gen_BB008 | MW | NPg Northeast | West Boldon | 0 | 0 | 0 | 0 | 0 | 0 | 0 | 0 | 0 | 0 | 0 | 0 | 0 | 0 | 0 | 0 | 0 | 0 | 0 | 0 | 0 | 0 | 0 | 0 | 0 | 0 | 0 | 0 | 0
Hydrogen Evolution | Gen_BB008 | MW | NPg Yorkshire | Bradford West | 0 | 0 | 0 | 0 | 0 | 0 | 0 | 0 | 0 | 0 | 0 | 0 | 0 | 0 | 0 | 0 | 0 | 0 | 0 | 0 | 0 | 0 | 0 | 0 | 0 | 0 | 0 | 0 | 0
Hydrogen Evolution | Gen_BB008 | MW | NPg Yorkshire | Camblesforth | 0 | 0 | 0 | 0 | 0 | 0 | 0 | 0 | 0 | 0 | 0 | 0 | 0 | 0 | 0 | 0 | 0 | 0 | 0 | 0 | 0 | 0 | 0 | 0 | 0 | 0 | 0 | 0 | 0
Hydrogen Evolution | Gen_BB008 | MW | NPg Yorkshire | Creyke Beck | 0 | 19.275 | 19.275 | 19.275 | 18.628 | 18.628 | 18.628 | 17.982 | 17.982 | 17.982 | 17.336 | 17.336 | 16.043 | 16.043 | 0 | 0 | 0 | 0 | 0 | 0 | 0 | 0 | 0 | 0 | 0 | 0 | 0 | 0 | 0
Hydrogen Evolution | Gen_BB008 | MW | NPg Yorkshire | Drax | 0 | 0 | 0 | 0 | 0 | 0 | 0 | 0 | 0 | 0 | 0 | 0 | 0 | 0 | 0 | 0 | 0 | 0 | 0 | 0 | 0 | 0 | 0 | 0 | 0 | 0 | 0 | 0 | 0
Hydrogen Evolution | Gen_BB008 | MW | NPg Yorkshire | Elland | 0 | 0 | 0 | 0 | 0 | 0 | 0 | 0 | 0 | 0 | 0 | 0 | 0 | 0 | 0 | 0 | 0 | 0 | 0 | 0 | 0 | 0 | 0 | 0 | 0 | 0 | 0 | 0 | 0
Hydrogen Evolution | Gen_BB008 | MW | NPg Yorkshire | Ferrybridge A | 0 | 0 | 0 | 0 | 0 | 0 | 0 | 0 | 0 | 0 | 0 | 0 | 0 | 0 | 0 | 0 | 0 | 0 | 0 | 0 | 0 | 0 | 0 | 0 | 0 | 0 | 0 | 0 | 0
Hydrogen Evolution | Gen_BB008 | MW | NPg Yorkshire | Ferrybridge B (_M) | 0 | 0 | 0 | 0 | 0 | 0 | 0 | 0 | 0 | 0 | 0 | 0 | 0 | 0 | 0 | 0 | 0 | 0 | 0 | 0 | 0 | 0 | 0 | 0 | 0 | 0 | 0 | 0 | 0
Hydrogen Evolution | Gen_BB008 | MW | NPg Yorkshire | Grimsby West | 0 | 0 | 0 | 0 | 0 | 0 | 0 | 0 | 0 | 0 | 0 | 0 | 0 | 0 | 0 | 0 | 0 | 0 | 0 | 0 | 0 | 0 | 0 | 0 | 0 | 0 | 0 | 0 | 0
Hydrogen Evolution | Gen_BB008 | MW | NPg Yorkshire | Keadby | 0 | 175.261 | 175.261 | 175.261 | 169.384 | 169.384 | 169.384 | 163.508 | 163.508 | 163.508 | 157.631 | 157.631 | 145.878 | 145.878 | 0 | 0 | 0 | 0 | 0 | 0 | 0 | 0 | 0 | 0 | 0 | 0 | 0 | 0 | 0
Hydrogen Evolution | Gen_BB008 | MW | NPg Yorkshire | Kirkstall B | 0 | 0 | 0 | 0 | 0 | 0 | 0 | 0 | 0 | 0 | 0 | 0 | 0 | 0 | 0 | 0 | 0 | 0 | 0 | 0 | 0 | 0 | 0 | 0 | 0 | 0 | 0 | 0 | 0
Hydrogen Evolution | Gen_BB008 | MW | NPg Yorkshire | Neepsend | 0 | 0 | 0 | 0 | 0 | 0 | 0 | 0 | 0 | 0 | 0 | 0 | 0 | 0 | 0 | 0 | 0 | 0 | 0 | 0 | 0 | 0 | 0 | 0 | 0 | 0 | 0 | 0 | 0
Hydrogen Evolution | Gen_BB008 | MW | NPg Yorkshire | Saltend North | 0 | 0 | 0 | 0 | 0 | 0 | 0 | 0 | 0 | 0 | 0 | 0 | 0 | 0 | 0 | 0 | 0 | 0 | 0 | 0 | 0 | 0 | 0 | 0 | 0 | 0 | 0 | 0 | 0
Hydrogen Evolution | Gen_BB008 | MW | NPg Yorkshire | Sheffield City | 0 | 0 | 0 | 0 | 0 | 0 | 0 | 0 | 0 | 0 | 0 | 0 | 0 | 0 | 0 | 0 | 0 | 0 | 0 | 0 | 0 | 0 | 0 | 0 | 0 | 0 | 0 | 0 | 0
Hydrogen Evolution | Gen_BB008 | MW | NPg Yorkshire | Skelton Grange | 0 | 0 | 0 | 0 | 0 | 0 | 0 | 0 | 0 | 0 | 0 | 0 | 0 | 0 | 0 | 0 | 0 | 0 | 0 | 0 | 0 | 0 | 0 | 0 | 0 | 0 | 0 | 0 | 0
Hydrogen Evolution | Gen_BB008 | MW | NPg Yorkshire | Templeborough | 0 | 0 | 0 | 0 | 0 | 0 | 0 | 0 | 0 | 0 | 0 | 0 | 0 | 0 | 0 | 0 | 0 | 0 | 0 | 0 | 0 | 0 | 0 | 0 | 0 | 0 | 0 | 0 | 0
Hydrogen Evolution | Gen_BB008 | MW | NPg Yorkshire | Thurcroft | 0 | 0 | 0 | 0 | 0 | 0 | 0 | 0 | 0 | 0 | 0 | 0 | 0 | 0 | 0 | 0 | 0 | 0 | 0 | 0 | 0 | 0 | 0 | 0 | 0 | 0 | 0 | 0 | 0
Hydrogen Evolution | Gen_BB008 | MW | NPg Yorkshire | West Melton | 0 | 0 | 0 | 0 | 0 | 0 | 0 | 0 | 0 | 0 | 0 | 0 | 0 | 0 | 0 | 0 | 0 | 0 | 0 | 0 | 0 | 0 | 0 | 0 | 0 | 0 | 0 | 0 | 0
Hydrogen Evolution | Gen_BB008 | MW | NPg Yorkshire | Wincobank | 0 | 0 | 0 | 0 | 0 | 0 | 0 | 0 | 0 | 0 | 0 | 0 | 0 | 0 | 0 | 0 | 0 | 0 | 0 | 0 | 0 | 0 | 0 | 0 | 0 | 0 | 0 | 0 | 0
Hydrogen Evolution | Gen_BB008 | MW | SPEN | Bainsford | 0 | 24.323 | 24.323 | 24.323 | 23.507 | 23.507 | 23.507 | 22.692 | 22.692 | 22.692 | 21.876 | 21.876 | 20.245 | 20.245 | 0 | 0 | 0 | 0 | 0 | 0 | 0 | 0 | 0 | 0 | 0 | 0 | 0 | 0 | 0
Hydrogen Evolution | Gen_BB008 | MW | SPEN | Bathgate | 0 | 0 | 0 | 0 | 0 | 0 | 0 | 0 | 0 | 0 | 0 | 0 | 0 | 0 | 0 | 0 | 0 | 0 | 0 | 0 | 0 | 0 | 0 | 0 | 0 | 0 | 0 | 0 | 0
Hydrogen Evolution | Gen_BB008 | MW | SPEN | Berwick | 0 | 0 | 0 | 0 | 0 | 0 | 0 | 0 | 0 | 0 | 0 | 0 | 0 | 0 | 0 | 0 | 0 | 0 | 0 | 0 | 0 | 0 | 0 | 0 | 0 | 0 | 0 | 0 | 0
Hydrogen Evolution | Gen_BB008 | MW | SPEN | Bonnybridge | 0 | 18.265 | 18.265 | 18.265 | 17.652 | 17.652 | 17.652 | 17.04 | 17.04 | 17.04 | 16.428 | 16.428 | 15.203 | 15.203 | 0 | 0 | 0 | 0 | 0 | 0 | 0 | 0 | 0 | 0 | 0 | 0 | 0 | 0 | 0
Hydrogen Evolution | Gen_BB008 | MW | SPEN | Chapelcross | 0 | 0 | 0 | 0 | 0 | 0 | 0 | 0 | 0 | 0 | 0 | 0 | 0 | 0 | 0 | 0 | 0 | 0 | 0 | 0 | 0 | 0 | 0 | 0 | 0 | 0 | 0 | 0 | 0
Hydrogen Evolution | Gen_BB008 | MW | SPEN | Clyde’s Mill | 0 | 0 | 0 | 0 | 0 | 0 | 0 | 0 | 0 | 0 | 0 | 0 | 0 | 0 | 0 | 0 | 0 | 0 | 0 | 0 | 0 | 0 | 0 | 0 | 0 | 0 | 0 | 0 | 0 | GSP also referred to as Westburn Road
Hydrogen Evolution | Gen_BB008 | MW | SPEN | Cockenzie | 0 | 0 | 0 | 0 | 0 | 0 | 0 | 0 | 0 | 0 | 0 | 0 | 0 | 0 | 0 | 0 | 0 | 0 | 0 | 0 | 0 | 0 | 0 | 0 | 0 | 0 | 0 | 0 | 0
Hydrogen Evolution | Gen_BB008 | MW | SPEN | Coylton | 0 | 0 | 0 | 0 | 0 | 0 | 0 | 0 | 0 | 0 | 0 | 0 | 0 | 0 | 0 | 0 | 0 | 0 | 0 | 0 | 0 | 0 | 0 | 0 | 0 | 0 | 0 | 0 | 0
Hydrogen Evolution | Gen_BB008 | MW | SPEN | Crookston B | 0 | 0 | 0 | 0 | 0 | 0 | 0 | 0 | 0 | 0 | 0 | 0 | 0 | 0 | 0 | 0 | 0 | 0 | 0 | 0 | 0 | 0 | 0 | 0 | 0 | 0 | 0 | 0 | 0
Hydrogen Evolution | Gen_BB008 | MW | SPEN | Cumbernauld | 0 | 0 | 0 | 0 | 0 | 0 | 0 | 0 | 0 | 0 | 0 | 0 | 0 | 0 | 0 | 0 | 0 | 0 | 0 | 0 | 0 | 0 | 0 | 0 | 0 | 0 | 0 | 0 | 0
Hydrogen Evolution | Gen_BB008 | MW | SPEN | Cupar | 0 | 0 | 0 | 0 | 0 | 0 | 0 | 0 | 0 | 0 | 0 | 0 | 0 | 0 | 0 | 0 | 0 | 0 | 0 | 0 | 0 | 0 | 0 | 0 | 0 | 0 | 0 | 0 | 0
Hydrogen Evolution | Gen_BB008 | MW | SPEN | Dalmarnock | 0 | 0 | 0 | 0 | 0 | 0 | 0 | 0 | 0 | 0 | 0 | 0 | 0 | 0 | 0 | 0 | 0 | 0 | 0 | 0 | 0 | 0 | 0 | 0 | 0 | 0 | 0 | 0 | 0
Hydrogen Evolution | Gen_BB008 | MW | SPEN | Devol Moor | 0 | 19.183 | 19.183 | 19.183 | 18.54 | 18.54 | 18.54 | 17.896 | 17.896 | 17.896 | 17.253 | 17.253 | 15.967 | 15.967 | 0 | 0 | 0 | 0 | 0 | 0 | 0 | 0 | 0 | 0 | 0 | 0 | 0 | 0 | 0
Hydrogen Evolution | Gen_BB008 | MW | SPEN | Devonside | 0 | 0 | 0 | 0 | 0 | 0 | 0 | 0 | 0 | 0 | 0 | 0 | 0 | 0 | 0 | 0 | 0 | 0 | 0 | 0 | 0 | 0 | 0 | 0 | 0 | 0 | 0 | 0 | 0
Hydrogen Evolution | Gen_BB008 | MW | SPEN | Dumfries 33 | 0 | 0 | 0 | 0 | 0 | 0 | 0 | 0 | 0 | 0 | 0 | 0 | 0 | 0 | 0 | 0 | 0 | 0 | 0 | 0 | 0 | 0 | 0 | 0 | 0 | 0 | 0 | 0 | 0
Hydrogen Evolution | Gen_BB008 | MW | SPEN | Dunbar | 0 | 0 | 0 | 0 | 0 | 0 | 0 | 0 | 0 | 0 | 0 | 0 | 0 | 0 | 0 | 0 | 0 | 0 | 0 | 0 | 0 | 0 | 0 | 0 | 0 | 0 | 0 | 0 | 0
Hydrogen Evolution | Gen_BB008 | MW | SPEN | Dunfermline | 0 | 0 | 0 | 0 | 0 | 0 | 0 | 0 | 0 | 0 | 0 | 0 | 0 | 0 | 0 | 0 | 0 | 0 | 0 | 0 | 0 | 0 | 0 | 0 | 0 | 0 | 0 | 0 | 0
Hydrogen Evolution | Gen_BB008 | MW | SPEN | Earlstoun | 0 | 0 | 0 | 0 | 0 | 0 | 0 | 0 | 0 | 0 | 0 | 0 | 0 | 0 | 0 | 0 | 0 | 0 | 0 | 0 | 0 | 0 | 0 | 0 | 0 | 0 | 0 | 0 | 0
Hydrogen Evolution | Gen_BB008 | MW | SPEN | East Kilbride South | 0 | 0 | 0 | 0 | 0 | 0 | 0 | 0 | 0 | 0 | 0 | 0 | 0 | 0 | 0 | 0 | 0 | 0 | 0 | 0 | 0 | 0 | 0 | 0 | 0 | 0 | 0 | 0 | 0
Hydrogen Evolution | Gen_BB008 | MW | SPEN | Eccles | 0 | 0 | 0 | 0 | 0 | 0 | 0 | 0 | 0 | 0 | 0 | 0 | 0 | 0 | 0 | 0 | 0 | 0 | 0 | 0 | 0 | 0 | 0 | 0 | 0 | 0 | 0 | 0 | 0
Hydrogen Evolution | Gen_BB008 | MW | SPEN | Galashiels | 0 | 0 | 0 | 0 | 0 | 0 | 0 | 0 | 0 | 0 | 0 | 0 | 0 | 0 | 0 | 0 | 0 | 0 | 0 | 0 | 0 | 0 | 0 | 0 | 0 | 0 | 0 | 0 | 0
Hydrogen Evolution | Gen_BB008 | MW | SPEN | Giffnock | 0 | 0 | 0 | 0 | 0 | 0 | 0 | 0 | 0 | 0 | 0 | 0 | 0 | 0 | 0 | 0 | 0 | 0 | 0 | 0 | 0 | 0 | 0 | 0 | 0 | 0 | 0 | 0 | 0
Hydrogen Evolution | Gen_BB008 | MW | SPEN | Glenlee | 0 | 0 | 0 | 0 | 0 | 0 | 0 | 0 | 0 | 0 | 0 | 0 | 0 | 0 | 0 | 0 | 0 | 0 | 0 | 0 | 0 | 0 | 0 | 0 | 0 | 0 | 0 | 0 | 0
Hydrogen Evolution | Gen_BB008 | MW | SPEN | Glenluce | 0 | 0 | 0 | 0 | 0 | 0 | 0 | 0 | 0 | 0 | 0 | 0 | 0 | 0 | 0 | 0 | 0 | 0 | 0 | 0 | 0 | 0 | 0 | 0 | 0 | 0 | 0 | 0 | 0
Hydrogen Evolution | Gen_BB008 | MW | SPEN | Glenniston | 0 | 0 | 0 | 0 | 0 | 0 | 0 | 0 | 0 | 0 | 0 | 0 | 0 | 0 | 0 | 0 | 0 | 0 | 0 | 0 | 0 | 0 | 0 | 0 | 0 | 0 | 0 | 0 | 0
Hydrogen Evolution | Gen_BB008 | MW | SPEN | Glenrothes | 0 | 0 | 0 | 0 | 0 | 0 | 0 | 0 | 0 | 0 | 0 | 0 | 0 | 0 | 0 | 0 | 0 | 0 | 0 | 0 | 0 | 0 | 0 | 0 | 0 | 0 | 0 | 0 | 0
Hydrogen Evolution | Gen_BB008 | MW | SPEN | Grangemouth A | 0 | 0 | 0 | 0 | 0 | 0 | 0 | 0 | 0 | 0 | 0 | 0 | 0 | 0 | 0 | 0 | 0 | 0 | 0 | 0 | 0 | 0 | 0 | 0 | 0 | 0 | 0 | 0 | 0
Hydrogen Evolution | Gen_BB008 | MW | SPEN | Hawick | 0 | 0 | 0 | 0 | 0 | 0 | 0 | 0 | 0 | 0 | 0 | 0 | 0 | 0 | 0 | 0 | 0 | 0 | 0 | 0 | 0 | 0 | 0 | 0 | 0 | 0 | 0 | 0 | 0
Hydrogen Evolution | Gen_BB008 | MW | SPEN | Hunterston Farm | 0 | 0 | 0 | 0 | 0 | 0 | 0 | 0 | 0 | 0 | 0 | 0 | 0 | 0 | 0 | 0 | 0 | 0 | 0 | 0 | 0 | 0 | 0 | 0 | 0 | 0 | 0 | 0 | 0
Hydrogen Evolution | Gen_BB008 | MW | SPEN | Inverkeithing | 0 | 0 | 0 | 0 | 0 | 0 | 0 | 0 | 0 | 0 | 0 | 0 | 0 | 0 | 0 | 0 | 0 | 0 | 0 | 0 | 0 | 0 | 0 | 0 | 0 | 0 | 0 | 0 | 0
Hydrogen Evolution | Gen_BB008 | MW | SPEN | Johnstone | 0 | 0 | 0 | 0 | 0 | 0 | 0 | 0 | 0 | 0 | 0 | 0 | 0 | 0 | 0 | 0 | 0 | 0 | 0 | 0 | 0 | 0 | 0 | 0 | 0 | 0 | 0 | 0 | 0
Hydrogen Evolution | Gen_BB008 | MW | SPEN | Kaimes | 0 | 0 | 0 | 0 | 0 | 0 | 0 | 0 | 0 | 0 | 0 | 0 | 0 | 0 | 0 | 0 | 0 | 0 | 0 | 0 | 0 | 0 | 0 | 0 | 0 | 0 | 0 | 0 | 0
Hydrogen Evolution | Gen_BB008 | MW | SPEN | Kendoon | 0 | 0 | 0 | 0 | 0 | 0 | 0 | 0 | 0 | 0 | 0 | 0 | 0 | 0 | 0 | 0 | 0 | 0 | 0 | 0 | 0 | 0 | 0 | 0 | 0 | 0 | 0 | 0 | 0
Hydrogen Evolution | Gen_BB008 | MW | SPEN | Killermont | 0 | 0 | 0 | 0 | 0 | 0 | 0 | 0 | 0 | 0 | 0 | 0 | 0 | 0 | 0 | 0 | 0 | 0 | 0 | 0 | 0 | 0 | 0 | 0 | 0 | 0 | 0 | 0 | 0
Hydrogen Evolution | Gen_BB008 | MW | SPEN | Kilwinning | 0 | 0 | 0 | 0 | 0 | 0 | 0 | 0 | 0 | 0 | 0 | 0 | 0 | 0 | 0 | 0 | 0 | 0 | 0 | 0 | 0 | 0 | 0 | 0 | 0 | 0 | 0 | 0 | 0
Hydrogen Evolution | Gen_BB008 | MW | SPEN | Leven | 0 | 18.265 | 18.265 | 18.265 | 17.652 | 17.652 | 17.652 | 17.04 | 17.04 | 17.04 | 16.428 | 16.428 | 15.203 | 15.203 | 0 | 0 | 0 | 0 | 0 | 0 | 0 | 0 | 0 | 0 | 0 | 0 | 0 | 0 | 0
Hydrogen Evolution | Gen_BB008 | MW | SPEN | Livingston East | 0 | 0 | 0 | 0 | 0 | 0 | 0 | 0 | 0 | 0 | 0 | 0 | 0 | 0 | 0 | 0 | 0 | 0 | 0 | 0 | 0 | 0 | 0 | 0 | 0 | 0 | 0 | 0 | 0
Hydrogen Evolution | Gen_BB008 | MW | SPEN | Maybole | 0 | 0 | 0 | 0 | 0 | 0 | 0 | 0 | 0 | 0 | 0 | 0 | 0 | 0 | 0 | 0 | 0 | 0 | 0 | 0 | 0 | 0 | 0 | 0 | 0 | 0 | 0 | 0 | 0
Hydrogen Evolution | Gen_BB008 | MW | SPEN | Newarthill | 0 | 0 | 0 | 0 | 0 | 0 | 0 | 0 | 0 | 0 | 0 | 0 | 0 | 0 | 0 | 0 | 0 | 0 | 0 | 0 | 0 | 0 | 0 | 0 | 0 | 0 | 0 | 0 | 0
Hydrogen Evolution | Gen_BB008 | MW | SPEN | Paisley | 0 | 3.671 | 3.671 | 3.671 | 3.548 | 3.548 | 3.548 | 3.425 | 3.425 | 3.425 | 3.302 | 3.302 | 3.056 | 3.056 | 0 | 0 | 0 | 0 | 0 | 0 | 0 | 0 | 0 | 0 | 0 | 0 | 0 | 0 | 0
Hydrogen Evolution | Gen_BB008 | MW | SPEN | Portobello | 0 | 0 | 0 | 0 | 0 | 0 | 0 | 0 | 0 | 0 | 0 | 0 | 0 | 0 | 0 | 0 | 0 | 0 | 0 | 0 | 0 | 0 | 0 | 0 | 0 | 0 | 0 | 0 | 0
Hydrogen Evolution | Gen_BB008 | MW | SPEN | Ravenscraig | 0 | 0 | 0 | 0 | 0 | 0 | 0 | 0 | 0 | 0 | 0 | 0 | 0 | 0 | 0 | 0 | 0 | 0 | 0 | 0 | 0 | 0 | 0 | 0 | 0 | 0 | 0 | 0 | 0
Hydrogen Evolution | Gen_BB008 | MW | SPEN | Redhouse | 0 | 0 | 0 | 0 | 0 | 0 | 0 | 0 | 0 | 0 | 0 | 0 | 0 | 0 | 0 | 0 | 0 | 0 | 0 | 0 | 0 | 0 | 0 | 0 | 0 | 0 | 0 | 0 | 0
Hydrogen Evolution | Gen_BB008 | MW | SPEN | Saltcoats A | 0 | 0 | 0 | 0 | 0 | 0 | 0 | 0 | 0 | 0 | 0 | 0 | 0 | 0 | 0 | 0 | 0 | 0 | 0 | 0 | 0 | 0 | 0 | 0 | 0 | 0 | 0 | 0 | 0
Hydrogen Evolution | Gen_BB008 | MW | SPEN | Saltcoats B | 0 | 0 | 0 | 0 | 0 | 0 | 0 | 0 | 0 | 0 | 0 | 0 | 0 | 0 | 0 | 0 | 0 | 0 | 0 | 0 | 0 | 0 | 0 | 0 | 0 | 0 | 0 | 0 | 0
Hydrogen Evolution | Gen_BB008 | MW | SPEN | Sighthill | 0 | 0 | 0 | 0 | 0 | 0 | 0 | 0 | 0 | 0 | 0 | 0 | 0 | 0 | 0 | 0 | 0 | 0 | 0 | 0 | 0 | 0 | 0 | 0 | 0 | 0 | 0 | 0 | 0
Hydrogen Evolution | Gen_BB008 | MW | SPEN | Stirling | 0 | 1.377 | 1.377 | 1.377 | 1.331 | 1.331 | 1.331 | 1.284 | 1.284 | 1.284 | 1.238 | 1.238 | 1.146 | 1.146 | 0 | 0 | 0 | 0 | 0 | 0 | 0 | 0 | 0 | 0 | 0 | 0 | 0 | 0 | 0
Hydrogen Evolution | Gen_BB008 | MW | SPEN | Strathaven | 0 | 0 | 0 | 0 | 0 | 0 | 0 | 0 | 0 | 0 | 0 | 0 | 0 | 0 | 0 | 0 | 0 | 0 | 0 | 0 | 0 | 0 | 0 | 0 | 0 | 0 | 0 | 0 | 0
Hydrogen Evolution | Gen_BB008 | MW | SPEN | Strathleven | 0 | 0 | 0 | 0 | 0 | 0 | 0 | 0 | 0 | 0 | 0 | 0 | 0 | 0 | 0 | 0 | 0 | 0 | 0 | 0 | 0 | 0 | 0 | 0 | 0 | 0 | 0 | 0 | 0
Hydrogen Evolution | Gen_BB008 | MW | SPEN | Telford Road | 0 | 1.449 | 1.449 | 1.449 | 1.401 | 1.401 | 1.401 | 1.352 | 1.352 | 1.352 | 1.303 | 1.303 | 1.206 | 1.206 | 0 | 0 | 0 | 0 | 0 | 0 | 0 | 0 | 0 | 0 | 0 | 0 | 0 | 0 | 0
Hydrogen Evolution | Gen_BB008 | MW | SPEN | Tongland | 0 | 0 | 0 | 0 | 0 | 0 | 0 | 0 | 0 | 0 | 0 | 0 | 0 | 0 | 0 | 0 | 0 | 0 | 0 | 0 | 0 | 0 | 0 | 0 | 0 | 0 | 0 | 0 | 0
Hydrogen Evolution | Gen_BB008 | MW | SPEN | Westfield | 0 | 0 | 0 | 0 | 0 | 0 | 0 | 0 | 0 | 0 | 0 | 0 | 0 | 0 | 0 | 0 | 0 | 0 | 0 | 0 | 0 | 0 | 0 | 0 | 0 | 0 | 0 | 0 | 0
Hydrogen Evolution | Gen_BB008 | MW | SPEN | Wishaw | 0 | 18.357 | 18.357 | 18.357 | 17.741 | 17.741 | 17.741 | 17.126 | 17.126 | 17.126 | 16.51 | 16.51 | 15.279 | 15.279 | 0 | 0 | 0 | 0 | 0 | 0 | 0 | 0 | 0 | 0 | 0 | 0 | 0 | 0 | 0
Hydrogen Evolution | Gen_BB008 | MW | SPEN Manweb | Birkenhead | 0 | 33.813 | 33.813 | 33.813 | 32.679 | 32.679 | 32.679 | 31.546 | 31.546 | 31.546 | 30.412 | 30.412 | 28.144 | 28.144 | 0 | 0 | 0 | 0 | 0 | 0 | 0 | 0 | 0 | 0 | 0 | 0 | 0 | 0 | 0
Hydrogen Evolution | Gen_BB008 | MW | SPEN Manweb | Capenhurst | 0 | 268.978 | 268.978 | 268.978 | 262.977 | 262.977 | 262.977 | 256.976 | 256.976 | 256.976 | 250.974 | 250.974 | 238.972 | 238.972 | 90 | 90 | 0 | 0 | 0 | 0 | 0 | 0 | 0 | 0 | 0 | 0 | 0 | 0 | 0
Hydrogen Evolution | Gen_BB008 | MW | SPEN Manweb | Carrington | 0 | 0 | 0 | 0 | 0 | 0 | 0 | 0 | 0 | 0 | 0 | 0 | 0 | 0 | 0 | 0 | 0 | 0 | 0 | 0 | 0 | 0 | 0 | 0 | 0 | 0 | 0 | 0 | 0
Hydrogen Evolution | Gen_BB008 | MW | SPEN Manweb | Connah's Quay | 0 | 15.144 | 15.144 | 15.144 | 14.636 | 14.636 | 14.636 | 14.129 | 14.129 | 14.129 | 13.621 | 13.621 | 12.605 | 12.605 | 0 | 0 | 0 | 0 | 0 | 0 | 0 | 0 | 0 | 0 | 0 | 0 | 0 | 0 | 0
Hydrogen Evolution | Gen_BB008 | MW | SPEN Manweb | Fiddlers Ferry | 0 | 178.977 | 178.977 | 178.977 | 172.976 | 172.976 | 172.976 | 166.975 | 166.975 | 166.975 | 160.973 | 160.973 | 148.971 | 148.971 | 0 | 0 | 0 | 0 | 0 | 0 | 0 | 0 | 0 | 0 | 0 | 0 | 0 | 0 | 0
Hydrogen Evolution | Gen_BB008 | MW | SPEN Manweb | Frodsham | 0 | 162.998 | 162.998 | 162.998 | 157.533 | 157.533 | 157.533 | 152.068 | 152.068 | 152.068 | 146.602 | 146.602 | 135.671 | 135.671 | 0 | 0 | 0 | 0 | 0 | 0 | 0 | 0 | 0 | 0 | 0 | 0 | 0 | 0 | 0
Hydrogen Evolution | Gen_BB008 | MW | SPEN Manweb | Legacy | 0 | 15.603 | 15.603 | 15.603 | 15.08 | 15.08 | 15.08 | 14.557 | 14.557 | 14.557 | 14.034 | 14.034 | 12.987 | 12.987 | 0 | 0 | 0 | 0 | 0 | 0 | 0 | 0 | 0 | 0 | 0 | 0 | 0 | 0 | 0
Hydrogen Evolution | Gen_BB008 | MW | SPEN Manweb | Lister Drive | 0 | 17.439 | 17.439 | 17.439 | 16.854 | 16.854 | 16.854 | 16.269 | 16.269 | 16.269 | 15.685 | 15.685 | 14.515 | 14.515 | 0 | 0 | 0 | 0 | 0 | 0 | 0 | 0 | 0 | 0 | 0 | 0 | 0 | 0 | 0
Hydrogen Evolution | Gen_BB008 | MW | SPEN Manweb | Pentir | 0 | 0 | 0 | 0 | 0 | 0 | 0 | 0 | 0 | 0 | 0 | 0 | 0 | 0 | 0 | 0 | 0 | 0 | 0 | 0 | 0 | 0 | 0 | 0 | 0 | 0 | 0 | 0 | 0
Hydrogen Evolution | Gen_BB008 | MW | SPEN Manweb | Rainhill | 0 | 16.521 | 16.521 | 16.521 | 15.967 | 15.967 | 15.967 | 15.413 | 15.413 | 15.413 | 14.859 | 14.859 | 13.751 | 13.751 | 0 | 0 | 0 | 0 | 0 | 0 | 0 | 0 | 0 | 0 | 0 | 0 | 0 | 0 | 0
Hydrogen Evolution | Gen_BB008 | MW | SPEN Manweb | Trawsfynydd | 0 | 0 | 0 | 0 | 0 | 0 | 0 | 0 | 0 | 0 | 0 | 0 | 0 | 0 | 0 | 0 | 0 | 0 | 0 | 0 | 0 | 0 | 0 | 0 | 0 | 0 | 0 | 0 | 0
Hydrogen Evolution | Gen_BB008 | MW | SPEN Manweb | Wylfa | 0 | 0 | 0 | 0 | 0 | 0 | 0 | 0 | 0 | 0 | 0 | 0 | 0 | 0 | 0 | 0 | 0 | 0 | 0 | 0 | 0 | 0 | 0 | 0 | 0 | 0 | 0 | 0 | 0
Hydrogen Evolution | Gen_BB008 | MW | SPTL | Direct(SPTL) | 0 | 0 | 0 | 0 | 0 | 0 | 0 | 0 | 0 | 0 | 0 | 0 | 0 | 0 | 0 | 0 | 0 | 0 | 0 | 0 | 0 | 0 | 0 | 0 | 0 | 0 | 0 | 0 | 0
Hydrogen Evolution | Gen_BB008 | MW | SSEN (SHEPD) | Abernethy | 0 | 0 | 0 | 0 | 0 | 0 | 0 | 0 | 0 | 0 | 0 | 0 | 0 | 0 | 0 | 0 | 0 | 0 | 0 | 0 | 0 | 0 | 0 | 0 | 0 | 0 | 0 | 0 | 0
Hydrogen Evolution | Gen_BB008 | MW | SSEN (SHEPD) | Alness | 0 | 0 | 0 | 0 | 0 | 0 | 0 | 0 | 0 | 0 | 0 | 0 | 0 | 0 | 0 | 0 | 0 | 0 | 0 | 0 | 0 | 0 | 0 | 0 | 0 | 0 | 0 | 0 | 0
Hydrogen Evolution | Gen_BB008 | MW | SSEN (SHEPD) | Arbroath | 0 | 0 | 0 | 0 | 0 | 0 | 0 | 0 | 0 | 0 | 0 | 0 | 0 | 0 | 0 | 0 | 0 | 0 | 0 | 0 | 0 | 0 | 0 | 0 | 0 | 0 | 0 | 0 | 0
Hydrogen Evolution | Gen_BB008 | MW | SSEN (SHEPD) | Ardmore | 0 | 0 | 0 | 0 | 0 | 0 | 0 | 0 | 0 | 0 | 0 | 0 | 0 | 0 | 0 | 0 | 0 | 0 | 0 | 0 | 0 | 0 | 0 | 0 | 0 | 0 | 0 | 0 | 0
Hydrogen Evolution | Gen_BB008 | MW | SSEN (SHEPD) | Beauly | 0 | 0 | 0 | 0 | 0 | 0 | 0 | 0 | 0 | 0 | 0 | 0 | 0 | 0 | 0 | 0 | 0 | 0 | 0 | 0 | 0 | 0 | 0 | 0 | 0 | 0 | 0 | 0 | 0
Hydrogen Evolution | Gen_BB008 | MW | SSEN (SHEPD) | Boat of Garten | 0 | 0 | 0 | 0 | 0 | 0 | 0 | 0 | 0 | 0 | 0 | 0 | 0 | 0 | 0 | 0 | 0 | 0 | 0 | 0 | 0 | 0 | 0 | 0 | 0 | 0 | 0 | 0 | 0
Hydrogen Evolution | Gen_BB008 | MW | SSEN (SHEPD) | Bridge of Dun | 0 | 0 | 0 | 0 | 0 | 0 | 0 | 0 | 0 | 0 | 0 | 0 | 0 | 0 | 0 | 0 | 0 | 0 | 0 | 0 | 0 | 0 | 0 | 0 | 0 | 0 | 0 | 0 | 0
Hydrogen Evolution | Gen_BB008 | MW | SSEN (SHEPD) | Burghmuir | 0 | 0 | 0 | 0 | 0 | 0 | 0 | 0 | 0 | 0 | 0 | 0 | 0 | 0 | 0 | 0 | 0 | 0 | 0 | 0 | 0 | 0 | 0 | 0 | 0 | 0 | 0 | 0 | 0
Hydrogen Evolution | Gen_BB008 | MW | SSEN (SHEPD) | Carradale | 0 | 0 | 0 | 0 | 0 | 0 | 0 | 0 | 0 | 0 | 0 | 0 | 0 | 0 | 0 | 0 | 0 | 0 | 0 | 0 | 0 | 0 | 0 | 0 | 0 | 0 | 0 | 0 | 0
Hydrogen Evolution | Gen_BB008 | MW | SSEN (SHEPD) | Ceannacroc | 0 | 0 | 0 | 0 | 0 | 0 | 0 | 0 | 0 | 0 | 0 | 0 | 0 | 0 | 0 | 0 | 0 | 0 | 0 | 0 | 0 | 0 | 0 | 0 | 0 | 0 | 0 | 0 | 0
Hydrogen Evolution | Gen_BB008 | MW | SSEN (SHEPD) | Coupar Angus | 0 | 0 | 0 | 0 | 0 | 0 | 0 | 0 | 0 | 0 | 0 | 0 | 0 | 0 | 0 | 0 | 0 | 0 | 0 | 0 | 0 | 0 | 0 | 0 | 0 | 0 | 0 | 0 | 0
Hydrogen Evolution | Gen_BB008 | MW | SSEN (SHEPD) | Dunvegan | 0 | 0 | 0 | 0 | 0 | 0 | 0 | 0 | 0 | 0 | 0 | 0 | 0 | 0 | 0 | 0 | 0 | 0 | 0 | 0 | 0 | 0 | 0 | 0 | 0 | 0 | 0 | 0 | 0
Hydrogen Evolution | Gen_BB008 | MW | SSEN (SHEPD) | Dyce | 0 | 0 | 0 | 0 | 0 | 0 | 0 | 0 | 0 | 0 | 0 | 0 | 0 | 0 | 0 | 0 | 0 | 0 | 0 | 0 | 0 | 0 | 0 | 0 | 0 | 0 | 0 | 0 | 0
Hydrogen Evolution | Gen_BB008 | MW | SSEN (SHEPD) | Fiddes | 0 | 0 | 0 | 0 | 0 | 0 | 0 | 0 | 0 | 0 | 0 | 0 | 0 | 0 | 0 | 0 | 0 | 0 | 0 | 0 | 0 | 0 | 0 | 0 | 0 | 0 | 0 | 0 | 0
Hydrogen Evolution | Gen_BB008 | MW | SSEN (SHEPD) | Finstown | 0 | 10 | 10 | 10 | 10 | 10 | 10 | 10 | 10 | 10 | 10 | 10 | 10 | 10 | 0 | 0 | 0 | 0 | 0 | 0 | 0 | 0 | 0 | 0 | 0 | 0 | 0 | 0 | 0
Hydrogen Evolution | Gen_BB008 | MW | SSEN (SHEPD) | Fort William | 0 | 0 | 0 | 0 | 0 | 0 | 0 | 0 | 0 | 0 | 0 | 0 | 0 | 0 | 0 | 0 | 0 | 0 | 0 | 0 | 0 | 0 | 0 | 0 | 0 | 0 | 0 | 0 | 0
Hydrogen Evolution | Gen_BB008 | MW | SSEN (SHEPD) | Fraserburgh | 0 | 0 | 0 | 0 | 0 | 0 | 0 | 0 | 0 | 0 | 0 | 0 | 0 | 0 | 0 | 0 | 0 | 0 | 0 | 0 | 0 | 0 | 0 | 0 | 0 | 0 | 0 | 0 | 0
Hydrogen Evolution | Gen_BB008 | MW | SSEN (SHEPD) | Grudie Bridge | 0 | 0 | 0 | 0 | 0 | 0 | 0 | 0 | 0 | 0 | 0 | 0 | 0 | 0 | 0 | 0 | 0 | 0 | 0 | 0 | 0 | 0 | 0 | 0 | 0 | 0 | 0 | 0 | 0
Hydrogen Evolution | Gen_BB008 | MW | SSEN (SHEPD) | Inverness | 0 | 0 | 0 | 0 | 0 | 0 | 0 | 0 | 0 | 0 | 0 | 0 | 0 | 0 | 0 | 0 | 0 | 0 | 0 | 0 | 0 | 0 | 0 | 0 | 0 | 0 | 0 | 0 | 0
Hydrogen Evolution | Gen_BB008 | MW | SSEN (SHEPD) | Keith | 0 | 0 | 0 | 0 | 0 | 0 | 0 | 0 | 0 | 0 | 0 | 0 | 0 | 0 | 0 | 0 | 0 | 0 | 0 | 0 | 0 | 0 | 0 | 0 | 0 | 0 | 0 | 0 | 0
Hydrogen Evolution | Gen_BB008 | MW | SSEN (SHEPD) | Killin | 0 | 0 | 0 | 0 | 0 | 0 | 0 | 0 | 0 | 0 | 0 | 0 | 0 | 0 | 0 | 0 | 0 | 0 | 0 | 0 | 0 | 0 | 0 | 0 | 0 | 0 | 0 | 0 | 0
Hydrogen Evolution | Gen_BB008 | MW | SSEN (SHEPD) | Kinlochleven | 0 | 0 | 0 | 0 | 0 | 0 | 0 | 0 | 0 | 0 | 0 | 0 | 0 | 0 | 0 | 0 | 0 | 0 | 0 | 0 | 0 | 0 | 0 | 0 | 0 | 0 | 0 | 0 | 0
Hydrogen Evolution | Gen_BB008 | MW | SSEN (SHEPD) | Kintore | 0 | 0 | 0 | 0 | 0 | 0 | 0 | 0 | 0 | 0 | 0 | 0 | 0 | 0 | 0 | 0 | 0 | 0 | 0 | 0 | 0 | 0 | 0 | 0 | 0 | 0 | 0 | 0 | 0
Hydrogen Evolution | Gen_BB008 | MW | SSEN (SHEPD) | Lairg | 0 | 0 | 0 | 0 | 0 | 0 | 0 | 0 | 0 | 0 | 0 | 0 | 0 | 0 | 0 | 0 | 0 | 0 | 0 | 0 | 0 | 0 | 0 | 0 | 0 | 0 | 0 | 0 | 0
Hydrogen Evolution | Gen_BB008 | MW | SSEN (SHEPD) | Lunanhead | 0 | 0 | 0 | 0 | 0 | 0 | 0 | 0 | 0 | 0 | 0 | 0 | 0 | 0 | 0 | 0 | 0 | 0 | 0 | 0 | 0 | 0 | 0 | 0 | 0 | 0 | 0 | 0 | 0
Hydrogen Evolution | Gen_BB008 | MW | SSEN (SHEPD) | Macduff | 0 | 0 | 0 | 0 | 0 | 0 | 0 | 0 | 0 | 0 | 0 | 0 | 0 | 0 | 0 | 0 | 0 | 0 | 0 | 0 | 0 | 0 | 0 | 0 | 0 | 0 | 0 | 0 | 0
Hydrogen Evolution | Gen_BB008 | MW | SSEN (SHEPD) | Milton of Craigie | 0 | 0 | 0 | 0 | 0 | 0 | 0 | 0 | 0 | 0 | 0 | 0 | 0 | 0 | 0 | 0 | 0 | 0 | 0 | 0 | 0 | 0 | 0 | 0 | 0 | 0 | 0 | 0 | 0
Hydrogen Evolution | Gen_BB008 | MW | SSEN (SHEPD) | Mybster | 0 | 0 | 0 | 0 | 0 | 0 | 0 | 0 | 0 | 0 | 0 | 0 | 0 | 0 | 0 | 0 | 0 | 0 | 0 | 0 | 0 | 0 | 0 | 0 | 0 | 0 | 0 | 0 | 0
Hydrogen Evolution | Gen_BB008 | MW | SSEN (SHEPD) | Nairn | 0 | 0 | 0 | 0 | 0 | 0 | 0 | 0 | 0 | 0 | 0 | 0 | 0 | 0 | 0 | 0 | 0 | 0 | 0 | 0 | 0 | 0 | 0 | 0 | 0 | 0 | 0 | 0 | 0
Hydrogen Evolution | Gen_BB008 | MW | SSEN (SHEPD) | Persley | 0 | 0 | 0 | 0 | 0 | 0 | 0 | 0 | 0 | 0 | 0 | 0 | 0 | 0 | 0 | 0 | 0 | 0 | 0 | 0 | 0 | 0 | 0 | 0 | 0 | 0 | 0 | 0 | 0
Hydrogen Evolution | Gen_BB008 | MW | SSEN (SHEPD) | Port Ann | 0 | 0 | 0 | 0 | 0 | 0 | 0 | 0 | 0 | 0 | 0 | 0 | 0 | 0 | 0 | 0 | 0 | 0 | 0 | 0 | 0 | 0 | 0 | 0 | 0 | 0 | 0 | 0 | 0
Hydrogen Evolution | Gen_BB008 | MW | SSEN (SHEPD) | Redmoss | 0 | 0 | 0 | 0 | 0 | 0 | 0 | 0 | 0 | 0 | 0 | 0 | 0 | 0 | 0 | 0 | 0 | 0 | 0 | 0 | 0 | 0 | 0 | 0 | 0 | 0 | 0 | 0 | 0
Hydrogen Evolution | Gen_BB008 | MW | SSEN (SHEPD) | Shin | 0 | 0 | 0 | 0 | 0 | 0 | 0 | 0 | 0 | 0 | 0 | 0 | 0 | 0 | 0 | 0 | 0 | 0 | 0 | 0 | 0 | 0 | 0 | 0 | 0 | 0 | 0 | 0 | 0
Hydrogen Evolution | Gen_BB008 | MW | SSEN (SHEPD) | Sloy | 0 | 0 | 0 | 0 | 0 | 0 | 0 | 0 | 0 | 0 | 0 | 0 | 0 | 0 | 0 | 0 | 0 | 0 | 0 | 0 | 0 | 0 | 0 | 0 | 0 | 0 | 0 | 0 | 0
Hydrogen Evolution | Gen_BB008 | MW | SSEN (SHEPD) | Strichen | 0 | 0 | 0 | 0 | 0 | 0 | 0 | 0 | 0 | 0 | 0 | 0 | 0 | 0 | 0 | 0 | 0 | 0 | 0 | 0 | 0 | 0 | 0 | 0 | 0 | 0 | 0 | 0 | 0
Hydrogen Evolution | Gen_BB008 | MW | SSEN (SHEPD) | Tarland | 0 | 0 | 0 | 0 | 0 | 0 | 0 | 0 | 0 | 0 | 0 | 0 | 0 | 0 | 0 | 0 | 0 | 0 | 0 | 0 | 0 | 0 | 0 | 0 | 0 | 0 | 0 | 0 | 0
Hydrogen Evolution | Gen_BB008 | MW | SSEN (SHEPD) | Taynuilt | 0 | 0 | 0 | 0 | 0 | 0 | 0 | 0 | 0 | 0 | 0 | 0 | 0 | 0 | 0 | 0 | 0 | 0 | 0 | 0 | 0 | 0 | 0 | 0 | 0 | 0 | 0 | 0 | 0
Hydrogen Evolution | Gen_BB008 | MW | SSEN (SHEPD) | Thurso | 0 | 0 | 0 | 0 | 0 | 0 | 0 | 0 | 0 | 0 | 0 | 0 | 0 | 0 | 0 | 0 | 0 | 0 | 0 | 0 | 0 | 0 | 0 | 0 | 0 | 0 | 0 | 0 | 0
Hydrogen Evolution | Gen_BB008 | MW | SSEN (SHEPD) | Tummel Bridge | 0 | 0 | 0 | 0 | 0 | 0 | 0 | 0 | 0 | 0 | 0 | 0 | 0 | 0 | 0 | 0 | 0 | 0 | 0 | 0 | 0 | 0 | 0 | 0 | 0 | 0 | 0 | 0 | 0
Hydrogen Evolution | Gen_BB008 | MW | SSEN (SHEPD) | Willowdale | 0 | 0 | 0 | 0 | 0 | 0 | 0 | 0 | 0 | 0 | 0 | 0 | 0 | 0 | 0 | 0 | 0 | 0 | 0 | 0 | 0 | 0 | 0 | 0 | 0 | 0 | 0 | 0 | 0
Hydrogen Evolution | Gen_BB008 | MW | SSEN South | Botley Wood | 0 | 0 | 0 | 0 | 0 | 0 | 0 | 0 | 0 | 0 | 0 | 0 | 0 | 0 | 0 | 0 | 0 | 0 | 0 | 0 | 0 | 0 | 0 | 0 | 0 | 0 | 0 | 0 | 0
Hydrogen Evolution | Gen_BB008 | MW | SSEN South | Bramley | 0 | 0 | 0 | 0 | 0 | 0 | 0 | 0 | 0 | 0 | 0 | 0 | 0 | 0 | 0 | 0 | 0 | 0 | 0 | 0 | 0 | 0 | 0 | 0 | 0 | 0 | 0 | 0 | 0
Hydrogen Evolution | Gen_BB008 | MW | SSEN South | Chickerell | 0 | 0 | 0 | 0 | 0 | 0 | 0 | 0 | 0 | 0 | 0 | 0 | 0 | 0 | 0 | 0 | 0 | 0 | 0 | 0 | 0 | 0 | 0 | 0 | 0 | 0 | 0 | 0 | 0
Hydrogen Evolution | Gen_BB008 | MW | SSEN South | Cowley | 0 | 0 | 0 | 0 | 0 | 0 | 0 | 0 | 0 | 0 | 0 | 0 | 0 | 0 | 0 | 0 | 0 | 0 | 0 | 0 | 0 | 0 | 0 | 0 | 0 | 0 | 0 | 0 | 0
Hydrogen Evolution | Gen_BB008 | MW | SSEN South | Fawley | 0 | 189.9 | 189.9 | 189.9 | 189.9 | 189.9 | 189.9 | 189.9 | 189.9 | 189.9 | 189.9 | 189.9 | 189.9 | 189.9 | 140 | 140 | 0 | 0 | 0 | 0 | 0 | 0 | 0 | 0 | 0 | 0 | 0 | 0 | 0
Hydrogen Evolution | Gen_BB008 | MW | SSEN South | Iver 132kV | 0 | 0 | 0 | 0 | 0 | 0 | 0 | 0 | 0 | 0 | 0 | 0 | 0 | 0 | 0 | 0 | 0 | 0 | 0 | 0 | 0 | 0 | 0 | 0 | 0 | 0 | 0 | 0 | 0
Hydrogen Evolution | Gen_BB008 | MW | SSEN South | Lovedean | 0 | 0 | 0 | 0 | 0 | 0 | 0 | 0 | 0 | 0 | 0 | 0 | 0 | 0 | 0 | 0 | 0 | 0 | 0 | 0 | 0 | 0 | 0 | 0 | 0 | 0 | 0 | 0 | 0
Hydrogen Evolution | Gen_BB008 | MW | SSEN South | Mannington | 0 | 0 | 0 | 0 | 0 | 0 | 0 | 0 | 0 | 0 | 0 | 0 | 0 | 0 | 0 | 0 | 0 | 0 | 0 | 0 | 0 | 0 | 0 | 0 | 0 | 0 | 0 | 0 | 0
Hydrogen Evolution | Gen_BB008 | MW | SSEN South | Melksham | 0 | 0 | 0 | 0 | 0 | 0 | 0 | 0 | 0 | 0 | 0 | 0 | 0 | 0 | 0 | 0 | 0 | 0 | 0 | 0 | 0 | 0 | 0 | 0 | 0 | 0 | 0 | 0 | 0
Hydrogen Evolution | Gen_BB008 | MW | SSEN South | Minety | 0 | 0 | 0 | 0 | 0 | 0 | 0 | 0 | 0 | 0 | 0 | 0 | 0 | 0 | 0 | 0 | 0 | 0 | 0 | 0 | 0 | 0 | 0 | 0 | 0 | 0 | 0 | 0 | 0
Hydrogen Evolution | Gen_BB008 | MW | SSEN South | Nursling | 0 | 0 | 0 | 0 | 0 | 0 | 0 | 0 | 0 | 0 | 0 | 0 | 0 | 0 | 0 | 0 | 0 | 0 | 0 | 0 | 0 | 0 | 0 | 0 | 0 | 0 | 0 | 0 | 0
Hydrogen Evolution | Gen_BB008 | MW | UKPN Eastern | Amersham Main | 0 | 0 | 0 | 0 | 0 | 0 | 0 | 0 | 0 | 0 | 0 | 0 | 0 | 0 | 0 | 0 | 0 | 0 | 0 | 0 | 0 | 0 | 0 | 0 | 0 | 0 | 0 | 0 | 0
Hydrogen Evolution | Gen_BB008 | MW | UKPN Eastern | Braintree | 0 | 9.178 | 9.178 | 9.178 | 8.871 | 8.871 | 8.871 | 8.563 | 8.563 | 8.563 | 8.255 | 8.255 | 7.64 | 7.64 | 0 | 0 | 0 | 0 | 0 | 0 | 0 | 0 | 0 | 0 | 0 | 0 | 0 | 0 | 0
Hydrogen Evolution | Gen_BB008 | MW | UKPN Eastern | Bramford | 0 | 5.539 | 5.539 | 5.539 | 5.353 | 5.353 | 5.353 | 5.168 | 5.168 | 5.168 | 4.982 | 4.982 | 4.61 | 4.61 | 0 | 0 | 0 | 0 | 0 | 0 | 0 | 0 | 0 | 0 | 0 | 0 | 0 | 0 | 0
Hydrogen Evolution | Gen_BB008 | MW | UKPN Eastern | Brimsdown | 0 | 20.683 | 20.683 | 20.683 | 19.99 | 19.99 | 19.99 | 19.296 | 19.296 | 19.296 | 18.603 | 18.603 | 17.216 | 17.216 | 0 | 0 | 0 | 0 | 0 | 0 | 0 | 0 | 0 | 0 | 0 | 0 | 0 | 0 | 0
Hydrogen Evolution | Gen_BB008 | MW | UKPN Eastern | Burwell Main | 0 | 0 | 0 | 0 | 0 | 0 | 0 | 0 | 0 | 0 | 0 | 0 | 0 | 0 | 0 | 0 | 0 | 0 | 0 | 0 | 0 | 0 | 0 | 0 | 0 | 0 | 0 | 0 | 0
Hydrogen Evolution | Gen_BB008 | MW | UKPN Eastern | Eaton Socon | 0 | 1.836 | 1.836 | 1.836 | 1.774 | 1.774 | 1.774 | 1.713 | 1.713 | 1.713 | 1.651 | 1.651 | 1.528 | 1.528 | 0 | 0 | 0 | 0 | 0 | 0 | 0 | 0 | 0 | 0 | 0 | 0 | 0 | 0 | 0
Hydrogen Evolution | Gen_BB008 | MW | UKPN Eastern | Elstree | 0 | 12.207 | 12.207 | 12.207 | 11.798 | 11.798 | 11.798 | 11.389 | 11.389 | 11.389 | 10.979 | 10.979 | 10.161 | 10.161 | 0 | 0 | 0 | 0 | 0 | 0 | 0 | 0 | 0 | 0 | 0 | 0 | 0 | 0 | 0
Hydrogen Evolution | Gen_BB008 | MW | UKPN Eastern | Loudwater | 0 | 0 | 0 | 0 | 0 | 0 | 0 | 0 | 0 | 0 | 0 | 0 | 0 | 0 | 0 | 0 | 0 | 0 | 0 | 0 | 0 | 0 | 0 | 0 | 0 | 0 | 0 | 0 | 0
Hydrogen Evolution | Gen_BB008 | MW | UKPN Eastern | Mill Hill | 0 | 0 | 0 | 0 | 0 | 0 | 0 | 0 | 0 | 0 | 0 | 0 | 0 | 0 | 0 | 0 | 0 | 0 | 0 | 0 | 0 | 0 | 0 | 0 | 0 | 0 | 0 | 0 | 0
Hydrogen Evolution | Gen_BB008 | MW | UKPN Eastern | Norwich Main | 0 | 8.811 | 8.811 | 8.811 | 8.516 | 8.516 | 8.516 | 8.22 | 8.22 | 8.22 | 7.925 | 7.925 | 7.334 | 7.334 | 0 | 0 | 0 | 0 | 0 | 0 | 0 | 0 | 0 | 0 | 0 | 0 | 0 | 0 | 0
Hydrogen Evolution | Gen_BB008 | MW | UKPN Eastern | Pelham | 0 | 16.521 | 16.521 | 16.521 | 15.967 | 15.967 | 15.967 | 15.413 | 15.413 | 15.413 | 14.859 | 14.859 | 13.751 | 13.751 | 0 | 0 | 0 | 0 | 0 | 0 | 0 | 0 | 0 | 0 | 0 | 0 | 0 | 0 | 0
Hydrogen Evolution | Gen_BB008 | MW | UKPN Eastern | Rayleigh | 0 | 6.7 | 6.7 | 6.7 | 6.476 | 6.476 | 6.476 | 6.251 | 6.251 | 6.251 | 6.026 | 6.026 | 5.577 | 5.577 | 0 | 0 | 0 | 0 | 0 | 0 | 0 | 0 | 0 | 0 | 0 | 0 | 0 | 0 | 0
Hydrogen Evolution | Gen_BB008 | MW | UKPN Eastern | Rye House | 0 | 11.059 | 11.059 | 11.059 | 10.688 | 10.688 | 10.688 | 10.317 | 10.317 | 10.317 | 9.947 | 9.947 | 9.205 | 9.205 | 0 | 0 | 0 | 0 | 0 | 0 | 0 | 0 | 0 | 0 | 0 | 0 | 0 | 0 | 0
Hydrogen Evolution | Gen_BB008 | MW | UKPN Eastern | Sundon | 0 | 22.496 | 22.496 | 22.496 | 21.742 | 21.742 | 21.742 | 20.988 | 20.988 | 20.988 | 20.233 | 20.233 | 18.725 | 18.725 | 0 | 0 | 0 | 0 | 0 | 0 | 0 | 0 | 0 | 0 | 0 | 0 | 0 | 0 | 0
Hydrogen Evolution | Gen_BB008 | MW | UKPN Eastern | Tilbury | 0 | 20.725 | 20.725 | 20.725 | 20.03 | 20.03 | 20.03 | 19.335 | 19.335 | 19.335 | 18.64 | 18.64 | 17.25 | 17.25 | 0 | 0 | 0 | 0 | 0 | 0 | 0 | 0 | 0 | 0 | 0 | 0 | 0 | 0 | 0
Hydrogen Evolution | Gen_BB008 | MW | UKPN Eastern | Tottenham | 0 | 22.212 | 22.212 | 22.212 | 21.467 | 21.467 | 21.467 | 20.722 | 20.722 | 20.722 | 19.977 | 19.977 | 18.488 | 18.488 | 0 | 0 | 0 | 0 | 0 | 0 | 0 | 0 | 0 | 0 | 0 | 0 | 0 | 0 | 0
Hydrogen Evolution | Gen_BB008 | MW | UKPN Eastern | Walpole (_A) | 0 | 259.41 | 259.41 | 259.41 | 13.927 | 13.927 | 13.927 | 13.444 | 13.444 | 13.444 | 12.96 | 12.96 | 11.994 | 11.994 | 0 | 0 | 0 | 0 | 0 | 0 | 0 | 0 | 0 | 0 | 0 | 0 | 0 | 0 | 0
Hydrogen Evolution | Gen_BB008 | MW | UKPN Eastern | Warley | 0 | 18.357 | 18.357 | 18.357 | 17.741 | 17.741 | 17.741 | 17.126 | 17.126 | 17.126 | 16.51 | 16.51 | 15.279 | 15.279 | 0 | 0 | 0 | 0 | 0 | 0 | 0 | 0 | 0 | 0 | 0 | 0 | 0 | 0 | 0
Hydrogen Evolution | Gen_BB008 | MW | UKPN Eastern | Watford South | 0 | 0 | 0 | 0 | 0 | 0 | 0 | 0 | 0 | 0 | 0 | 0 | 0 | 0 | 0 | 0 | 0 | 0 | 0 | 0 | 0 | 0 | 0 | 0 | 0 | 0 | 0 | 0 | 0
Hydrogen Evolution | Gen_BB008 | MW | UKPN Eastern | West Thurrock | 0 | 15.603 | 15.603 | 15.603 | 15.08 | 15.08 | 15.08 | 14.557 | 14.557 | 14.557 | 14.034 | 14.034 | 12.987 | 12.987 | 0 | 0 | 0 | 0 | 0 | 0 | 0 | 0 | 0 | 0 | 0 | 0 | 0 | 0 | 0
Hydrogen Evolution | Gen_BB008 | MW | UKPN Eastern | Wymondley | 0 | 20.468 | 20.468 | 20.468 | 19.781 | 19.781 | 19.781 | 19.095 | 19.095 | 19.095 | 18.409 | 18.409 | 17.036 | 17.036 | 0 | 0 | 0 | 0 | 0 | 0 | 0 | 0 | 0 | 0 | 0 | 0 | 0 | 0 | 0
Hydrogen Evolution | Gen_BB008 | MW | UKPN London | Barking | 0 | 0 | 0 | 0 | 0 | 0 | 0 | 0 | 0 | 0 | 0 | 0 | 0 | 0 | 0 | 0 | 0 | 0 | 0 | 0 | 0 | 0 | 0 | 0 | 0 | 0 | 0 | 0 | 0
Hydrogen Evolution | Gen_BB008 | MW | UKPN London | Barking West | 0 | 0 | 0 | 0 | 0 | 0 | 0 | 0 | 0 | 0 | 0 | 0 | 0 | 0 | 0 | 0 | 0 | 0 | 0 | 0 | 0 | 0 | 0 | 0 | 0 | 0 | 0 | 0 | 0
Hydrogen Evolution | Gen_BB008 | MW | UKPN London | City Road | 0 | 0 | 0 | 0 | 0 | 0 | 0 | 0 | 0 | 0 | 0 | 0 | 0 | 0 | 0 | 0 | 0 | 0 | 0 | 0 | 0 | 0 | 0 | 0 | 0 | 0 | 0 | 0 | 0
Hydrogen Evolution | Gen_BB008 | MW | UKPN London | Hackney 132kV | 0 | 0 | 0 | 0 | 0 | 0 | 0 | 0 | 0 | 0 | 0 | 0 | 0 | 0 | 0 | 0 | 0 | 0 | 0 | 0 | 0 | 0 | 0 | 0 | 0 | 0 | 0 | 0 | 0
Hydrogen Evolution | Gen_BB008 | MW | UKPN London | Hackney 66kV | 0 | 0 | 0 | 0 | 0 | 0 | 0 | 0 | 0 | 0 | 0 | 0 | 0 | 0 | 0 | 0 | 0 | 0 | 0 | 0 | 0 | 0 | 0 | 0 | 0 | 0 | 0 | 0 | 0
Hydrogen Evolution | Gen_BB008 | MW | UKPN London | Hurst | 0 | 0 | 0 | 0 | 0 | 0 | 0 | 0 | 0 | 0 | 0 | 0 | 0 | 0 | 0 | 0 | 0 | 0 | 0 | 0 | 0 | 0 | 0 | 0 | 0 | 0 | 0 | 0 | 0
Hydrogen Evolution | Gen_BB008 | MW | UKPN London | Littlebrook (_C) | 0 | 0 | 0 | 0 | 0 | 0 | 0 | 0 | 0 | 0 | 0 | 0 | 0 | 0 | 0 | 0 | 0 | 0 | 0 | 0 | 0 | 0 | 0 | 0 | 0 | 0 | 0 | 0 | 0
Hydrogen Evolution | Gen_BB008 | MW | UKPN London | Lodge Road | 0 | 0 | 0 | 0 | 0 | 0 | 0 | 0 | 0 | 0 | 0 | 0 | 0 | 0 | 0 | 0 | 0 | 0 | 0 | 0 | 0 | 0 | 0 | 0 | 0 | 0 | 0 | 0 | 0
Hydrogen Evolution | Gen_BB008 | MW | UKPN London | New Cross | 0 | 0 | 0 | 0 | 0 | 0 | 0 | 0 | 0 | 0 | 0 | 0 | 0 | 0 | 0 | 0 | 0 | 0 | 0 | 0 | 0 | 0 | 0 | 0 | 0 | 0 | 0 | 0 | 0
Hydrogen Evolution | Gen_BB008 | MW | UKPN London | Redbridge | 0 | 0 | 0 | 0 | 0 | 0 | 0 | 0 | 0 | 0 | 0 | 0 | 0 | 0 | 0 | 0 | 0 | 0 | 0 | 0 | 0 | 0 | 0 | 0 | 0 | 0 | 0 | 0 | 0
Hydrogen Evolution | Gen_BB008 | MW | UKPN London | St John's Wood | 0 | 0 | 0 | 0 | 0 | 0 | 0 | 0 | 0 | 0 | 0 | 0 | 0 | 0 | 0 | 0 | 0 | 0 | 0 | 0 | 0 | 0 | 0 | 0 | 0 | 0 | 0 | 0 | 0
Hydrogen Evolution | Gen_BB008 | MW | UKPN London | West Ham | 0 | 0 | 0 | 0 | 0 | 0 | 0 | 0 | 0 | 0 | 0 | 0 | 0 | 0 | 0 | 0 | 0 | 0 | 0 | 0 | 0 | 0 | 0 | 0 | 0 | 0 | 0 | 0 | 0
Hydrogen Evolution | Gen_BB008 | MW | UKPN London | Willesden 132kV | 0 | 128.497 | 128.497 | 128.497 | 124.188 | 124.188 | 124.188 | 119.88 | 119.88 | 119.88 | 115.571 | 115.571 | 106.954 | 106.954 | 0 | 0 | 0 | 0 | 0 | 0 | 0 | 0 | 0 | 0 | 0 | 0 | 0 | 0 | 0
Hydrogen Evolution | Gen_BB008 | MW | UKPN London | Willesden 66kV | 0 | 0 | 0 | 0 | 0 | 0 | 0 | 0 | 0 | 0 | 0 | 0 | 0 | 0 | 0 | 0 | 0 | 0 | 0 | 0 | 0 | 0 | 0 | 0 | 0 | 0 | 0 | 0 | 0
Hydrogen Evolution | Gen_BB008 | MW | UKPN London | Wimbledon South | 0 | 0 | 0 | 0 | 0 | 0 | 0 | 0 | 0 | 0 | 0 | 0 | 0 | 0 | 0 | 0 | 0 | 0 | 0 | 0 | 0 | 0 | 0 | 0 | 0 | 0 | 0 | 0 | 0
Hydrogen Evolution | Gen_BB008 | MW | UKPN South East | Beddington (_J) | 0 | 59.659 | 59.659 | 59.659 | 57.659 | 57.659 | 57.659 | 55.659 | 55.659 | 55.659 | 53.658 | 53.658 | 49.657 | 49.657 | 0 | 0 | 0 | 0 | 0 | 0 | 0 | 0 | 0 | 0 | 0 | 0 | 0 | 0 | 0
Hydrogen Evolution | Gen_BB008 | MW | UKPN South East | Bolney | 0 | 21.569 | 21.569 | 21.569 | 20.846 | 20.846 | 20.846 | 20.123 | 20.123 | 20.123 | 19.399 | 19.399 | 17.953 | 17.953 | 0 | 0 | 0 | 0 | 0 | 0 | 0 | 0 | 0 | 0 | 0 | 0 | 0 | 0 | 0
Hydrogen Evolution | Gen_BB008 | MW | UKPN South East | Canterbury | 0 | 21.11 | 21.11 | 21.11 | 20.402 | 20.402 | 20.402 | 19.695 | 19.695 | 19.695 | 18.987 | 18.987 | 17.571 | 17.571 | 0 | 0 | 0 | 0 | 0 | 0 | 0 | 0 | 0 | 0 | 0 | 0 | 0 | 0 | 0
Hydrogen Evolution | Gen_BB008 | MW | UKPN South East | Chessington | 0 | 0 | 0 | 0 | 0 | 0 | 0 | 0 | 0 | 0 | 0 | 0 | 0 | 0 | 0 | 0 | 0 | 0 | 0 | 0 | 0 | 0 | 0 | 0 | 0 | 0 | 0 | 0 | 0
Hydrogen Evolution | Gen_BB008 | MW | UKPN South East | Kemsley | 0 | 11.014 | 11.014 | 11.014 | 10.645 | 10.645 | 10.645 | 10.275 | 10.275 | 10.275 | 9.906 | 9.906 | 9.167 | 9.167 | 0 | 0 | 0 | 0 | 0 | 0 | 0 | 0 | 0 | 0 | 0 | 0 | 0 | 0 | 0
Hydrogen Evolution | Gen_BB008 | MW | UKPN South East | Kingsnorth | 0 | 24.231 | 24.231 | 24.231 | 23.418 | 23.418 | 23.418 | 22.606 | 22.606 | 22.606 | 21.793 | 21.793 | 20.168 | 20.168 | 0 | 0 | 0 | 0 | 0 | 0 | 0 | 0 | 0 | 0 | 0 | 0 | 0 | 0 | 0
Hydrogen Evolution | Gen_BB008 | MW | UKPN South East | Littlebrook (_J) | 0 | 6.884 | 6.884 | 6.884 | 6.653 | 6.653 | 6.653 | 6.422 | 6.422 | 6.422 | 6.191 | 6.191 | 5.73 | 5.73 | 0 | 0 | 0 | 0 | 0 | 0 | 0 | 0 | 0 | 0 | 0 | 0 | 0 | 0 | 0
Hydrogen Evolution | Gen_BB008 | MW | UKPN South East | Ninfield | 0 | 6.425 | 6.425 | 6.425 | 6.209 | 6.209 | 6.209 | 5.994 | 5.994 | 5.994 | 5.779 | 5.779 | 5.348 | 5.348 | 0 | 0 | 0 | 0 | 0 | 0 | 0 | 0 | 0 | 0 | 0 | 0 | 0 | 0 | 0
Hydrogen Evolution | Gen_BB008 | MW | UKPN South East | Northfleet East | 0 | 10.739 | 10.739 | 10.739 | 10.379 | 10.379 | 10.379 | 10.019 | 10.019 | 10.019 | 9.658 | 9.658 | 8.938 | 8.938 | 0 | 0 | 0 | 0 | 0 | 0 | 0 | 0 | 0 | 0 | 0 | 0 | 0 | 0 | 0
Hydrogen Evolution | Gen_BB008 | MW | UKPN South East | Sellindge | 0 | 0 | 0 | 0 | 0 | 0 | 0 | 0 | 0 | 0 | 0 | 0 | 0 | 0 | 0 | 0 | 0 | 0 | 0 | 0 | 0 | 0 | 0 | 0 | 0 | 0 | 0 | 0 | 0
Hydrogen Evolution | Gen_BB008 | MW | UKPN South East | West Weybridge | 0 | 2.43 | 2.43 | 2.43 | 2.349 | 2.349 | 2.349 | 2.267 | 2.267 | 2.267 | 2.186 | 2.186 | 2.023 | 2.023 | 0 | 0 | 0 | 0 | 0 | 0 | 0 | 0 | 0 | 0 | 0 | 0 | 0 | 0 | 0
Hydrogen Evolution | Gen_BB009 | MW | Electricity North West | Bredbury | 0 | 1.889 | 1.889 | 1.889 | 1.889 | 1.889 | 0 | 0 | 0 | 0 | 0 | 0 | 0 | 0 | 0 | 0 | 0 | 0 | 0 | 0 | 0 | 0 | 0 | 0 | 0 | 0 | 0 | 0 | 0
Hydrogen Evolution | Gen_BB009 | MW | Electricity North West | Harker | 0 | 1.436 | 1.436 | 1.436 | 1.436 | 1.436 | 0 | 0 | 0 | 0 | 0 | 0 | 0 | 0 | 0 | 0 | 0 | 0 | 0 | 0 | 0 | 0 | 0 | 0 | 0 | 0 | 0 | 0 | 0
Hydrogen Evolution | Gen_BB009 | MW | Electricity North West | Heysham (NGET) | 0 | 0.535 | 0.535 | 0.535 | 0.535 | 0.535 | 0 | 0 | 0 | 0 | 0 | 0 | 0 | 0 | 0 | 0 | 0 | 0 | 0 | 0 | 0 | 0 | 0 | 0 | 0 | 0 | 0 | 0 | 0
Hydrogen Evolution | Gen_BB009 | MW | Electricity North West | Kearsley 132kV | 0 | 2.911 | 2.911 | 2.911 | 2.911 | 2.911 | 0 | 0 | 0 | 0 | 0 | 0 | 0 | 0 | 0 | 0 | 0 | 0 | 0 | 0 | 0 | 0 | 0 | 0 | 0 | 0 | 0 | 0 | 0
Hydrogen Evolution | Gen_BB009 | MW | Electricity North West | Kearsley 33kV | 0 | 0.34 | 0.34 | 0.34 | 0.34 | 0.34 | 0 | 0 | 0 | 0 | 0 | 0 | 0 | 0 | 0 | 0 | 0 | 0 | 0 | 0 | 0 | 0 | 0 | 0 | 0 | 0 | 0 | 0 | 0
Hydrogen Evolution | Gen_BB009 | MW | Electricity North West | Macclesfield | 0 | 0.89 | 0.89 | 0.89 | 0.89 | 0.89 | 0 | 0 | 0 | 0 | 0 | 0 | 0 | 0 | 0 | 0 | 0 | 0 | 0 | 0 | 0 | 0 | 0 | 0 | 0 | 0 | 0 | 0 | 0
Hydrogen Evolution | Gen_BB009 | MW | Electricity North West | Padiham | 0 | 2.822 | 2.822 | 2.822 | 2.822 | 2.822 | 0 | 0 | 0 | 0 | 0 | 0 | 0 | 0 | 0 | 0 | 0 | 0 | 0 | 0 | 0 | 0 | 0 | 0 | 0 | 0 | 0 | 0 | 0
Hydrogen Evolution | Gen_BB009 | MW | Electricity North West | Penwortham East | 0 | 0.879 | 0.879 | 0.879 | 0.879 | 0.879 | 0 | 0 | 0 | 0 | 0 | 0 | 0 | 0 | 0 | 0 | 0 | 0 | 0 | 0 | 0 | 0 | 0 | 0 | 0 | 0 | 0 | 0 | 0
Hydrogen Evolution | Gen_BB009 | MW | Electricity North West | Penwortham West | 0 | 0.487 | 0.487 | 0.487 | 0.487 | 0.487 | 0 | 0 | 0 | 0 | 0 | 0 | 0 | 0 | 0 | 0 | 0 | 0 | 0 | 0 | 0 | 0 | 0 | 0 | 0 | 0 | 0 | 0 | 0
Hydrogen Evolution | Gen_BB009 | MW | Electricity North West | Rochdale | 0 | 1.125 | 1.125 | 1.125 | 1.125 | 1.125 | 0 | 0 | 0 | 0 | 0 | 0 | 0 | 0 | 0 | 0 | 0 | 0 | 0 | 0 | 0 | 0 | 0 | 0 | 0 | 0 | 0 | 0 | 0
Hydrogen Evolution | Gen_BB009 | MW | Electricity North West | South Manchester | 0 | 3.436 | 3.436 | 3.436 | 3.436 | 3.436 | 0 | 0 | 0 | 0 | 0 | 0 | 0 | 0 | 0 | 0 | 0 | 0 | 0 | 0 | 0 | 0 | 0 | 0 | 0 | 0 | 0 | 0 | 0
Hydrogen Evolution | Gen_BB009 | MW | Electricity North West | Stalybridge | 0 | 0.275 | 0.275 | 0.275 | 0.275 | 0.275 | 0 | 0 | 0 | 0 | 0 | 0 | 0 | 0 | 0 | 0 | 0 | 0 | 0 | 0 | 0 | 0 | 0 | 0 | 0 | 0 | 0 | 0 | 0
Hydrogen Evolution | Gen_BB009 | MW | Electricity North West | Washway Farm | 0 | 0.563 | 0.563 | 0.563 | 0.563 | 0.563 | 0 | 0 | 0 | 0 | 0 | 0 | 0 | 0 | 0 | 0 | 0 | 0 | 0 | 0 | 0 | 0 | 0 | 0 | 0 | 0 | 0 | 0 | 0
Hydrogen Evolution | Gen_BB009 | MW | Electricity North West | Whitegate | 0 | 1.192 | 1.192 | 1.192 | 1.192 | 1.192 | 0 | 0 | 0 | 0 | 0 | 0 | 0 | 0 | 0 | 0 | 0 | 0 | 0 | 0 | 0 | 0 | 0 | 0 | 0 | 0 | 0 | 0 | 0
Hydrogen Evolution | Gen_BB009 | MW | IDNO - Refer to Comment Field | Tynemouth 2 | 0 | 0 | 0 | 0 | 0 | 0 | 0 | 0 | 0 | 0 | 0 | 0 | 0 | 0 | 0 | 0 | 0 | 0 | 0 | 0 | 0 | 0 | 0 | 0 | 0 | 0 | 0 | 0 | 0 | Note: TYNE2 is operated by an IDNO allocated to GSP Group/licence area F
Hydrogen Evolution | Gen_BB009 | MW | NGED East Midlands | Berkswell | 0 | 0 | 0 | 0 | 0 | 0 | 0 | 0 | 0 | 0 | 0 | 0 | 0 | 0 | 0 | 0 | 0 | 0 | 0 | 0 | 0 | 0 | 0 | 0 | 0 | 0 | 0 | 0 | 0
Hydrogen Evolution | Gen_BB009 | MW | NGED East Midlands | Bicker Fen | 0 | 0 | 0 | 0 | 0 | 0 | 0 | 0 | 0 | 0 | 0 | 0 | 0 | 0 | 0 | 0 | 0 | 0 | 0 | 0 | 0 | 0 | 0 | 0 | 0 | 0 | 0 | 0 | 0
Hydrogen Evolution | Gen_BB009 | MW | NGED East Midlands | Chesterfield | 0 | 0 | 0 | 0 | 0 | 0 | 0 | 0 | 0 | 0 | 0 | 0 | 0 | 0 | 0 | 0 | 0 | 0 | 0 | 0 | 0 | 0 | 0 | 0 | 0 | 0 | 0 | 0 | 0
Hydrogen Evolution | Gen_BB009 | MW | NGED East Midlands | Coventry | 0 | 0 | 0 | 0 | 0 | 0 | 0 | 0 | 0 | 0 | 0 | 0 | 0 | 0 | 0 | 0 | 0 | 0 | 0 | 0 | 0 | 0 | 0 | 0 | 0 | 0 | 0 | 0 | 0
Hydrogen Evolution | Gen_BB009 | MW | NGED East Midlands | Drakelow | 0 | 0 | 0 | 0 | 0 | 0 | 0 | 0 | 0 | 0 | 0 | 0 | 0 | 0 | 0 | 0 | 0 | 0 | 0 | 0 | 0 | 0 | 0 | 0 | 0 | 0 | 0 | 0 | 0
Hydrogen Evolution | Gen_BB009 | MW | NGED East Midlands | East Claydon (_B) | 0 | 0 | 0 | 0 | 0 | 0 | 0 | 0 | 0 | 0 | 0 | 0 | 0 | 0 | 0 | 0 | 0 | 0 | 0 | 0 | 0 | 0 | 0 | 0 | 0 | 0 | 0 | 0 | 0
Hydrogen Evolution | Gen_BB009 | MW | NGED East Midlands | Enderby | 0 | 0 | 0 | 0 | 0 | 0 | 0 | 0 | 0 | 0 | 0 | 0 | 0 | 0 | 0 | 0 | 0 | 0 | 0 | 0 | 0 | 0 | 0 | 0 | 0 | 0 | 0 | 0 | 0
Hydrogen Evolution | Gen_BB009 | MW | NGED East Midlands | Grendon | 0 | 401 | 401 | 401 | 0 | 0 | 0 | 0 | 0 | 0 | 0 | 0 | 0 | 0 | 0 | 0 | 0 | 0 | 0 | 0 | 0 | 0 | 0 | 0 | 0 | 0 | 0 | 0 | 0
Hydrogen Evolution | Gen_BB009 | MW | NGED East Midlands | Ratcliffe | 0 | 0 | 0 | 0 | 0 | 0 | 0 | 0 | 0 | 0 | 0 | 0 | 0 | 0 | 0 | 0 | 0 | 0 | 0 | 0 | 0 | 0 | 0 | 0 | 0 | 0 | 0 | 0 | 0
Hydrogen Evolution | Gen_BB009 | MW | NGED East Midlands | Staythorpe | 0 | 0 | 0 | 0 | 0 | 0 | 0 | 0 | 0 | 0 | 0 | 0 | 0 | 0 | 0 | 0 | 0 | 0 | 0 | 0 | 0 | 0 | 0 | 0 | 0 | 0 | 0 | 0 | 0
Hydrogen Evolution | Gen_BB009 | MW | NGED East Midlands | Stoke Bardolph | 0 | 0 | 0 | 0 | 0 | 0 | 0 | 0 | 0 | 0 | 0 | 0 | 0 | 0 | 0 | 0 | 0 | 0 | 0 | 0 | 0 | 0 | 0 | 0 | 0 | 0 | 0 | 0 | 0
Hydrogen Evolution | Gen_BB009 | MW | NGED East Midlands | Walpole (_B) | 0 | 0 | 0 | 0 | 0 | 0 | 0 | 0 | 0 | 0 | 0 | 0 | 0 | 0 | 0 | 0 | 0 | 0 | 0 | 0 | 0 | 0 | 0 | 0 | 0 | 0 | 0 | 0 | 0
Hydrogen Evolution | Gen_BB009 | MW | NGED East Midlands | West Burton | 0 | 0 | 0 | 0 | 0 | 0 | 0 | 0 | 0 | 0 | 0 | 0 | 0 | 0 | 0 | 0 | 0 | 0 | 0 | 0 | 0 | 0 | 0 | 0 | 0 | 0 | 0 | 0 | 0
Hydrogen Evolution | Gen_BB009 | MW | NGED East Midlands | Willington | 0 | 0 | 0 | 0 | 0 | 0 | 0 | 0 | 0 | 0 | 0 | 0 | 0 | 0 | 0 | 0 | 0 | 0 | 0 | 0 | 0 | 0 | 0 | 0 | 0 | 0 | 0 | 0 | 0
Hydrogen Evolution | Gen_BB009 | MW | NGED South Wales | Aberthaw | 0 | 0 | 0 | 0 | 0 | 0 | 0 | 0 | 0 | 0 | 0 | 0 | 0 | 0 | 0 | 0 | 0 | 0 | 0 | 0 | 0 | 0 | 0 | 0 | 0 | 0 | 0 | 0 | 0
Hydrogen Evolution | Gen_BB009 | MW | NGED South Wales | Cardiff East | 0 | 0 | 0 | 0 | 0 | 0 | 0 | 0 | 0 | 0 | 0 | 0 | 0 | 0 | 0 | 0 | 0 | 0 | 0 | 0 | 0 | 0 | 0 | 0 | 0 | 0 | 0 | 0 | 0
Hydrogen Evolution | Gen_BB009 | MW | NGED South Wales | Grange | 0 | 0 | 0 | 0 | 0 | 0 | 0 | 0 | 0 | 0 | 0 | 0 | 0 | 0 | 0 | 0 | 0 | 0 | 0 | 0 | 0 | 0 | 0 | 0 | 0 | 0 | 0 | 0 | 0
Hydrogen Evolution | Gen_BB009 | MW | NGED South Wales | Pembroke | 0 | 0 | 0 | 0 | 0 | 0 | 0 | 0 | 0 | 0 | 0 | 0 | 0 | 0 | 0 | 0 | 0 | 0 | 0 | 0 | 0 | 0 | 0 | 0 | 0 | 0 | 0 | 0 | 0
Hydrogen Evolution | Gen_BB009 | MW | NGED South Wales | Pyle | 0 | 0 | 0 | 0 | 0 | 0 | 0 | 0 | 0 | 0 | 0 | 0 | 0 | 0 | 0 | 0 | 0 | 0 | 0 | 0 | 0 | 0 | 0 | 0 | 0 | 0 | 0 | 0 | 0
Hydrogen Evolution | Gen_BB009 | MW | NGED South Wales | Rassau | 0 | 0 | 0 | 0 | 0 | 0 | 0 | 0 | 0 | 0 | 0 | 0 | 0 | 0 | 0 | 0 | 0 | 0 | 0 | 0 | 0 | 0 | 0 | 0 | 0 | 0 | 0 | 0 | 0
Hydrogen Evolution | Gen_BB009 | MW | NGED South Wales | Swansea North | 0 | 0 | 0 | 0 | 0 | 0 | 0 | 0 | 0 | 0 | 0 | 0 | 0 | 0 | 0 | 0 | 0 | 0 | 0 | 0 | 0 | 0 | 0 | 0 | 0 | 0 | 0 | 0 | 0
Hydrogen Evolution | Gen_BB009 | MW | NGED South Wales | Upper Boat 132kV | 0 | 0 | 0 | 0 | 0 | 0 | 0 | 0 | 0 | 0 | 0 | 0 | 0 | 0 | 0 | 0 | 0 | 0 | 0 | 0 | 0 | 0 | 0 | 0 | 0 | 0 | 0 | 0 | 0
Hydrogen Evolution | Gen_BB009 | MW | NGED South Wales | Uskmouth | 0 | 0 | 0 | 0 | 0 | 0 | 0 | 0 | 0 | 0 | 0 | 0 | 0 | 0 | 0 | 0 | 0 | 0 | 0 | 0 | 0 | 0 | 0 | 0 | 0 | 0 | 0 | 0 | 0
Hydrogen Evolution | Gen_BB009 | MW | NGED South West | Abham | 0 | 0 | 0 | 0 | 0 | 0 | 0 | 0 | 0 | 0 | 0 | 0 | 0 | 0 | 0 | 0 | 0 | 0 | 0 | 0 | 0 | 0 | 0 | 0 | 0 | 0 | 0 | 0 | 0
Hydrogen Evolution | Gen_BB009 | MW | NGED South West | Alverdiscott | 0 | 0 | 0 | 0 | 0 | 0 | 0 | 0 | 0 | 0 | 0 | 0 | 0 | 0 | 0 | 0 | 0 | 0 | 0 | 0 | 0 | 0 | 0 | 0 | 0 | 0 | 0 | 0 | 0
Hydrogen Evolution | Gen_BB009 | MW | NGED South West | Axminster | 0 | 0 | 0 | 0 | 0 | 0 | 0 | 0 | 0 | 0 | 0 | 0 | 0 | 0 | 0 | 0 | 0 | 0 | 0 | 0 | 0 | 0 | 0 | 0 | 0 | 0 | 0 | 0 | 0
Hydrogen Evolution | Gen_BB009 | MW | NGED South West | Bridgewater | 0 | 0 | 0 | 0 | 0 | 0 | 0 | 0 | 0 | 0 | 0 | 0 | 0 | 0 | 0 | 0 | 0 | 0 | 0 | 0 | 0 | 0 | 0 | 0 | 0 | 0 | 0 | 0 | 0
Hydrogen Evolution | Gen_BB009 | MW | NGED South West | Exeter | 0 | 0 | 0 | 0 | 0 | 0 | 0 | 0 | 0 | 0 | 0 | 0 | 0 | 0 | 0 | 0 | 0 | 0 | 0 | 0 | 0 | 0 | 0 | 0 | 0 | 0 | 0 | 0 | 0
Hydrogen Evolution | Gen_BB009 | MW | NGED South West | Indian Queens | 0 | 0 | 0 | 0 | 0 | 0 | 0 | 0 | 0 | 0 | 0 | 0 | 0 | 0 | 0 | 0 | 0 | 0 | 0 | 0 | 0 | 0 | 0 | 0 | 0 | 0 | 0 | 0 | 0
Hydrogen Evolution | Gen_BB009 | MW | NGED South West | Landulph | 0 | 0 | 0 | 0 | 0 | 0 | 0 | 0 | 0 | 0 | 0 | 0 | 0 | 0 | 0 | 0 | 0 | 0 | 0 | 0 | 0 | 0 | 0 | 0 | 0 | 0 | 0 | 0 | 0
Hydrogen Evolution | Gen_BB009 | MW | NGED South West | Seabank | 0 | 0 | 0 | 0 | 0 | 0 | 0 | 0 | 0 | 0 | 0 | 0 | 0 | 0 | 0 | 0 | 0 | 0 | 0 | 0 | 0 | 0 | 0 | 0 | 0 | 0 | 0 | 0 | 0
Hydrogen Evolution | Gen_BB009 | MW | NGED South West | Taunton | 0 | 0 | 0 | 0 | 0 | 0 | 0 | 0 | 0 | 0 | 0 | 0 | 0 | 0 | 0 | 0 | 0 | 0 | 0 | 0 | 0 | 0 | 0 | 0 | 0 | 0 | 0 | 0 | 0
Hydrogen Evolution | Gen_BB009 | MW | NGED West Midlands | Bishops Wood | 0 | 0 | 0 | 0 | 0 | 0 | 0 | 0 | 0 | 0 | 0 | 0 | 0 | 0 | 0 | 0 | 0 | 0 | 0 | 0 | 0 | 0 | 0 | 0 | 0 | 0 | 0 | 0 | 0
Hydrogen Evolution | Gen_BB009 | MW | NGED West Midlands | Bushbury | 0 | 0 | 0 | 0 | 0 | 0 | 0 | 0 | 0 | 0 | 0 | 0 | 0 | 0 | 0 | 0 | 0 | 0 | 0 | 0 | 0 | 0 | 0 | 0 | 0 | 0 | 0 | 0 | 0
Hydrogen Evolution | Gen_BB009 | MW | NGED West Midlands | Bustleholme | 0 | 0 | 0 | 0 | 0 | 0 | 0 | 0 | 0 | 0 | 0 | 0 | 0 | 0 | 0 | 0 | 0 | 0 | 0 | 0 | 0 | 0 | 0 | 0 | 0 | 0 | 0 | 0 | 0
Hydrogen Evolution | Gen_BB009 | MW | NGED West Midlands | Cellarhead | 0 | 0 | 0 | 0 | 0 | 0 | 0 | 0 | 0 | 0 | 0 | 0 | 0 | 0 | 0 | 0 | 0 | 0 | 0 | 0 | 0 | 0 | 0 | 0 | 0 | 0 | 0 | 0 | 0
Hydrogen Evolution | Gen_BB009 | MW | NGED West Midlands | Feckenham | 0 | 0 | 0 | 0 | 0 | 0 | 0 | 0 | 0 | 0 | 0 | 0 | 0 | 0 | 0 | 0 | 0 | 0 | 0 | 0 | 0 | 0 | 0 | 0 | 0 | 0 | 0 | 0 | 0
Hydrogen Evolution | Gen_BB009 | MW | NGED West Midlands | Hams Hall | 0 | 0 | 0 | 0 | 0 | 0 | 0 | 0 | 0 | 0 | 0 | 0 | 0 | 0 | 0 | 0 | 0 | 0 | 0 | 0 | 0 | 0 | 0 | 0 | 0 | 0 | 0 | 0 | 0
Hydrogen Evolution | Gen_BB009 | MW | NGED West Midlands | Iron Acton | 0 | 0 | 0 | 0 | 0 | 0 | 0 | 0 | 0 | 0 | 0 | 0 | 0 | 0 | 0 | 0 | 0 | 0 | 0 | 0 | 0 | 0 | 0 | 0 | 0 | 0 | 0 | 0 | 0
Hydrogen Evolution | Gen_BB009 | MW | NGED West Midlands | Ironbridge | 0 | 0 | 0 | 0 | 0 | 0 | 0 | 0 | 0 | 0 | 0 | 0 | 0 | 0 | 0 | 0 | 0 | 0 | 0 | 0 | 0 | 0 | 0 | 0 | 0 | 0 | 0 | 0 | 0
Hydrogen Evolution | Gen_BB009 | MW | NGED West Midlands | Kitwell | 0 | 0 | 0 | 0 | 0 | 0 | 0 | 0 | 0 | 0 | 0 | 0 | 0 | 0 | 0 | 0 | 0 | 0 | 0 | 0 | 0 | 0 | 0 | 0 | 0 | 0 | 0 | 0 | 0
Hydrogen Evolution | Gen_BB009 | MW | NGED West Midlands | Nechells | 0 | 0 | 0 | 0 | 0 | 0 | 0 | 0 | 0 | 0 | 0 | 0 | 0 | 0 | 0 | 0 | 0 | 0 | 0 | 0 | 0 | 0 | 0 | 0 | 0 | 0 | 0 | 0 | 0
Hydrogen Evolution | Gen_BB009 | MW | NGED West Midlands | Ocker Hill | 0 | 0 | 0 | 0 | 0 | 0 | 0 | 0 | 0 | 0 | 0 | 0 | 0 | 0 | 0 | 0 | 0 | 0 | 0 | 0 | 0 | 0 | 0 | 0 | 0 | 0 | 0 | 0 | 0
Hydrogen Evolution | Gen_BB009 | MW | NGED West Midlands | Oldbury | 0 | 0 | 0 | 0 | 0 | 0 | 0 | 0 | 0 | 0 | 0 | 0 | 0 | 0 | 0 | 0 | 0 | 0 | 0 | 0 | 0 | 0 | 0 | 0 | 0 | 0 | 0 | 0 | 0
Hydrogen Evolution | Gen_BB009 | MW | NGED West Midlands | Penn | 0 | 0 | 0 | 0 | 0 | 0 | 0 | 0 | 0 | 0 | 0 | 0 | 0 | 0 | 0 | 0 | 0 | 0 | 0 | 0 | 0 | 0 | 0 | 0 | 0 | 0 | 0 | 0 | 0
Hydrogen Evolution | Gen_BB009 | MW | NGED West Midlands | Rugeley | 0 | 0 | 0 | 0 | 0 | 0 | 0 | 0 | 0 | 0 | 0 | 0 | 0 | 0 | 0 | 0 | 0 | 0 | 0 | 0 | 0 | 0 | 0 | 0 | 0 | 0 | 0 | 0 | 0
Hydrogen Evolution | Gen_BB009 | MW | NGED West Midlands | Shrewsbury | 0 | 0 | 0 | 0 | 0 | 0 | 0 | 0 | 0 | 0 | 0 | 0 | 0 | 0 | 0 | 0 | 0 | 0 | 0 | 0 | 0 | 0 | 0 | 0 | 0 | 0 | 0 | 0 | 0
Hydrogen Evolution | Gen_BB009 | MW | NGED West Midlands | Walham | 0 | 0 | 0 | 0 | 0 | 0 | 0 | 0 | 0 | 0 | 0 | 0 | 0 | 0 | 0 | 0 | 0 | 0 | 0 | 0 | 0 | 0 | 0 | 0 | 0 | 0 | 0 | 0 | 0
Hydrogen Evolution | Gen_BB009 | MW | NGED West Midlands | Willenhall | 0 | 0 | 0 | 0 | 0 | 0 | 0 | 0 | 0 | 0 | 0 | 0 | 0 | 0 | 0 | 0 | 0 | 0 | 0 | 0 | 0 | 0 | 0 | 0 | 0 | 0 | 0 | 0 | 0
Hydrogen Evolution | Gen_BB009 | MW | NGET | Direct(NGET) | 0 | 24104 | 25804 | 26254 | 27954 | 27954 | 28129 | 27679 | 28679 | 20079 | 17849 | 17498 | 16653 | 15733 | 15733 | 16333 | 16894 | 16454 | 16014 | 16594 | 17394 | 17394 | 17394 | 18694 | 16994 | 16994 | 16084 | 11113 | 10220
Hydrogen Evolution | Gen_BB009 | MW | NPg Northeast | Blyth 132kV | 0 | 0 | 0 | 0 | 0 | 0 | 0 | 0 | 0 | 0 | 0 | 0 | 0 | 0 | 0 | 0 | 0 | 0 | 0 | 0 | 0 | 0 | 0 | 0 | 0 | 0 | 0 | 0 | 0
Hydrogen Evolution | Gen_BB009 | MW | NPg Northeast | Blyth 66kV | 0 | 0 | 0 | 0 | 0 | 0 | 0 | 0 | 0 | 0 | 0 | 0 | 0 | 0 | 0 | 0 | 0 | 0 | 0 | 0 | 0 | 0 | 0 | 0 | 0 | 0 | 0 | 0 | 0
Hydrogen Evolution | Gen_BB009 | MW | NPg Northeast | Fourstones | 0 | 0 | 0 | 0 | 0 | 0 | 0 | 0 | 0 | 0 | 0 | 0 | 0 | 0 | 0 | 0 | 0 | 0 | 0 | 0 | 0 | 0 | 0 | 0 | 0 | 0 | 0 | 0 | 0
Hydrogen Evolution | Gen_BB009 | MW | NPg Northeast | Hart Moor | 0 | 0 | 0 | 0 | 0 | 0 | 0 | 0 | 0 | 0 | 0 | 0 | 0 | 0 | 0 | 0 | 0 | 0 | 0 | 0 | 0 | 0 | 0 | 0 | 0 | 0 | 0 | 0 | 0
Hydrogen Evolution | Gen_BB009 | MW | NPg Northeast | Hawthorn Pit | 0 | 0 | 0 | 0 | 0 | 0 | 0 | 0 | 0 | 0 | 0 | 0 | 0 | 0 | 0 | 0 | 0 | 0 | 0 | 0 | 0 | 0 | 0 | 0 | 0 | 0 | 0 | 0 | 0
Hydrogen Evolution | Gen_BB009 | MW | NPg Northeast | Knaresborough | 0 | 0 | 0 | 0 | 0 | 0 | 0 | 0 | 0 | 0 | 0 | 0 | 0 | 0 | 0 | 0 | 0 | 0 | 0 | 0 | 0 | 0 | 0 | 0 | 0 | 0 | 0 | 0 | 0
Hydrogen Evolution | Gen_BB009 | MW | NPg Northeast | Lackenby | 0 | 0 | 0 | 0 | 0 | 0 | 0 | 0 | 0 | 0 | 0 | 0 | 0 | 0 | 0 | 0 | 0 | 0 | 0 | 0 | 0 | 0 | 0 | 0 | 0 | 0 | 0 | 0 | 0
Hydrogen Evolution | Gen_BB009 | MW | NPg Northeast | Norton | 0 | 0 | 0 | 0 | 0 | 0 | 0 | 0 | 0 | 0 | 0 | 0 | 0 | 0 | 0 | 0 | 0 | 0 | 0 | 0 | 0 | 0 | 0 | 0 | 0 | 0 | 0 | 0 | 0
Hydrogen Evolution | Gen_BB009 | MW | NPg Northeast | Offerton | 0 | 0 | 0 | 0 | 0 | 0 | 0 | 0 | 0 | 0 | 0 | 0 | 0 | 0 | 0 | 0 | 0 | 0 | 0 | 0 | 0 | 0 | 0 | 0 | 0 | 0 | 0 | 0 | 0
Hydrogen Evolution | Gen_BB009 | MW | NPg Northeast | Osbaldwick | 0 | 0 | 0 | 0 | 0 | 0 | 0 | 0 | 0 | 0 | 0 | 0 | 0 | 0 | 0 | 0 | 0 | 0 | 0 | 0 | 0 | 0 | 0 | 0 | 0 | 0 | 0 | 0 | 0
Hydrogen Evolution | Gen_BB009 | MW | NPg Northeast | Poppleton | 0 | 0 | 0 | 0 | 0 | 0 | 0 | 0 | 0 | 0 | 0 | 0 | 0 | 0 | 0 | 0 | 0 | 0 | 0 | 0 | 0 | 0 | 0 | 0 | 0 | 0 | 0 | 0 | 0
Hydrogen Evolution | Gen_BB009 | MW | NPg Northeast | Saltholme | 0 | 0 | 0 | 0 | 0 | 0 | 0 | 0 | 0 | 0 | 0 | 0 | 0 | 0 | 0 | 0 | 0 | 0 | 0 | 0 | 0 | 0 | 0 | 0 | 0 | 0 | 0 | 0 | 0
Hydrogen Evolution | Gen_BB009 | MW | NPg Northeast | South Shields | 0 | 0 | 0 | 0 | 0 | 0 | 0 | 0 | 0 | 0 | 0 | 0 | 0 | 0 | 0 | 0 | 0 | 0 | 0 | 0 | 0 | 0 | 0 | 0 | 0 | 0 | 0 | 0 | 0
Hydrogen Evolution | Gen_BB009 | MW | NPg Northeast | Spennymoor | 0 | 0 | 0 | 0 | 0 | 0 | 0 | 0 | 0 | 0 | 0 | 0 | 0 | 0 | 0 | 0 | 0 | 0 | 0 | 0 | 0 | 0 | 0 | 0 | 0 | 0 | 0 | 0 | 0
Hydrogen Evolution | Gen_BB009 | MW | NPg Northeast | Stella North | 0 | 0 | 0 | 0 | 0 | 0 | 0 | 0 | 0 | 0 | 0 | 0 | 0 | 0 | 0 | 0 | 0 | 0 | 0 | 0 | 0 | 0 | 0 | 0 | 0 | 0 | 0 | 0 | 0
Hydrogen Evolution | Gen_BB009 | MW | NPg Northeast | Stella South | 0 | 0 | 0 | 0 | 0 | 0 | 0 | 0 | 0 | 0 | 0 | 0 | 0 | 0 | 0 | 0 | 0 | 0 | 0 | 0 | 0 | 0 | 0 | 0 | 0 | 0 | 0 | 0 | 0
Hydrogen Evolution | Gen_BB009 | MW | NPg Northeast | West Boldon | 0 | 0 | 0 | 0 | 0 | 0 | 0 | 0 | 0 | 0 | 0 | 0 | 0 | 0 | 0 | 0 | 0 | 0 | 0 | 0 | 0 | 0 | 0 | 0 | 0 | 0 | 0 | 0 | 0
Hydrogen Evolution | Gen_BB009 | MW | NPg Yorkshire | Bradford West | 0 | 0 | 0 | 0 | 0 | 0 | 0 | 0 | 0 | 0 | 0 | 0 | 0 | 0 | 0 | 0 | 0 | 0 | 0 | 0 | 0 | 0 | 0 | 0 | 0 | 0 | 0 | 0 | 0
Hydrogen Evolution | Gen_BB009 | MW | NPg Yorkshire | Camblesforth | 0 | 0 | 0 | 0 | 0 | 0 | 0 | 0 | 0 | 0 | 0 | 0 | 0 | 0 | 0 | 0 | 0 | 0 | 0 | 0 | 0 | 0 | 0 | 0 | 0 | 0 | 0 | 0 | 0
Hydrogen Evolution | Gen_BB009 | MW | NPg Yorkshire | Creyke Beck | 0 | 0 | 0 | 0 | 0 | 0 | 0 | 0 | 0 | 0 | 0 | 0 | 0 | 0 | 0 | 0 | 0 | 0 | 0 | 0 | 0 | 0 | 0 | 0 | 0 | 0 | 0 | 0 | 0
Hydrogen Evolution | Gen_BB009 | MW | NPg Yorkshire | Drax | 0 | 0 | 0 | 0 | 0 | 0 | 0 | 0 | 0 | 0 | 0 | 0 | 0 | 0 | 0 | 0 | 0 | 0 | 0 | 0 | 0 | 0 | 0 | 0 | 0 | 0 | 0 | 0 | 0
Hydrogen Evolution | Gen_BB009 | MW | NPg Yorkshire | Elland | 0 | 0 | 0 | 0 | 0 | 0 | 0 | 0 | 0 | 0 | 0 | 0 | 0 | 0 | 0 | 0 | 0 | 0 | 0 | 0 | 0 | 0 | 0 | 0 | 0 | 0 | 0 | 0 | 0
Hydrogen Evolution | Gen_BB009 | MW | NPg Yorkshire | Ferrybridge A | 0 | 0 | 0 | 0 | 0 | 0 | 0 | 0 | 0 | 0 | 0 | 0 | 0 | 0 | 0 | 0 | 0 | 0 | 0 | 0 | 0 | 0 | 0 | 0 | 0 | 0 | 0 | 0 | 0
Hydrogen Evolution | Gen_BB009 | MW | NPg Yorkshire | Ferrybridge B (_M) | 0 | 0 | 0 | 0 | 0 | 0 | 0 | 0 | 0 | 0 | 0 | 0 | 0 | 0 | 0 | 0 | 0 | 0 | 0 | 0 | 0 | 0 | 0 | 0 | 0 | 0 | 0 | 0 | 0
Hydrogen Evolution | Gen_BB009 | MW | NPg Yorkshire | Grimsby West | 0 | 0 | 0 | 0 | 0 | 0 | 0 | 0 | 0 | 0 | 0 | 0 | 0 | 0 | 0 | 0 | 0 | 0 | 0 | 0 | 0 | 0 | 0 | 0 | 0 | 0 | 0 | 0 | 0
Hydrogen Evolution | Gen_BB009 | MW | NPg Yorkshire | Keadby | 0 | 99 | 99 | 99 | 0 | 0 | 0 | 0 | 0 | 0 | 0 | 0 | 0 | 0 | 0 | 0 | 0 | 0 | 0 | 0 | 0 | 0 | 0 | 0 | 0 | 0 | 0 | 0 | 0
Hydrogen Evolution | Gen_BB009 | MW | NPg Yorkshire | Kirkstall B | 0 | 0 | 0 | 0 | 0 | 0 | 0 | 0 | 0 | 0 | 0 | 0 | 0 | 0 | 0 | 0 | 0 | 0 | 0 | 0 | 0 | 0 | 0 | 0 | 0 | 0 | 0 | 0 | 0
Hydrogen Evolution | Gen_BB009 | MW | NPg Yorkshire | Neepsend | 0 | 0 | 0 | 0 | 0 | 0 | 0 | 0 | 0 | 0 | 0 | 0 | 0 | 0 | 0 | 0 | 0 | 0 | 0 | 0 | 0 | 0 | 0 | 0 | 0 | 0 | 0 | 0 | 0
Hydrogen Evolution | Gen_BB009 | MW | NPg Yorkshire | Saltend North | 0 | 0 | 0 | 0 | 0 | 0 | 0 | 0 | 0 | 0 | 0 | 0 | 0 | 0 | 0 | 0 | 0 | 0 | 0 | 0 | 0 | 0 | 0 | 0 | 0 | 0 | 0 | 0 | 0
Hydrogen Evolution | Gen_BB009 | MW | NPg Yorkshire | Sheffield City | 0 | 0 | 0 | 0 | 0 | 0 | 0 | 0 | 0 | 0 | 0 | 0 | 0 | 0 | 0 | 0 | 0 | 0 | 0 | 0 | 0 | 0 | 0 | 0 | 0 | 0 | 0 | 0 | 0
Hydrogen Evolution | Gen_BB009 | MW | NPg Yorkshire | Skelton Grange | 0 | 0 | 0 | 0 | 0 | 0 | 0 | 0 | 0 | 0 | 0 | 0 | 0 | 0 | 0 | 0 | 0 | 0 | 0 | 0 | 0 | 0 | 0 | 0 | 0 | 0 | 0 | 0 | 0
Hydrogen Evolution | Gen_BB009 | MW | NPg Yorkshire | Templeborough | 0 | 0 | 0 | 0 | 0 | 0 | 0 | 0 | 0 | 0 | 0 | 0 | 0 | 0 | 0 | 0 | 0 | 0 | 0 | 0 | 0 | 0 | 0 | 0 | 0 | 0 | 0 | 0 | 0
Hydrogen Evolution | Gen_BB009 | MW | NPg Yorkshire | Thurcroft | 0 | 0 | 0 | 0 | 0 | 0 | 0 | 0 | 0 | 0 | 0 | 0 | 0 | 0 | 0 | 0 | 0 | 0 | 0 | 0 | 0 | 0 | 0 | 0 | 0 | 0 | 0 | 0 | 0
Hydrogen Evolution | Gen_BB009 | MW | NPg Yorkshire | West Melton | 0 | 0 | 0 | 0 | 0 | 0 | 0 | 0 | 0 | 0 | 0 | 0 | 0 | 0 | 0 | 0 | 0 | 0 | 0 | 0 | 0 | 0 | 0 | 0 | 0 | 0 | 0 | 0 | 0
Hydrogen Evolution | Gen_BB009 | MW | NPg Yorkshire | Wincobank | 0 | 0 | 0 | 0 | 0 | 0 | 0 | 0 | 0 | 0 | 0 | 0 | 0 | 0 | 0 | 0 | 0 | 0 | 0 | 0 | 0 | 0 | 0 | 0 | 0 | 0 | 0 | 0 | 0
Hydrogen Evolution | Gen_BB009 | MW | SHETL | Direct(SHETL) | 0 | 1180 | 1180 | 1180 | 1180 | 1180 | 1180 | 1180 | 1180 | 1180 | 1180 | 1180 | 1180 | 1180 | 1180 | 1180 | 1180 | 1180 | 910 | 910 | 910 | 910 | 910 | 910 | 910 | 910 | 910 | 910 | 910
Hydrogen Evolution | Gen_BB009 | MW | SPEN | Bainsford | 0 | 0 | 0 | 0 | 0 | 0 | 0 | 0 | 0 | 0 | 0 | 0 | 0 | 0 | 0 | 0 | 0 | 0 | 0 | 0 | 0 | 0 | 0 | 0 | 0 | 0 | 0 | 0 | 0
Hydrogen Evolution | Gen_BB009 | MW | SPEN | Bathgate | 0 | 0 | 0 | 0 | 0 | 0 | 0 | 0 | 0 | 0 | 0 | 0 | 0 | 0 | 0 | 0 | 0 | 0 | 0 | 0 | 0 | 0 | 0 | 0 | 0 | 0 | 0 | 0 | 0
Hydrogen Evolution | Gen_BB009 | MW | SPEN | Berwick | 0 | 0 | 0 | 0 | 0 | 0 | 0 | 0 | 0 | 0 | 0 | 0 | 0 | 0 | 0 | 0 | 0 | 0 | 0 | 0 | 0 | 0 | 0 | 0 | 0 | 0 | 0 | 0 | 0
Hydrogen Evolution | Gen_BB009 | MW | SPEN | Bonnybridge | 0 | 0.985 | 0.985 | 0.985 | 0.985 | 0.985 | 0 | 0 | 0 | 0 | 0 | 0 | 0 | 0 | 0 | 0 | 0 | 0 | 0 | 0 | 0 | 0 | 0 | 0 | 0 | 0 | 0 | 0 | 0
Hydrogen Evolution | Gen_BB009 | MW | SPEN | Chapelcross | 0 | 0 | 0 | 0 | 0 | 0 | 0 | 0 | 0 | 0 | 0 | 0 | 0 | 0 | 0 | 0 | 0 | 0 | 0 | 0 | 0 | 0 | 0 | 0 | 0 | 0 | 0 | 0 | 0
Hydrogen Evolution | Gen_BB009 | MW | SPEN | Clyde’s Mill | 0 | 0 | 0 | 0 | 0 | 0 | 0 | 0 | 0 | 0 | 0 | 0 | 0 | 0 | 0 | 0 | 0 | 0 | 0 | 0 | 0 | 0 | 0 | 0 | 0 | 0 | 0 | 0 | 0 | GSP also referred to as Westburn Road
Hydrogen Evolution | Gen_BB009 | MW | SPEN | Cockenzie | 0 | 0 | 0 | 0 | 0 | 0 | 0 | 0 | 0 | 0 | 0 | 0 | 0 | 0 | 0 | 0 | 0 | 0 | 0 | 0 | 0 | 0 | 0 | 0 | 0 | 0 | 0 | 0 | 0
Hydrogen Evolution | Gen_BB009 | MW | SPEN | Coylton | 0 | 0 | 0 | 0 | 0 | 0 | 0 | 0 | 0 | 0 | 0 | 0 | 0 | 0 | 0 | 0 | 0 | 0 | 0 | 0 | 0 | 0 | 0 | 0 | 0 | 0 | 0 | 0 | 0
Hydrogen Evolution | Gen_BB009 | MW | SPEN | Crookston B | 0 | 0 | 0 | 0 | 0 | 0 | 0 | 0 | 0 | 0 | 0 | 0 | 0 | 0 | 0 | 0 | 0 | 0 | 0 | 0 | 0 | 0 | 0 | 0 | 0 | 0 | 0 | 0 | 0
Hydrogen Evolution | Gen_BB009 | MW | SPEN | Cumbernauld | 0 | 2.022 | 2.022 | 2.022 | 2.022 | 2.022 | 0 | 0 | 0 | 0 | 0 | 0 | 0 | 0 | 0 | 0 | 0 | 0 | 0 | 0 | 0 | 0 | 0 | 0 | 0 | 0 | 0 | 0 | 0
Hydrogen Evolution | Gen_BB009 | MW | SPEN | Cupar | 0 | 0 | 0 | 0 | 0 | 0 | 0 | 0 | 0 | 0 | 0 | 0 | 0 | 0 | 0 | 0 | 0 | 0 | 0 | 0 | 0 | 0 | 0 | 0 | 0 | 0 | 0 | 0 | 0
Hydrogen Evolution | Gen_BB009 | MW | SPEN | Dalmarnock | 0 | 0 | 0 | 0 | 0 | 0 | 0 | 0 | 0 | 0 | 0 | 0 | 0 | 0 | 0 | 0 | 0 | 0 | 0 | 0 | 0 | 0 | 0 | 0 | 0 | 0 | 0 | 0 | 0
Hydrogen Evolution | Gen_BB009 | MW | SPEN | Devol Moor | 0 | 0 | 0 | 0 | 0 | 0 | 0 | 0 | 0 | 0 | 0 | 0 | 0 | 0 | 0 | 0 | 0 | 0 | 0 | 0 | 0 | 0 | 0 | 0 | 0 | 0 | 0 | 0 | 0
Hydrogen Evolution | Gen_BB009 | MW | SPEN | Devonside | 0 | 1.055 | 1.055 | 1.055 | 1.055 | 1.055 | 0 | 0 | 0 | 0 | 0 | 0 | 0 | 0 | 0 | 0 | 0 | 0 | 0 | 0 | 0 | 0 | 0 | 0 | 0 | 0 | 0 | 0 | 0
Hydrogen Evolution | Gen_BB009 | MW | SPEN | Dumfries 33 | 0 | 0 | 0 | 0 | 0 | 0 | 0 | 0 | 0 | 0 | 0 | 0 | 0 | 0 | 0 | 0 | 0 | 0 | 0 | 0 | 0 | 0 | 0 | 0 | 0 | 0 | 0 | 0 | 0
Hydrogen Evolution | Gen_BB009 | MW | SPEN | Dunbar | 0 | 0 | 0 | 0 | 0 | 0 | 0 | 0 | 0 | 0 | 0 | 0 | 0 | 0 | 0 | 0 | 0 | 0 | 0 | 0 | 0 | 0 | 0 | 0 | 0 | 0 | 0 | 0 | 0
Hydrogen Evolution | Gen_BB009 | MW | SPEN | Dunfermline | 0 | 0 | 0 | 0 | 0 | 0 | 0 | 0 | 0 | 0 | 0 | 0 | 0 | 0 | 0 | 0 | 0 | 0 | 0 | 0 | 0 | 0 | 0 | 0 | 0 | 0 | 0 | 0 | 0
Hydrogen Evolution | Gen_BB009 | MW | SPEN | Earlstoun | 0 | 0 | 0 | 0 | 0 | 0 | 0 | 0 | 0 | 0 | 0 | 0 | 0 | 0 | 0 | 0 | 0 | 0 | 0 | 0 | 0 | 0 | 0 | 0 | 0 | 0 | 0 | 0 | 0
Hydrogen Evolution | Gen_BB009 | MW | SPEN | East Kilbride South | 0 | 0 | 0 | 0 | 0 | 0 | 0 | 0 | 0 | 0 | 0 | 0 | 0 | 0 | 0 | 0 | 0 | 0 | 0 | 0 | 0 | 0 | 0 | 0 | 0 | 0 | 0 | 0 | 0
Hydrogen Evolution | Gen_BB009 | MW | SPEN | Eccles | 0 | 0 | 0 | 0 | 0 | 0 | 0 | 0 | 0 | 0 | 0 | 0 | 0 | 0 | 0 | 0 | 0 | 0 | 0 | 0 | 0 | 0 | 0 | 0 | 0 | 0 | 0 | 0 | 0
Hydrogen Evolution | Gen_BB009 | MW | SPEN | Galashiels | 0 | 8.79 | 8.79 | 8.79 | 8.79 | 8.79 | 0 | 0 | 0 | 0 | 0 | 0 | 0 | 0 | 0 | 0 | 0 | 0 | 0 | 0 | 0 | 0 | 0 | 0 | 0 | 0 | 0 | 0 | 0
Hydrogen Evolution | Gen_BB009 | MW | SPEN | Giffnock | 0 | 0 | 0 | 0 | 0 | 0 | 0 | 0 | 0 | 0 | 0 | 0 | 0 | 0 | 0 | 0 | 0 | 0 | 0 | 0 | 0 | 0 | 0 | 0 | 0 | 0 | 0 | 0 | 0
Hydrogen Evolution | Gen_BB009 | MW | SPEN | Glenlee | 0 | 0 | 0 | 0 | 0 | 0 | 0 | 0 | 0 | 0 | 0 | 0 | 0 | 0 | 0 | 0 | 0 | 0 | 0 | 0 | 0 | 0 | 0 | 0 | 0 | 0 | 0 | 0 | 0
Hydrogen Evolution | Gen_BB009 | MW | SPEN | Glenluce | 0 | 0 | 0 | 0 | 0 | 0 | 0 | 0 | 0 | 0 | 0 | 0 | 0 | 0 | 0 | 0 | 0 | 0 | 0 | 0 | 0 | 0 | 0 | 0 | 0 | 0 | 0 | 0 | 0
Hydrogen Evolution | Gen_BB009 | MW | SPEN | Glenniston | 0 | 0 | 0 | 0 | 0 | 0 | 0 | 0 | 0 | 0 | 0 | 0 | 0 | 0 | 0 | 0 | 0 | 0 | 0 | 0 | 0 | 0 | 0 | 0 | 0 | 0 | 0 | 0 | 0
Hydrogen Evolution | Gen_BB009 | MW | SPEN | Glenrothes | 0 | 0 | 0 | 0 | 0 | 0 | 0 | 0 | 0 | 0 | 0 | 0 | 0 | 0 | 0 | 0 | 0 | 0 | 0 | 0 | 0 | 0 | 0 | 0 | 0 | 0 | 0 | 0 | 0
Hydrogen Evolution | Gen_BB009 | MW | SPEN | Grangemouth A | 0 | 0 | 0 | 0 | 0 | 0 | 0 | 0 | 0 | 0 | 0 | 0 | 0 | 0 | 0 | 0 | 0 | 0 | 0 | 0 | 0 | 0 | 0 | 0 | 0 | 0 | 0 | 0 | 0
Hydrogen Evolution | Gen_BB009 | MW | SPEN | Hawick | 0 | 0 | 0 | 0 | 0 | 0 | 0 | 0 | 0 | 0 | 0 | 0 | 0 | 0 | 0 | 0 | 0 | 0 | 0 | 0 | 0 | 0 | 0 | 0 | 0 | 0 | 0 | 0 | 0
Hydrogen Evolution | Gen_BB009 | MW | SPEN | Hunterston Farm | 0 | 0 | 0 | 0 | 0 | 0 | 0 | 0 | 0 | 0 | 0 | 0 | 0 | 0 | 0 | 0 | 0 | 0 | 0 | 0 | 0 | 0 | 0 | 0 | 0 | 0 | 0 | 0 | 0
Hydrogen Evolution | Gen_BB009 | MW | SPEN | Inverkeithing | 0 | 0 | 0 | 0 | 0 | 0 | 0 | 0 | 0 | 0 | 0 | 0 | 0 | 0 | 0 | 0 | 0 | 0 | 0 | 0 | 0 | 0 | 0 | 0 | 0 | 0 | 0 | 0 | 0
Hydrogen Evolution | Gen_BB009 | MW | SPEN | Johnstone | 0 | 0 | 0 | 0 | 0 | 0 | 0 | 0 | 0 | 0 | 0 | 0 | 0 | 0 | 0 | 0 | 0 | 0 | 0 | 0 | 0 | 0 | 0 | 0 | 0 | 0 | 0 | 0 | 0
Hydrogen Evolution | Gen_BB009 | MW | SPEN | Kaimes | 0 | 2.198 | 2.198 | 2.198 | 2.198 | 2.198 | 0 | 0 | 0 | 0 | 0 | 0 | 0 | 0 | 0 | 0 | 0 | 0 | 0 | 0 | 0 | 0 | 0 | 0 | 0 | 0 | 0 | 0 | 0
Hydrogen Evolution | Gen_BB009 | MW | SPEN | Kendoon | 0 | 0 | 0 | 0 | 0 | 0 | 0 | 0 | 0 | 0 | 0 | 0 | 0 | 0 | 0 | 0 | 0 | 0 | 0 | 0 | 0 | 0 | 0 | 0 | 0 | 0 | 0 | 0 | 0
Hydrogen Evolution | Gen_BB009 | MW | SPEN | Killermont | 0 | 0 | 0 | 0 | 0 | 0 | 0 | 0 | 0 | 0 | 0 | 0 | 0 | 0 | 0 | 0 | 0 | 0 | 0 | 0 | 0 | 0 | 0 | 0 | 0 | 0 | 0 | 0 | 0
Hydrogen Evolution | Gen_BB009 | MW | SPEN | Kilwinning | 0 | 19.339 | 19.339 | 19.339 | 19.339 | 19.339 | 0 | 0 | 0 | 0 | 0 | 0 | 0 | 0 | 0 | 0 | 0 | 0 | 0 | 0 | 0 | 0 | 0 | 0 | 0 | 0 | 0 | 0 | 0
Hydrogen Evolution | Gen_BB009 | MW | SPEN | Leven | 0 | 9.344 | 9.344 | 9.344 | 9.344 | 9.344 | 0 | 0 | 0 | 0 | 0 | 0 | 0 | 0 | 0 | 0 | 0 | 0 | 0 | 0 | 0 | 0 | 0 | 0 | 0 | 0 | 0 | 0 | 0
Hydrogen Evolution | Gen_BB009 | MW | SPEN | Livingston East | 0 | 0 | 0 | 0 | 0 | 0 | 0 | 0 | 0 | 0 | 0 | 0 | 0 | 0 | 0 | 0 | 0 | 0 | 0 | 0 | 0 | 0 | 0 | 0 | 0 | 0 | 0 | 0 | 0
Hydrogen Evolution | Gen_BB009 | MW | SPEN | Maybole | 0 | 10.549 | 10.549 | 10.549 | 10.549 | 10.549 | 0 | 0 | 0 | 0 | 0 | 0 | 0 | 0 | 0 | 0 | 0 | 0 | 0 | 0 | 0 | 0 | 0 | 0 | 0 | 0 | 0 | 0 | 0
Hydrogen Evolution | Gen_BB009 | MW | SPEN | Newarthill | 0 | 0 | 0 | 0 | 0 | 0 | 0 | 0 | 0 | 0 | 0 | 0 | 0 | 0 | 0 | 0 | 0 | 0 | 0 | 0 | 0 | 0 | 0 | 0 | 0 | 0 | 0 | 0 | 0
Hydrogen Evolution | Gen_BB009 | MW | SPEN | Paisley | 0 | 0 | 0 | 0 | 0 | 0 | 0 | 0 | 0 | 0 | 0 | 0 | 0 | 0 | 0 | 0 | 0 | 0 | 0 | 0 | 0 | 0 | 0 | 0 | 0 | 0 | 0 | 0 | 0
Hydrogen Evolution | Gen_BB009 | MW | SPEN | Portobello | 0 | 0 | 0 | 0 | 0 | 0 | 0 | 0 | 0 | 0 | 0 | 0 | 0 | 0 | 0 | 0 | 0 | 0 | 0 | 0 | 0 | 0 | 0 | 0 | 0 | 0 | 0 | 0 | 0
Hydrogen Evolution | Gen_BB009 | MW | SPEN | Ravenscraig | 0 | 0 | 0 | 0 | 0 | 0 | 0 | 0 | 0 | 0 | 0 | 0 | 0 | 0 | 0 | 0 | 0 | 0 | 0 | 0 | 0 | 0 | 0 | 0 | 0 | 0 | 0 | 0 | 0
Hydrogen Evolution | Gen_BB009 | MW | SPEN | Redhouse | 0 | 0 | 0 | 0 | 0 | 0 | 0 | 0 | 0 | 0 | 0 | 0 | 0 | 0 | 0 | 0 | 0 | 0 | 0 | 0 | 0 | 0 | 0 | 0 | 0 | 0 | 0 | 0 | 0
Hydrogen Evolution | Gen_BB009 | MW | SPEN | Saltcoats A | 0 | 0 | 0 | 0 | 0 | 0 | 0 | 0 | 0 | 0 | 0 | 0 | 0 | 0 | 0 | 0 | 0 | 0 | 0 | 0 | 0 | 0 | 0 | 0 | 0 | 0 | 0 | 0 | 0
Hydrogen Evolution | Gen_BB009 | MW | SPEN | Saltcoats B | 0 | 0 | 0 | 0 | 0 | 0 | 0 | 0 | 0 | 0 | 0 | 0 | 0 | 0 | 0 | 0 | 0 | 0 | 0 | 0 | 0 | 0 | 0 | 0 | 0 | 0 | 0 | 0 | 0
Hydrogen Evolution | Gen_BB009 | MW | SPEN | Sighthill | 0 | 3.516 | 3.516 | 3.516 | 3.516 | 3.516 | 0 | 0 | 0 | 0 | 0 | 0 | 0 | 0 | 0 | 0 | 0 | 0 | 0 | 0 | 0 | 0 | 0 | 0 | 0 | 0 | 0 | 0 | 0
Hydrogen Evolution | Gen_BB009 | MW | SPEN | Stirling | 0 | 12.307 | 12.307 | 12.307 | 12.307 | 12.307 | 0 | 0 | 0 | 0 | 0 | 0 | 0 | 0 | 0 | 0 | 0 | 0 | 0 | 0 | 0 | 0 | 0 | 0 | 0 | 0 | 0 | 0 | 0
Hydrogen Evolution | Gen_BB009 | MW | SPEN | Strathaven | 0 | 0 | 0 | 0 | 0 | 0 | 0 | 0 | 0 | 0 | 0 | 0 | 0 | 0 | 0 | 0 | 0 | 0 | 0 | 0 | 0 | 0 | 0 | 0 | 0 | 0 | 0 | 0 | 0
Hydrogen Evolution | Gen_BB009 | MW | SPEN | Strathleven | 0 | 0 | 0 | 0 | 0 | 0 | 0 | 0 | 0 | 0 | 0 | 0 | 0 | 0 | 0 | 0 | 0 | 0 | 0 | 0 | 0 | 0 | 0 | 0 | 0 | 0 | 0 | 0 | 0
Hydrogen Evolution | Gen_BB009 | MW | SPEN | Telford Road | 0 | 0 | 0 | 0 | 0 | 0 | 0 | 0 | 0 | 0 | 0 | 0 | 0 | 0 | 0 | 0 | 0 | 0 | 0 | 0 | 0 | 0 | 0 | 0 | 0 | 0 | 0 | 0 | 0
Hydrogen Evolution | Gen_BB009 | MW | SPEN | Tongland | 0 | 0 | 0 | 0 | 0 | 0 | 0 | 0 | 0 | 0 | 0 | 0 | 0 | 0 | 0 | 0 | 0 | 0 | 0 | 0 | 0 | 0 | 0 | 0 | 0 | 0 | 0 | 0 | 0
Hydrogen Evolution | Gen_BB009 | MW | SPEN | Westfield | 0 | 0 | 0 | 0 | 0 | 0 | 0 | 0 | 0 | 0 | 0 | 0 | 0 | 0 | 0 | 0 | 0 | 0 | 0 | 0 | 0 | 0 | 0 | 0 | 0 | 0 | 0 | 0 | 0
Hydrogen Evolution | Gen_BB009 | MW | SPEN | Wishaw | 0 | 0 | 0 | 0 | 0 | 0 | 0 | 0 | 0 | 0 | 0 | 0 | 0 | 0 | 0 | 0 | 0 | 0 | 0 | 0 | 0 | 0 | 0 | 0 | 0 | 0 | 0 | 0 | 0
Hydrogen Evolution | Gen_BB009 | MW | SPEN Manweb | Birkenhead | 0 | 7.56 | 7.56 | 7.56 | 7.56 | 7.56 | 0 | 0 | 0 | 0 | 0 | 0 | 0 | 0 | 0 | 0 | 0 | 0 | 0 | 0 | 0 | 0 | 0 | 0 | 0 | 0 | 0 | 0 | 0
Hydrogen Evolution | Gen_BB009 | MW | SPEN Manweb | Capenhurst | 0 | 1.758 | 1.758 | 1.758 | 1.758 | 1.758 | 0 | 0 | 0 | 0 | 0 | 0 | 0 | 0 | 0 | 0 | 0 | 0 | 0 | 0 | 0 | 0 | 0 | 0 | 0 | 0 | 0 | 0 | 0
Hydrogen Evolution | Gen_BB009 | MW | SPEN Manweb | Carrington | 0 | 1.008 | 1.008 | 1.008 | 1.008 | 1.008 | 0 | 0 | 0 | 0 | 0 | 0 | 0 | 0 | 0 | 0 | 0 | 0 | 0 | 0 | 0 | 0 | 0 | 0 | 0 | 0 | 0 | 0 | 0
Hydrogen Evolution | Gen_BB009 | MW | SPEN Manweb | Connah's Quay | 0 | 25.774 | 25.774 | 25.774 | 25.774 | 25.774 | 0 | 0 | 0 | 0 | 0 | 0 | 0 | 0 | 0 | 0 | 0 | 0 | 0 | 0 | 0 | 0 | 0 | 0 | 0 | 0 | 0 | 0 | 0
Hydrogen Evolution | Gen_BB009 | MW | SPEN Manweb | Fiddlers Ferry | 0 | 45.359 | 45.359 | 45.359 | 45.359 | 45.359 | 0 | 0 | 0 | 0 | 0 | 0 | 0 | 0 | 0 | 0 | 0 | 0 | 0 | 0 | 0 | 0 | 0 | 0 | 0 | 0 | 0 | 0 | 0
Hydrogen Evolution | Gen_BB009 | MW | SPEN Manweb | Frodsham | 0 | 98.629 | 98.629 | 98.629 | 98.629 | 98.629 | 0 | 0 | 0 | 0 | 0 | 0 | 0 | 0 | 0 | 0 | 0 | 0 | 0 | 0 | 0 | 0 | 0 | 0 | 0 | 0 | 0 | 0 | 0
Hydrogen Evolution | Gen_BB009 | MW | SPEN Manweb | Legacy | 0 | 4.395 | 4.395 | 4.395 | 4.395 | 4.395 | 0 | 0 | 0 | 0 | 0 | 0 | 0 | 0 | 0 | 0 | 0 | 0 | 0 | 0 | 0 | 0 | 0 | 0 | 0 | 0 | 0 | 0 | 0
Hydrogen Evolution | Gen_BB009 | MW | SPEN Manweb | Lister Drive | 0 | 39.205 | 39.205 | 39.205 | 39.205 | 39.205 | 0 | 0 | 0 | 0 | 0 | 0 | 0 | 0 | 0 | 0 | 0 | 0 | 0 | 0 | 0 | 0 | 0 | 0 | 0 | 0 | 0 | 0 | 0
Hydrogen Evolution | Gen_BB009 | MW | SPEN Manweb | Pentir | 0 | 0 | 0 | 0 | 0 | 0 | 0 | 0 | 0 | 0 | 0 | 0 | 0 | 0 | 0 | 0 | 0 | 0 | 0 | 0 | 0 | 0 | 0 | 0 | 0 | 0 | 0 | 0 | 0
Hydrogen Evolution | Gen_BB009 | MW | SPEN Manweb | Rainhill | 0 | 23.91 | 23.91 | 23.91 | 23.91 | 23.91 | 0 | 0 | 0 | 0 | 0 | 0 | 0 | 0 | 0 | 0 | 0 | 0 | 0 | 0 | 0 | 0 | 0 | 0 | 0 | 0 | 0 | 0 | 0
Hydrogen Evolution | Gen_BB009 | MW | SPEN Manweb | Trawsfynydd | 0 | 0 | 0 | 0 | 0 | 0 | 0 | 0 | 0 | 0 | 0 | 0 | 0 | 0 | 0 | 0 | 0 | 0 | 0 | 0 | 0 | 0 | 0 | 0 | 0 | 0 | 0 | 0 | 0
Hydrogen Evolution | Gen_BB009 | MW | SPEN Manweb | Wylfa | 0 | 0 | 0 | 0 | 0 | 0 | 0 | 0 | 0 | 0 | 0 | 0 | 0 | 0 | 0 | 0 | 0 | 0 | 0 | 0 | 0 | 0 | 0 | 0 | 0 | 0 | 0 | 0 | 0
Hydrogen Evolution | Gen_BB009 | MW | SPTL | Direct(SPTL) | 0 | 0 | 0 | 0 | 0 | 0 | 0 | 0 | 0 | 0 | 0 | 0 | 0 | 0 | 0 | 0 | 0 | 0 | 0 | 0 | 0 | 0 | 0 | 0 | 0 | 0 | 0 | 0 | 0
Hydrogen Evolution | Gen_BB009 | MW | SSEN (SHEPD) | Abernethy | 0 | 0 | 0 | 0 | 0 | 0 | 0 | 0 | 0 | 0 | 0 | 0 | 0 | 0 | 0 | 0 | 0 | 0 | 0 | 0 | 0 | 0 | 0 | 0 | 0 | 0 | 0 | 0 | 0
Hydrogen Evolution | Gen_BB009 | MW | SSEN (SHEPD) | Alness | 0 | 0 | 0 | 0 | 0 | 0 | 0 | 0 | 0 | 0 | 0 | 0 | 0 | 0 | 0 | 0 | 0 | 0 | 0 | 0 | 0 | 0 | 0 | 0 | 0 | 0 | 0 | 0 | 0
Hydrogen Evolution | Gen_BB009 | MW | SSEN (SHEPD) | Arbroath | 0 | 0 | 0 | 0 | 0 | 0 | 0 | 0 | 0 | 0 | 0 | 0 | 0 | 0 | 0 | 0 | 0 | 0 | 0 | 0 | 0 | 0 | 0 | 0 | 0 | 0 | 0 | 0 | 0
Hydrogen Evolution | Gen_BB009 | MW | SSEN (SHEPD) | Ardmore | 0 | 0 | 0 | 0 | 0 | 0 | 0 | 0 | 0 | 0 | 0 | 0 | 0 | 0 | 0 | 0 | 0 | 0 | 0 | 0 | 0 | 0 | 0 | 0 | 0 | 0 | 0 | 0 | 0
Hydrogen Evolution | Gen_BB009 | MW | SSEN (SHEPD) | Beauly | 0 | 0 | 0 | 0 | 0 | 0 | 0 | 0 | 0 | 0 | 0 | 0 | 0 | 0 | 0 | 0 | 0 | 0 | 0 | 0 | 0 | 0 | 0 | 0 | 0 | 0 | 0 | 0 | 0
Hydrogen Evolution | Gen_BB009 | MW | SSEN (SHEPD) | Boat of Garten | 0 | 0 | 0 | 0 | 0 | 0 | 0 | 0 | 0 | 0 | 0 | 0 | 0 | 0 | 0 | 0 | 0 | 0 | 0 | 0 | 0 | 0 | 0 | 0 | 0 | 0 | 0 | 0 | 0
Hydrogen Evolution | Gen_BB009 | MW | SSEN (SHEPD) | Bridge of Dun | 0 | 0 | 0 | 0 | 0 | 0 | 0 | 0 | 0 | 0 | 0 | 0 | 0 | 0 | 0 | 0 | 0 | 0 | 0 | 0 | 0 | 0 | 0 | 0 | 0 | 0 | 0 | 0 | 0
Hydrogen Evolution | Gen_BB009 | MW | SSEN (SHEPD) | Burghmuir | 0 | 0 | 0 | 0 | 0 | 0 | 0 | 0 | 0 | 0 | 0 | 0 | 0 | 0 | 0 | 0 | 0 | 0 | 0 | 0 | 0 | 0 | 0 | 0 | 0 | 0 | 0 | 0 | 0
Hydrogen Evolution | Gen_BB009 | MW | SSEN (SHEPD) | Carradale | 0 | 0 | 0 | 0 | 0 | 0 | 0 | 0 | 0 | 0 | 0 | 0 | 0 | 0 | 0 | 0 | 0 | 0 | 0 | 0 | 0 | 0 | 0 | 0 | 0 | 0 | 0 | 0 | 0
Hydrogen Evolution | Gen_BB009 | MW | SSEN (SHEPD) | Ceannacroc | 0 | 0 | 0 | 0 | 0 | 0 | 0 | 0 | 0 | 0 | 0 | 0 | 0 | 0 | 0 | 0 | 0 | 0 | 0 | 0 | 0 | 0 | 0 | 0 | 0 | 0 | 0 | 0 | 0
Hydrogen Evolution | Gen_BB009 | MW | SSEN (SHEPD) | Coupar Angus | 0 | 0 | 0 | 0 | 0 | 0 | 0 | 0 | 0 | 0 | 0 | 0 | 0 | 0 | 0 | 0 | 0 | 0 | 0 | 0 | 0 | 0 | 0 | 0 | 0 | 0 | 0 | 0 | 0
Hydrogen Evolution | Gen_BB009 | MW | SSEN (SHEPD) | Dunvegan | 0 | 0 | 0 | 0 | 0 | 0 | 0 | 0 | 0 | 0 | 0 | 0 | 0 | 0 | 0 | 0 | 0 | 0 | 0 | 0 | 0 | 0 | 0 | 0 | 0 | 0 | 0 | 0 | 0
Hydrogen Evolution | Gen_BB009 | MW | SSEN (SHEPD) | Dyce | 0 | 0 | 0 | 0 | 0 | 0 | 0 | 0 | 0 | 0 | 0 | 0 | 0 | 0 | 0 | 0 | 0 | 0 | 0 | 0 | 0 | 0 | 0 | 0 | 0 | 0 | 0 | 0 | 0
Hydrogen Evolution | Gen_BB009 | MW | SSEN (SHEPD) | Fiddes | 0 | 0 | 0 | 0 | 0 | 0 | 0 | 0 | 0 | 0 | 0 | 0 | 0 | 0 | 0 | 0 | 0 | 0 | 0 | 0 | 0 | 0 | 0 | 0 | 0 | 0 | 0 | 0 | 0
Hydrogen Evolution | Gen_BB009 | MW | SSEN (SHEPD) | Fort William | 0 | 0 | 0 | 0 | 0 | 0 | 0 | 0 | 0 | 0 | 0 | 0 | 0 | 0 | 0 | 0 | 0 | 0 | 0 | 0 | 0 | 0 | 0 | 0 | 0 | 0 | 0 | 0 | 0
Hydrogen Evolution | Gen_BB009 | MW | SSEN (SHEPD) | Fraserburgh | 0 | 0 | 0 | 0 | 0 | 0 | 0 | 0 | 0 | 0 | 0 | 0 | 0 | 0 | 0 | 0 | 0 | 0 | 0 | 0 | 0 | 0 | 0 | 0 | 0 | 0 | 0 | 0 | 0
Hydrogen Evolution | Gen_BB009 | MW | SSEN (SHEPD) | Grudie Bridge | 0 | 0 | 0 | 0 | 0 | 0 | 0 | 0 | 0 | 0 | 0 | 0 | 0 | 0 | 0 | 0 | 0 | 0 | 0 | 0 | 0 | 0 | 0 | 0 | 0 | 0 | 0 | 0 | 0
Hydrogen Evolution | Gen_BB009 | MW | SSEN (SHEPD) | Inverness | 0 | 0 | 0 | 0 | 0 | 0 | 0 | 0 | 0 | 0 | 0 | 0 | 0 | 0 | 0 | 0 | 0 | 0 | 0 | 0 | 0 | 0 | 0 | 0 | 0 | 0 | 0 | 0 | 0
Hydrogen Evolution | Gen_BB009 | MW | SSEN (SHEPD) | Keith | 0 | 0 | 0 | 0 | 0 | 0 | 0 | 0 | 0 | 0 | 0 | 0 | 0 | 0 | 0 | 0 | 0 | 0 | 0 | 0 | 0 | 0 | 0 | 0 | 0 | 0 | 0 | 0 | 0
Hydrogen Evolution | Gen_BB009 | MW | SSEN (SHEPD) | Killin | 0 | 0 | 0 | 0 | 0 | 0 | 0 | 0 | 0 | 0 | 0 | 0 | 0 | 0 | 0 | 0 | 0 | 0 | 0 | 0 | 0 | 0 | 0 | 0 | 0 | 0 | 0 | 0 | 0
Hydrogen Evolution | Gen_BB009 | MW | SSEN (SHEPD) | Kinlochleven | 0 | 0 | 0 | 0 | 0 | 0 | 0 | 0 | 0 | 0 | 0 | 0 | 0 | 0 | 0 | 0 | 0 | 0 | 0 | 0 | 0 | 0 | 0 | 0 | 0 | 0 | 0 | 0 | 0
Hydrogen Evolution | Gen_BB009 | MW | SSEN (SHEPD) | Kintore | 0 | 0 | 0 | 0 | 0 | 0 | 0 | 0 | 0 | 0 | 0 | 0 | 0 | 0 | 0 | 0 | 0 | 0 | 0 | 0 | 0 | 0 | 0 | 0 | 0 | 0 | 0 | 0 | 0
Hydrogen Evolution | Gen_BB009 | MW | SSEN (SHEPD) | Lairg | 0 | 0 | 0 | 0 | 0 | 0 | 0 | 0 | 0 | 0 | 0 | 0 | 0 | 0 | 0 | 0 | 0 | 0 | 0 | 0 | 0 | 0 | 0 | 0 | 0 | 0 | 0 | 0 | 0
Hydrogen Evolution | Gen_BB009 | MW | SSEN (SHEPD) | Lunanhead | 0 | 0 | 0 | 0 | 0 | 0 | 0 | 0 | 0 | 0 | 0 | 0 | 0 | 0 | 0 | 0 | 0 | 0 | 0 | 0 | 0 | 0 | 0 | 0 | 0 | 0 | 0 | 0 | 0
Hydrogen Evolution | Gen_BB009 | MW | SSEN (SHEPD) | Macduff | 0 | 0 | 0 | 0 | 0 | 0 | 0 | 0 | 0 | 0 | 0 | 0 | 0 | 0 | 0 | 0 | 0 | 0 | 0 | 0 | 0 | 0 | 0 | 0 | 0 | 0 | 0 | 0 | 0
Hydrogen Evolution | Gen_BB009 | MW | SSEN (SHEPD) | Milton of Craigie | 0 | 0 | 0 | 0 | 0 | 0 | 0 | 0 | 0 | 0 | 0 | 0 | 0 | 0 | 0 | 0 | 0 | 0 | 0 | 0 | 0 | 0 | 0 | 0 | 0 | 0 | 0 | 0 | 0
Hydrogen Evolution | Gen_BB009 | MW | SSEN (SHEPD) | Mybster | 0 | 0 | 0 | 0 | 0 | 0 | 0 | 0 | 0 | 0 | 0 | 0 | 0 | 0 | 0 | 0 | 0 | 0 | 0 | 0 | 0 | 0 | 0 | 0 | 0 | 0 | 0 | 0 | 0
Hydrogen Evolution | Gen_BB009 | MW | SSEN (SHEPD) | Nairn | 0 | 0 | 0 | 0 | 0 | 0 | 0 | 0 | 0 | 0 | 0 | 0 | 0 | 0 | 0 | 0 | 0 | 0 | 0 | 0 | 0 | 0 | 0 | 0 | 0 | 0 | 0 | 0 | 0
Hydrogen Evolution | Gen_BB009 | MW | SSEN (SHEPD) | Persley | 0 | 0 | 0 | 0 | 0 | 0 | 0 | 0 | 0 | 0 | 0 | 0 | 0 | 0 | 0 | 0 | 0 | 0 | 0 | 0 | 0 | 0 | 0 | 0 | 0 | 0 | 0 | 0 | 0
Hydrogen Evolution | Gen_BB009 | MW | SSEN (SHEPD) | Port Ann | 0 | 0 | 0 | 0 | 0 | 0 | 0 | 0 | 0 | 0 | 0 | 0 | 0 | 0 | 0 | 0 | 0 | 0 | 0 | 0 | 0 | 0 | 0 | 0 | 0 | 0 | 0 | 0 | 0
Hydrogen Evolution | Gen_BB009 | MW | SSEN (SHEPD) | Redmoss | 0 | 0 | 0 | 0 | 0 | 0 | 0 | 0 | 0 | 0 | 0 | 0 | 0 | 0 | 0 | 0 | 0 | 0 | 0 | 0 | 0 | 0 | 0 | 0 | 0 | 0 | 0 | 0 | 0
Hydrogen Evolution | Gen_BB009 | MW | SSEN (SHEPD) | Shin | 0 | 0 | 0 | 0 | 0 | 0 | 0 | 0 | 0 | 0 | 0 | 0 | 0 | 0 | 0 | 0 | 0 | 0 | 0 | 0 | 0 | 0 | 0 | 0 | 0 | 0 | 0 | 0 | 0
Hydrogen Evolution | Gen_BB009 | MW | SSEN (SHEPD) | Sloy | 0 | 0 | 0 | 0 | 0 | 0 | 0 | 0 | 0 | 0 | 0 | 0 | 0 | 0 | 0 | 0 | 0 | 0 | 0 | 0 | 0 | 0 | 0 | 0 | 0 | 0 | 0 | 0 | 0
Hydrogen Evolution | Gen_BB009 | MW | SSEN (SHEPD) | Strichen | 0 | 0 | 0 | 0 | 0 | 0 | 0 | 0 | 0 | 0 | 0 | 0 | 0 | 0 | 0 | 0 | 0 | 0 | 0 | 0 | 0 | 0 | 0 | 0 | 0 | 0 | 0 | 0 | 0
Hydrogen Evolution | Gen_BB009 | MW | SSEN (SHEPD) | Tarland | 0 | 0 | 0 | 0 | 0 | 0 | 0 | 0 | 0 | 0 | 0 | 0 | 0 | 0 | 0 | 0 | 0 | 0 | 0 | 0 | 0 | 0 | 0 | 0 | 0 | 0 | 0 | 0 | 0
Hydrogen Evolution | Gen_BB009 | MW | SSEN (SHEPD) | Taynuilt | 0 | 0 | 0 | 0 | 0 | 0 | 0 | 0 | 0 | 0 | 0 | 0 | 0 | 0 | 0 | 0 | 0 | 0 | 0 | 0 | 0 | 0 | 0 | 0 | 0 | 0 | 0 | 0 | 0
Hydrogen Evolution | Gen_BB009 | MW | SSEN (SHEPD) | Thurso | 0 | 0 | 0 | 0 | 0 | 0 | 0 | 0 | 0 | 0 | 0 | 0 | 0 | 0 | 0 | 0 | 0 | 0 | 0 | 0 | 0 | 0 | 0 | 0 | 0 | 0 | 0 | 0 | 0
Hydrogen Evolution | Gen_BB009 | MW | SSEN (SHEPD) | Tummel Bridge | 0 | 0 | 0 | 0 | 0 | 0 | 0 | 0 | 0 | 0 | 0 | 0 | 0 | 0 | 0 | 0 | 0 | 0 | 0 | 0 | 0 | 0 | 0 | 0 | 0 | 0 | 0 | 0 | 0
Hydrogen Evolution | Gen_BB009 | MW | SSEN (SHEPD) | Willowdale | 0 | 0 | 0 | 0 | 0 | 0 | 0 | 0 | 0 | 0 | 0 | 0 | 0 | 0 | 0 | 0 | 0 | 0 | 0 | 0 | 0 | 0 | 0 | 0 | 0 | 0 | 0 | 0 | 0
Hydrogen Evolution | Gen_BB009 | MW | SSEN South | Botley Wood | 0 | 0 | 0 | 0 | 0 | 0 | 0 | 0 | 0 | 0 | 0 | 0 | 0 | 0 | 0 | 0 | 0 | 0 | 0 | 0 | 0 | 0 | 0 | 0 | 0 | 0 | 0 | 0 | 0
Hydrogen Evolution | Gen_BB009 | MW | SSEN South | Bramley | 0 | 0 | 0 | 0 | 0 | 0 | 0 | 0 | 0 | 0 | 0 | 0 | 0 | 0 | 0 | 0 | 0 | 0 | 0 | 0 | 0 | 0 | 0 | 0 | 0 | 0 | 0 | 0 | 0
Hydrogen Evolution | Gen_BB009 | MW | SSEN South | Chickerell | 0 | 0 | 0 | 0 | 0 | 0 | 0 | 0 | 0 | 0 | 0 | 0 | 0 | 0 | 0 | 0 | 0 | 0 | 0 | 0 | 0 | 0 | 0 | 0 | 0 | 0 | 0 | 0 | 0
Hydrogen Evolution | Gen_BB009 | MW | SSEN South | Cowley | 0 | 0 | 0 | 0 | 0 | 0 | 0 | 0 | 0 | 0 | 0 | 0 | 0 | 0 | 0 | 0 | 0 | 0 | 0 | 0 | 0 | 0 | 0 | 0 | 0 | 0 | 0 | 0 | 0
Hydrogen Evolution | Gen_BB009 | MW | SSEN South | Fawley | 0 | 0 | 0 | 0 | 0 | 0 | 0 | 0 | 0 | 0 | 0 | 0 | 0 | 0 | 0 | 0 | 0 | 0 | 0 | 0 | 0 | 0 | 0 | 0 | 0 | 0 | 0 | 0 | 0
Hydrogen Evolution | Gen_BB009 | MW | SSEN South | Iver 132kV | 0 | 0 | 0 | 0 | 0 | 0 | 0 | 0 | 0 | 0 | 0 | 0 | 0 | 0 | 0 | 0 | 0 | 0 | 0 | 0 | 0 | 0 | 0 | 0 | 0 | 0 | 0 | 0 | 0
Hydrogen Evolution | Gen_BB009 | MW | SSEN South | Lovedean | 0 | 0 | 0 | 0 | 0 | 0 | 0 | 0 | 0 | 0 | 0 | 0 | 0 | 0 | 0 | 0 | 0 | 0 | 0 | 0 | 0 | 0 | 0 | 0 | 0 | 0 | 0 | 0 | 0
Hydrogen Evolution | Gen_BB009 | MW | SSEN South | Mannington | 0 | 0 | 0 | 0 | 0 | 0 | 0 | 0 | 0 | 0 | 0 | 0 | 0 | 0 | 0 | 0 | 0 | 0 | 0 | 0 | 0 | 0 | 0 | 0 | 0 | 0 | 0 | 0 | 0
Hydrogen Evolution | Gen_BB009 | MW | SSEN South | Melksham | 0 | 0 | 0 | 0 | 0 | 0 | 0 | 0 | 0 | 0 | 0 | 0 | 0 | 0 | 0 | 0 | 0 | 0 | 0 | 0 | 0 | 0 | 0 | 0 | 0 | 0 | 0 | 0 | 0
Hydrogen Evolution | Gen_BB009 | MW | SSEN South | Minety | 0 | 0 | 0 | 0 | 0 | 0 | 0 | 0 | 0 | 0 | 0 | 0 | 0 | 0 | 0 | 0 | 0 | 0 | 0 | 0 | 0 | 0 | 0 | 0 | 0 | 0 | 0 | 0 | 0
Hydrogen Evolution | Gen_BB009 | MW | SSEN South | Nursling | 0 | 0 | 0 | 0 | 0 | 0 | 0 | 0 | 0 | 0 | 0 | 0 | 0 | 0 | 0 | 0 | 0 | 0 | 0 | 0 | 0 | 0 | 0 | 0 | 0 | 0 | 0 | 0 | 0
Hydrogen Evolution | Gen_BB009 | MW | UKPN Eastern | Amersham Main | 0 | 0 | 0 | 0 | 0 | 0 | 0 | 0 | 0 | 0 | 0 | 0 | 0 | 0 | 0 | 0 | 0 | 0 | 0 | 0 | 0 | 0 | 0 | 0 | 0 | 0 | 0 | 0 | 0
Hydrogen Evolution | Gen_BB009 | MW | UKPN Eastern | Braintree | 0 | 2.092 | 2.092 | 2.092 | 2.092 | 2.092 | 0 | 0 | 0 | 0 | 0 | 0 | 0 | 0 | 0 | 0 | 0 | 0 | 0 | 0 | 0 | 0 | 0 | 0 | 0 | 0 | 0 | 0 | 0
Hydrogen Evolution | Gen_BB009 | MW | UKPN Eastern | Bramford | 0 | 66.034 | 66.034 | 66.034 | 66.034 | 66.034 | 0 | 0 | 0 | 0 | 0 | 0 | 0 | 0 | 0 | 0 | 0 | 0 | 0 | 0 | 0 | 0 | 0 | 0 | 0 | 0 | 0 | 0 | 0
Hydrogen Evolution | Gen_BB009 | MW | UKPN Eastern | Brimsdown | 0 | 1.758 | 1.758 | 1.758 | 1.758 | 1.758 | 0 | 0 | 0 | 0 | 0 | 0 | 0 | 0 | 0 | 0 | 0 | 0 | 0 | 0 | 0 | 0 | 0 | 0 | 0 | 0 | 0 | 0 | 0
Hydrogen Evolution | Gen_BB009 | MW | UKPN Eastern | Burwell Main | 0 | 18.231 | 18.231 | 18.231 | 18.231 | 18.231 | 0 | 0 | 0 | 0 | 0 | 0 | 0 | 0 | 0 | 0 | 0 | 0 | 0 | 0 | 0 | 0 | 0 | 0 | 0 | 0 | 0 | 0 | 0
Hydrogen Evolution | Gen_BB009 | MW | UKPN Eastern | Eaton Socon | 0 | 10.244 | 10.244 | 10.244 | 10.244 | 10.244 | 0 | 0 | 0 | 0 | 0 | 0 | 0 | 0 | 0 | 0 | 0 | 0 | 0 | 0 | 0 | 0 | 0 | 0 | 0 | 0 | 0 | 0 | 0
Hydrogen Evolution | Gen_BB009 | MW | UKPN Eastern | Elstree | 0 | 32.613 | 32.613 | 32.613 | 32.613 | 32.613 | 0 | 0 | 0 | 0 | 0 | 0 | 0 | 0 | 0 | 0 | 0 | 0 | 0 | 0 | 0 | 0 | 0 | 0 | 0 | 0 | 0 | 0 | 0
Hydrogen Evolution | Gen_BB009 | MW | UKPN Eastern | Loudwater | 0 | 0 | 0 | 0 | 0 | 0 | 0 | 0 | 0 | 0 | 0 | 0 | 0 | 0 | 0 | 0 | 0 | 0 | 0 | 0 | 0 | 0 | 0 | 0 | 0 | 0 | 0 | 0 | 0
Hydrogen Evolution | Gen_BB009 | MW | UKPN Eastern | Mill Hill | 0 | 1.055 | 1.055 | 1.055 | 1.055 | 1.055 | 0 | 0 | 0 | 0 | 0 | 0 | 0 | 0 | 0 | 0 | 0 | 0 | 0 | 0 | 0 | 0 | 0 | 0 | 0 | 0 | 0 | 0 | 0
Hydrogen Evolution | Gen_BB009 | MW | UKPN Eastern | Norwich Main | 0 | 436.301 | 436.301 | 436.301 | 436.301 | 436.301 | 420 | 420 | 420 | 420 | 420 | 420 | 420 | 420 | 420 | 420 | 420 | 420 | 420 | 420 | 420 | 420 | 420 | 420 | 420 | 420 | 420 | 0 | 0
Hydrogen Evolution | Gen_BB009 | MW | UKPN Eastern | Pelham | 0 | 5.687 | 5.687 | 5.687 | 5.687 | 5.687 | 0 | 0 | 0 | 0 | 0 | 0 | 0 | 0 | 0 | 0 | 0 | 0 | 0 | 0 | 0 | 0 | 0 | 0 | 0 | 0 | 0 | 0 | 0
Hydrogen Evolution | Gen_BB009 | MW | UKPN Eastern | Rayleigh | 0 | 7.56 | 7.56 | 7.56 | 7.56 | 7.56 | 0 | 0 | 0 | 0 | 0 | 0 | 0 | 0 | 0 | 0 | 0 | 0 | 0 | 0 | 0 | 0 | 0 | 0 | 0 | 0 | 0 | 0 | 0
Hydrogen Evolution | Gen_BB009 | MW | UKPN Eastern | Rye House | 0 | 25.932 | 25.932 | 25.932 | 25.932 | 25.932 | 0 | 0 | 0 | 0 | 0 | 0 | 0 | 0 | 0 | 0 | 0 | 0 | 0 | 0 | 0 | 0 | 0 | 0 | 0 | 0 | 0 | 0 | 0
Hydrogen Evolution | Gen_BB009 | MW | UKPN Eastern | Sundon | 0 | 2.426 | 2.426 | 2.426 | 2.426 | 2.426 | 0 | 0 | 0 | 0 | 0 | 0 | 0 | 0 | 0 | 0 | 0 | 0 | 0 | 0 | 0 | 0 | 0 | 0 | 0 | 0 | 0 | 0 | 0
Hydrogen Evolution | Gen_BB009 | MW | UKPN Eastern | Tilbury | 0 | 0 | 0 | 0 | 0 | 0 | 0 | 0 | 0 | 0 | 0 | 0 | 0 | 0 | 0 | 0 | 0 | 0 | 0 | 0 | 0 | 0 | 0 | 0 | 0 | 0 | 0 | 0 | 0
Hydrogen Evolution | Gen_BB009 | MW | UKPN Eastern | Tottenham | 0 | 1.757 | 1.757 | 1.757 | 1.757 | 1.757 | 0 | 0 | 0 | 0 | 0 | 0 | 0 | 0 | 0 | 0 | 0 | 0 | 0 | 0 | 0 | 0 | 0 | 0 | 0 | 0 | 0 | 0 | 0
Hydrogen Evolution | Gen_BB009 | MW | UKPN Eastern | Walpole (_A) | 0 | 453.748 | 453.748 | 453.748 | 58.748 | 58.748 | 0 | 0 | 0 | 0 | 0 | 0 | 0 | 0 | 0 | 0 | 0 | 0 | 0 | 0 | 0 | 0 | 0 | 0 | 0 | 0 | 0 | 0 | 0
Hydrogen Evolution | Gen_BB009 | MW | UKPN Eastern | Warley | 0 | 16.983 | 16.983 | 16.983 | 16.983 | 16.983 | 0 | 0 | 0 | 0 | 0 | 0 | 0 | 0 | 0 | 0 | 0 | 0 | 0 | 0 | 0 | 0 | 0 | 0 | 0 | 0 | 0 | 0 | 0
Hydrogen Evolution | Gen_BB009 | MW | UKPN Eastern | Watford South | 0 | 1.758 | 1.758 | 1.758 | 1.758 | 1.758 | 0 | 0 | 0 | 0 | 0 | 0 | 0 | 0 | 0 | 0 | 0 | 0 | 0 | 0 | 0 | 0 | 0 | 0 | 0 | 0 | 0 | 0 | 0
Hydrogen Evolution | Gen_BB009 | MW | UKPN Eastern | West Thurrock | 0 | 3.912 | 3.912 | 3.912 | 3.912 | 3.912 | 0 | 0 | 0 | 0 | 0 | 0 | 0 | 0 | 0 | 0 | 0 | 0 | 0 | 0 | 0 | 0 | 0 | 0 | 0 | 0 | 0 | 0 | 0
Hydrogen Evolution | Gen_BB009 | MW | UKPN Eastern | Wymondley | 0 | 23.833 | 23.833 | 23.833 | 23.833 | 23.833 | 0 | 0 | 0 | 0 | 0 | 0 | 0 | 0 | 0 | 0 | 0 | 0 | 0 | 0 | 0 | 0 | 0 | 0 | 0 | 0 | 0 | 0 | 0
Hydrogen Evolution | Gen_BB009 | MW | UKPN London | Barking | 0 | 0 | 0 | 0 | 0 | 0 | 0 | 0 | 0 | 0 | 0 | 0 | 0 | 0 | 0 | 0 | 0 | 0 | 0 | 0 | 0 | 0 | 0 | 0 | 0 | 0 | 0 | 0 | 0
Hydrogen Evolution | Gen_BB009 | MW | UKPN London | Barking West | 0 | 0 | 0 | 0 | 0 | 0 | 0 | 0 | 0 | 0 | 0 | 0 | 0 | 0 | 0 | 0 | 0 | 0 | 0 | 0 | 0 | 0 | 0 | 0 | 0 | 0 | 0 | 0 | 0
Hydrogen Evolution | Gen_BB009 | MW | UKPN London | City Road | 0 | 0 | 0 | 0 | 0 | 0 | 0 | 0 | 0 | 0 | 0 | 0 | 0 | 0 | 0 | 0 | 0 | 0 | 0 | 0 | 0 | 0 | 0 | 0 | 0 | 0 | 0 | 0 | 0
Hydrogen Evolution | Gen_BB009 | MW | UKPN London | Hackney 132kV | 0 | 0 | 0 | 0 | 0 | 0 | 0 | 0 | 0 | 0 | 0 | 0 | 0 | 0 | 0 | 0 | 0 | 0 | 0 | 0 | 0 | 0 | 0 | 0 | 0 | 0 | 0 | 0 | 0
Hydrogen Evolution | Gen_BB009 | MW | UKPN London | Hackney 66kV | 0 | 0 | 0 | 0 | 0 | 0 | 0 | 0 | 0 | 0 | 0 | 0 | 0 | 0 | 0 | 0 | 0 | 0 | 0 | 0 | 0 | 0 | 0 | 0 | 0 | 0 | 0 | 0 | 0
Hydrogen Evolution | Gen_BB009 | MW | UKPN London | Hurst | 0 | 0 | 0 | 0 | 0 | 0 | 0 | 0 | 0 | 0 | 0 | 0 | 0 | 0 | 0 | 0 | 0 | 0 | 0 | 0 | 0 | 0 | 0 | 0 | 0 | 0 | 0 | 0 | 0
Hydrogen Evolution | Gen_BB009 | MW | UKPN London | Littlebrook (_C) | 0 | 13.019 | 13.019 | 13.019 | 13.019 | 13.019 | 0 | 0 | 0 | 0 | 0 | 0 | 0 | 0 | 0 | 0 | 0 | 0 | 0 | 0 | 0 | 0 | 0 | 0 | 0 | 0 | 0 | 0 | 0
Hydrogen Evolution | Gen_BB009 | MW | UKPN London | Lodge Road | 0 | 4.281 | 4.281 | 4.281 | 4.281 | 4.281 | 0 | 0 | 0 | 0 | 0 | 0 | 0 | 0 | 0 | 0 | 0 | 0 | 0 | 0 | 0 | 0 | 0 | 0 | 0 | 0 | 0 | 0 | 0
Hydrogen Evolution | Gen_BB009 | MW | UKPN London | New Cross | 0 | 0.879 | 0.879 | 0.879 | 0.879 | 0.879 | 0 | 0 | 0 | 0 | 0 | 0 | 0 | 0 | 0 | 0 | 0 | 0 | 0 | 0 | 0 | 0 | 0 | 0 | 0 | 0 | 0 | 0 | 0
Hydrogen Evolution | Gen_BB009 | MW | UKPN London | Redbridge | 0 | 0 | 0 | 0 | 0 | 0 | 0 | 0 | 0 | 0 | 0 | 0 | 0 | 0 | 0 | 0 | 0 | 0 | 0 | 0 | 0 | 0 | 0 | 0 | 0 | 0 | 0 | 0 | 0
Hydrogen Evolution | Gen_BB009 | MW | UKPN London | St John's Wood | 0 | 6.857 | 6.857 | 6.857 | 6.857 | 6.857 | 0 | 0 | 0 | 0 | 0 | 0 | 0 | 0 | 0 | 0 | 0 | 0 | 0 | 0 | 0 | 0 | 0 | 0 | 0 | 0 | 0 | 0 | 0
Hydrogen Evolution | Gen_BB009 | MW | UKPN London | West Ham | 0 | 0 | 0 | 0 | 0 | 0 | 0 | 0 | 0 | 0 | 0 | 0 | 0 | 0 | 0 | 0 | 0 | 0 | 0 | 0 | 0 | 0 | 0 | 0 | 0 | 0 | 0 | 0 | 0
Hydrogen Evolution | Gen_BB009 | MW | UKPN London | Willesden 132kV | 0 | 0 | 0 | 0 | 0 | 0 | 0 | 0 | 0 | 0 | 0 | 0 | 0 | 0 | 0 | 0 | 0 | 0 | 0 | 0 | 0 | 0 | 0 | 0 | 0 | 0 | 0 | 0 | 0
Hydrogen Evolution | Gen_BB009 | MW | UKPN London | Willesden 66kV | 0 | 0 | 0 | 0 | 0 | 0 | 0 | 0 | 0 | 0 | 0 | 0 | 0 | 0 | 0 | 0 | 0 | 0 | 0 | 0 | 0 | 0 | 0 | 0 | 0 | 0 | 0 | 0 | 0
Hydrogen Evolution | Gen_BB009 | MW | UKPN London | Wimbledon South | 0 | 0 | 0 | 0 | 0 | 0 | 0 | 0 | 0 | 0 | 0 | 0 | 0 | 0 | 0 | 0 | 0 | 0 | 0 | 0 | 0 | 0 | 0 | 0 | 0 | 0 | 0 | 0 | 0
Hydrogen Evolution | Gen_BB009 | MW | UKPN South East | Beddington (_J) | 0 | 0.879 | 0.879 | 0.879 | 0.879 | 0.879 | 0 | 0 | 0 | 0 | 0 | 0 | 0 | 0 | 0 | 0 | 0 | 0 | 0 | 0 | 0 | 0 | 0 | 0 | 0 | 0 | 0 | 0 | 0
Hydrogen Evolution | Gen_BB009 | MW | UKPN South East | Bolney | 0 | 460.967 | 460.967 | 460.967 | 880.967 | 880.967 | 880 | 880 | 460 | 460 | 460 | 460 | 0 | 0 | 0 | 0 | 0 | 0 | 0 | 0 | 0 | 0 | 0 | 0 | 0 | 0 | 0 | 0 | 0
Hydrogen Evolution | Gen_BB009 | MW | UKPN South East | Canterbury | 0 | 26.987 | 26.987 | 26.987 | 26.987 | 26.987 | 0 | 0 | 0 | 0 | 0 | 0 | 0 | 0 | 0 | 0 | 0 | 0 | 0 | 0 | 0 | 0 | 0 | 0 | 0 | 0 | 0 | 0 | 0
Hydrogen Evolution | Gen_BB009 | MW | UKPN South East | Chessington | 0 | 0 | 0 | 0 | 0 | 0 | 0 | 0 | 0 | 0 | 0 | 0 | 0 | 0 | 0 | 0 | 0 | 0 | 0 | 0 | 0 | 0 | 0 | 0 | 0 | 0 | 0 | 0 | 0
Hydrogen Evolution | Gen_BB009 | MW | UKPN South East | Kemsley | 0 | 0 | 0 | 0 | 0 | 0 | 0 | 0 | 0 | 0 | 0 | 0 | 0 | 0 | 0 | 0 | 0 | 0 | 0 | 0 | 0 | 0 | 0 | 0 | 0 | 0 | 0 | 0 | 0
Hydrogen Evolution | Gen_BB009 | MW | UKPN South East | Kingsnorth | 0 | 1.055 | 1.055 | 1.055 | 1.055 | 1.055 | 0 | 0 | 0 | 0 | 0 | 0 | 0 | 0 | 0 | 0 | 0 | 0 | 0 | 0 | 0 | 0 | 0 | 0 | 0 | 0 | 0 | 0 | 0
Hydrogen Evolution | Gen_BB009 | MW | UKPN South East | Littlebrook (_J) | 0 | 0 | 0 | 0 | 0 | 0 | 0 | 0 | 0 | 0 | 0 | 0 | 0 | 0 | 0 | 0 | 0 | 0 | 0 | 0 | 0 | 0 | 0 | 0 | 0 | 0 | 0 | 0 | 0
Hydrogen Evolution | Gen_BB009 | MW | UKPN South East | Ninfield | 0 | 0 | 0 | 0 | 0 | 0 | 0 | 0 | 0 | 0 | 0 | 0 | 0 | 0 | 0 | 0 | 0 | 0 | 0 | 0 | 0 | 0 | 0 | 0 | 0 | 0 | 0 | 0 | 0
Hydrogen Evolution | Gen_BB009 | MW | UKPN South East | Northfleet East | 0 | 0 | 0 | 0 | 0 | 0 | 0 | 0 | 0 | 0 | 0 | 0 | 0 | 0 | 0 | 0 | 0 | 0 | 0 | 0 | 0 | 0 | 0 | 0 | 0 | 0 | 0 | 0 | 0
Hydrogen Evolution | Gen_BB009 | MW | UKPN South East | Sellindge | 0 | 0 | 0 | 0 | 0 | 0 | 0 | 0 | 0 | 0 | 0 | 0 | 0 | 0 | 0 | 0 | 0 | 0 | 0 | 0 | 0 | 0 | 0 | 0 | 0 | 0 | 0 | 0 | 0
Hydrogen Evolution | Gen_BB009 | MW | UKPN South East | West Weybridge | 0 | 0 | 0 | 0 | 0 | 0 | 0 | 0 | 0 | 0 | 0 | 0 | 0 | 0 | 0 | 0 | 0 | 0 | 0 | 0 | 0 | 0 | 0 | 0 | 0 | 0 | 0 | 0 | 0
Hydrogen Evolution | Gen_BB010 | MW | Electricity North West | Bredbury | 0 | 0.973 | 0.973 | 0.973 | 0.973 | 0.973 | 0.874 | 0.874 | 0.821 | 0.821 | 0.821 | 0.713 | 0.713 | 0.619 | 0.619 | 0.566 | 0.566 | 0.513 | 0.513 | 0.46 | 0.46 | 0.407 | 0.407 | 0.407 | 0.407 | 0.407 | 0.407 | 0.407 | 0.407
Hydrogen Evolution | Gen_BB010 | MW | Electricity North West | Harker | 0 | 5.556 | 5.556 | 5.556 | 5.556 | 5.556 | 4.987 | 4.987 | 4.685 | 4.685 | 4.685 | 4.068 | 4.068 | 3.531 | 3.531 | 3.229 | 3.229 | 2.927 | 2.927 | 2.624 | 2.624 | 2.322 | 2.322 | 2.322 | 2.322 | 2.322 | 2.322 | 2.322 | 2.322
Hydrogen Evolution | Gen_BB010 | MW | Electricity North West | Heysham (NGET) | 0 | 1.478 | 1.478 | 1.478 | 1.478 | 1.478 | 1.327 | 1.327 | 1.247 | 1.247 | 1.247 | 1.082 | 1.082 | 0.94 | 0.94 | 0.859 | 0.859 | 0.779 | 0.779 | 0.698 | 0.698 | 0.618 | 0.618 | 0.618 | 0.618 | 0.618 | 0.618 | 0.618 | 0.618
Hydrogen Evolution | Gen_BB010 | MW | Electricity North West | Kearsley 132kV | 0 | 0.162 | 0.162 | 0.162 | 0.162 | 0.162 | 0.145 | 0.145 | 0.136 | 0.136 | 0.136 | 0.118 | 0.118 | 0.103 | 0.103 | 0.094 | 0.094 | 0.085 | 0.085 | 0.076 | 0.076 | 0.068 | 0.068 | 0.068 | 0.068 | 0.068 | 0.068 | 0.068 | 0.068
Hydrogen Evolution | Gen_BB010 | MW | Electricity North West | Kearsley 33kV | 0 | 0 | 0 | 0 | 0 | 0 | 0 | 0 | 0 | 0 | 0 | 0 | 0 | 0 | 0 | 0 | 0 | 0 | 0 | 0 | 0 | 0 | 0 | 0 | 0 | 0 | 0 | 0 | 0
Hydrogen Evolution | Gen_BB010 | MW | Electricity North West | Macclesfield | 0 | 0.643 | 0.643 | 0.643 | 0.643 | 0.643 | 0.577 | 0.577 | 0.542 | 0.542 | 0.542 | 0.471 | 0.471 | 0.409 | 0.409 | 0.374 | 0.374 | 0.339 | 0.339 | 0.304 | 0.304 | 0.269 | 0.269 | 0.269 | 0.269 | 0.269 | 0.269 | 0.269 | 0.269
Hydrogen Evolution | Gen_BB010 | MW | Electricity North West | Padiham | 0 | 1.629 | 1.629 | 1.629 | 1.629 | 1.629 | 1.462 | 1.462 | 1.374 | 1.374 | 1.374 | 1.193 | 1.193 | 1.036 | 1.036 | 0.947 | 0.947 | 0.858 | 0.858 | 0.77 | 0.77 | 0.681 | 0.681 | 0.681 | 0.681 | 0.681 | 0.681 | 0.681 | 0.681
Hydrogen Evolution | Gen_BB010 | MW | Electricity North West | Penwortham East | 0 | 0 | 0 | 0 | 0 | 0 | 0 | 0 | 0 | 0 | 0 | 0 | 0 | 0 | 0 | 0 | 0 | 0 | 0 | 0 | 0 | 0 | 0 | 0 | 0 | 0 | 0 | 0 | 0
Hydrogen Evolution | Gen_BB010 | MW | Electricity North West | Penwortham West | 0 | 0 | 0 | 0 | 0 | 0 | 0 | 0 | 0 | 0 | 0 | 0 | 0 | 0 | 0 | 0 | 0 | 0 | 0 | 0 | 0 | 0 | 0 | 0 | 0 | 0 | 0 | 0 | 0
Hydrogen Evolution | Gen_BB010 | MW | Electricity North West | Rochdale | 0 | 3.661 | 3.74 | 3.818 | 3.895 | 3.972 | 4.021 | 4.096 | 4.156 | 4.229 | 4.302 | 4.346 | 4.417 | 4.464 | 4.534 | 4.59 | 4.659 | 4.715 | 4.778 | 4.828 | 4.891 | 4.93 | 4.982 | 5.033 | 5.079 | 5.125 | 5.166 | 5.208 | 5.25
Hydrogen Evolution | Gen_BB010 | MW | Electricity North West | South Manchester | 0 | 0.368 | 0.368 | 0.368 | 0.368 | 0.368 | 0.33 | 0.33 | 0.31 | 0.31 | 0.31 | 0.269 | 0.269 | 0.234 | 0.234 | 0.214 | 0.214 | 0.194 | 0.194 | 0.174 | 0.174 | 0.154 | 0.154 | 0.154 | 0.154 | 0.154 | 0.154 | 0.154 | 0.154
Hydrogen Evolution | Gen_BB010 | MW | Electricity North West | Stalybridge | 0 | 0 | 0 | 0 | 0 | 0 | 0 | 0 | 0 | 0 | 0 | 0 | 0 | 0 | 0 | 0 | 0 | 0 | 0 | 0 | 0 | 0 | 0 | 0 | 0 | 0 | 0 | 0 | 0
Hydrogen Evolution | Gen_BB010 | MW | Electricity North West | Washway Farm | 0 | 0 | 0 | 0 | 0 | 0 | 0 | 0 | 0 | 0 | 0 | 0 | 0 | 0 | 0 | 0 | 0 | 0 | 0 | 0 | 0 | 0 | 0 | 0 | 0 | 0 | 0 | 0 | 0
Hydrogen Evolution | Gen_BB010 | MW | Electricity North West | Whitegate | 0 | 0.579 | 0.579 | 0.579 | 0.579 | 0.579 | 0.52 | 0.52 | 0.488 | 0.488 | 0.488 | 0.424 | 0.424 | 0.368 | 0.368 | 0.336 | 0.336 | 0.305 | 0.305 | 0.273 | 0.273 | 0.242 | 0.242 | 0.242 | 0.242 | 0.242 | 0.242 | 0.242 | 0.242
Hydrogen Evolution | Gen_BB010 | MW | IDNO - Refer to Comment Field | Tynemouth 2 | 0 | 0 | 0 | 0 | 0 | 0 | 0 | 0 | 0 | 0 | 0 | 0 | 0 | 0 | 0 | 0 | 0 | 0 | 0 | 0 | 0 | 0 | 0 | 0 | 0 | 0 | 0 | 0 | 0 | Note: TYNE2 is operated by an IDNO allocated to GSP Group/licence area F
Hydrogen Evolution | Gen_BB010 | MW | NGED East Midlands | Berkswell | 0 | 0 | 0 | 0 | 0 | 0 | 0 | 0 | 0 | 0 | 0 | 0 | 0 | 0 | 0 | 0 | 0 | 0 | 0 | 0 | 0 | 0 | 0 | 0 | 0 | 0 | 0 | 0 | 0
Hydrogen Evolution | Gen_BB010 | MW | NGED East Midlands | Bicker Fen | 0 | 0.459 | 0.459 | 0.459 | 0.459 | 0.459 | 0.412 | 0.412 | 0.387 | 0.387 | 0.387 | 0.336 | 0.336 | 0.291 | 0.291 | 0.266 | 0.266 | 0.242 | 0.242 | 0.217 | 0.217 | 0.192 | 0.192 | 0.192 | 0.192 | 0.192 | 0.192 | 0.192 | 0.192
Hydrogen Evolution | Gen_BB010 | MW | NGED East Midlands | Chesterfield | 0 | 13.758 | 14.067 | 14.372 | 14.673 | 14.97 | 15.217 | 15.508 | 15.771 | 16.057 | 16.339 | 16.569 | 16.847 | 17.079 | 17.353 | 17.6 | 17.87 | 18.114 | 18.363 | 18.585 | 18.829 | 19.01 | 19.213 | 19.413 | 19.592 | 19.77 | 19.932 | 20.094 | 20.257
Hydrogen Evolution | Gen_BB010 | MW | NGED East Midlands | Coventry | 0 | 1.837 | 1.837 | 1.837 | 1.837 | 1.837 | 1.649 | 1.649 | 1.549 | 1.549 | 1.549 | 1.345 | 1.345 | 1.168 | 1.168 | 1.068 | 1.068 | 0.968 | 0.968 | 0.868 | 0.868 | 0.768 | 0.768 | 0.768 | 0.768 | 0.768 | 0.768 | 0.768 | 0.768
Hydrogen Evolution | Gen_BB010 | MW | NGED East Midlands | Drakelow | 0 | 0 | 0 | 0 | 0 | 0 | 0 | 0 | 0 | 0 | 0 | 0 | 0 | 0 | 0 | 0 | 0 | 0 | 0 | 0 | 0 | 0 | 0 | 0 | 0 | 0 | 0 | 0 | 0
Hydrogen Evolution | Gen_BB010 | MW | NGED East Midlands | East Claydon (_B) | 0 | 0 | 0 | 0 | 0 | 0 | 0 | 0 | 0 | 0 | 0 | 0 | 0 | 0 | 0 | 0 | 0 | 0 | 0 | 0 | 0 | 0 | 0 | 0 | 0 | 0 | 0 | 0 | 0
Hydrogen Evolution | Gen_BB010 | MW | NGED East Midlands | Enderby | 0 | 4.547 | 4.652 | 4.756 | 4.859 | 4.961 | 5.061 | 5.161 | 5.259 | 5.357 | 5.454 | 5.55 | 5.645 | 5.739 | 5.833 | 5.926 | 6.018 | 6.11 | 6.195 | 6.279 | 6.363 | 6.433 | 6.503 | 6.571 | 6.633 | 6.693 | 6.749 | 6.804 | 6.86
Hydrogen Evolution | Gen_BB010 | MW | NGED East Midlands | Grendon | 0 | 1.332 | 1.332 | 1.332 | 1.332 | 1.332 | 1.196 | 1.196 | 1.124 | 1.124 | 1.124 | 0.976 | 0.976 | 0.847 | 0.847 | 0.774 | 0.774 | 0.702 | 0.702 | 0.629 | 0.629 | 0.557 | 0.557 | 0.557 | 0.557 | 0.557 | 0.557 | 0.557 | 0.557
Hydrogen Evolution | Gen_BB010 | MW | NGED East Midlands | Ratcliffe | 0 | 0 | 0 | 0 | 0 | 0 | 0 | 0 | 0 | 0 | 0 | 0 | 0 | 0 | 0 | 0 | 0 | 0 | 0 | 0 | 0 | 0 | 0 | 0 | 0 | 0 | 0 | 0 | 0
Hydrogen Evolution | Gen_BB010 | MW | NGED East Midlands | Staythorpe | 0 | 1.263 | 1.263 | 1.263 | 1.263 | 1.263 | 1.134 | 1.134 | 1.065 | 1.065 | 1.065 | 0.925 | 0.925 | 0.803 | 0.803 | 0.734 | 0.734 | 0.666 | 0.666 | 0.597 | 0.597 | 0.528 | 0.528 | 0.528 | 0.528 | 0.528 | 0.528 | 0.528 | 0.528
Hydrogen Evolution | Gen_BB010 | MW | NGED East Midlands | Stoke Bardolph | 0 | 0 | 0 | 0 | 0 | 0 | 0 | 0 | 0 | 0 | 0 | 0 | 0 | 0 | 0 | 0 | 0 | 0 | 0 | 0 | 0 | 0 | 0 | 0 | 0 | 0 | 0 | 0 | 0
Hydrogen Evolution | Gen_BB010 | MW | NGED East Midlands | Walpole (_B) | 0 | 60.629 | 60.629 | 60.629 | 60.629 | 60.629 | 54.424 | 54.424 | 51.125 | 51.125 | 51.125 | 44.394 | 44.394 | 38.537 | 38.537 | 35.237 | 35.237 | 31.938 | 31.938 | 28.638 | 28.638 | 25.338 | 25.338 | 25.338 | 25.338 | 25.338 | 25.338 | 25.338 | 25.338
Hydrogen Evolution | Gen_BB010 | MW | NGED East Midlands | West Burton | 0 | 2.573 | 2.573 | 2.573 | 2.573 | 2.573 | 2.31 | 2.31 | 2.17 | 2.17 | 2.17 | 1.884 | 1.884 | 1.635 | 1.635 | 1.495 | 1.495 | 1.355 | 1.355 | 1.215 | 1.215 | 1.075 | 1.075 | 1.075 | 1.075 | 1.075 | 1.075 | 1.075 | 1.075
Hydrogen Evolution | Gen_BB010 | MW | NGED East Midlands | Willington | 0 | 0 | 0 | 0 | 0 | 0 | 0 | 0 | 0 | 0 | 0 | 0 | 0 | 0 | 0 | 0 | 0 | 0 | 0 | 0 | 0 | 0 | 0 | 0 | 0 | 0 | 0 | 0 | 0
Hydrogen Evolution | Gen_BB010 | MW | NGED South Wales | Aberthaw | 0 | 11.215 | 11.215 | 11.215 | 11.215 | 11.215 | 10.067 | 10.067 | 9.457 | 9.457 | 9.457 | 8.212 | 8.212 | 7.129 | 7.129 | 6.518 | 6.518 | 5.908 | 5.908 | 5.297 | 5.297 | 4.687 | 4.687 | 4.687 | 4.687 | 4.687 | 4.687 | 4.687 | 4.687
Hydrogen Evolution | Gen_BB010 | MW | NGED South Wales | Cardiff East | 0 | 0 | 0 | 0 | 0 | 0 | 0 | 0 | 0 | 0 | 0 | 0 | 0 | 0 | 0 | 0 | 0 | 0 | 0 | 0 | 0 | 0 | 0 | 0 | 0 | 0 | 0 | 0 | 0
Hydrogen Evolution | Gen_BB010 | MW | NGED South Wales | Grange | 0 | 0 | 0 | 0 | 0 | 0 | 0 | 0 | 0 | 0 | 0 | 0 | 0 | 0 | 0 | 0 | 0 | 0 | 0 | 0 | 0 | 0 | 0 | 0 | 0 | 0 | 0 | 0 | 0
Hydrogen Evolution | Gen_BB010 | MW | NGED South Wales | Pembroke | 0 | 0 | 0 | 0 | 0 | 0 | 0 | 0 | 0 | 0 | 0 | 0 | 0 | 0 | 0 | 0 | 0 | 0 | 0 | 0 | 0 | 0 | 0 | 0 | 0 | 0 | 0 | 0 | 0
Hydrogen Evolution | Gen_BB010 | MW | NGED South Wales | Pyle | 0 | 62.449 | 62.449 | 62.449 | 62.449 | 62.449 | 56.058 | 56.058 | 52.659 | 52.659 | 52.659 | 45.726 | 45.726 | 39.693 | 39.693 | 36.295 | 36.295 | 32.896 | 32.896 | 29.497 | 29.497 | 26.099 | 26.099 | 26.099 | 26.099 | 26.099 | 26.099 | 26.099 | 26.099
Hydrogen Evolution | Gen_BB010 | MW | NGED South Wales | Rassau | 0 | 1.742 | 1.751 | 1.759 | 1.767 | 1.775 | 1.642 | 1.65 | 1.583 | 1.591 | 1.599 | 1.453 | 1.461 | 1.335 | 1.343 | 1.275 | 1.283 | 1.215 | 1.222 | 1.153 | 1.16 | 1.091 | 1.096 | 1.102 | 1.107 | 1.112 | 1.116 | 1.12 | 1.125
Hydrogen Evolution | Gen_BB010 | MW | NGED South Wales | Swansea North | 0 | 4.248 | 4.248 | 4.248 | 4.248 | 4.248 | 3.813 | 3.813 | 3.582 | 3.582 | 3.582 | 3.111 | 3.111 | 2.7 | 2.7 | 2.469 | 2.469 | 2.238 | 2.238 | 2.007 | 2.007 | 1.775 | 1.775 | 1.775 | 1.775 | 1.775 | 1.775 | 1.775 | 1.775
Hydrogen Evolution | Gen_BB010 | MW | NGED South Wales | Upper Boat 132kV | 0 | 0 | 0 | 0 | 0 | 0 | 0 | 0 | 0 | 0 | 0 | 0 | 0 | 0 | 0 | 0 | 0 | 0 | 0 | 0 | 0 | 0 | 0 | 0 | 0 | 0 | 0 | 0 | 0
Hydrogen Evolution | Gen_BB010 | MW | NGED South Wales | Uskmouth | 0 | 0 | 0 | 0 | 0 | 0 | 0 | 0 | 0 | 0 | 0 | 0 | 0 | 0 | 0 | 0 | 0 | 0 | 0 | 0 | 0 | 0 | 0 | 0 | 0 | 0 | 0 | 0 | 0
Hydrogen Evolution | Gen_BB010 | MW | NGED South West | Abham | 0 | 3.978 | 4.071 | 4.162 | 4.252 | 4.341 | 4.429 | 4.516 | 4.602 | 4.687 | 4.772 | 4.856 | 4.939 | 5.022 | 5.104 | 5.185 | 5.266 | 5.346 | 5.421 | 5.495 | 5.568 | 5.629 | 5.69 | 5.75 | 5.804 | 5.857 | 5.905 | 5.954 | 6.002
Hydrogen Evolution | Gen_BB010 | MW | NGED South West | Alverdiscott | 0 | 0.138 | 0.138 | 0.138 | 0.138 | 0.138 | 0.124 | 0.124 | 0.116 | 0.116 | 0.116 | 0.101 | 0.101 | 0.088 | 0.088 | 0.08 | 0.08 | 0.073 | 0.073 | 0.065 | 0.065 | 0.058 | 0.058 | 0.058 | 0.058 | 0.058 | 0.058 | 0.058 | 0.058
Hydrogen Evolution | Gen_BB010 | MW | NGED South West | Axminster | 0 | 0 | 0 | 0 | 0 | 0 | 0 | 0 | 0 | 0 | 0 | 0 | 0 | 0 | 0 | 0 | 0 | 0 | 0 | 0 | 0 | 0 | 0 | 0 | 0 | 0 | 0 | 0 | 0
Hydrogen Evolution | Gen_BB010 | MW | NGED South West | Bridgewater | 0 | 0 | 0 | 0 | 0 | 0 | 0 | 0 | 0 | 0 | 0 | 0 | 0 | 0 | 0 | 0 | 0 | 0 | 0 | 0 | 0 | 0 | 0 | 0 | 0 | 0 | 0 | 0 | 0
Hydrogen Evolution | Gen_BB010 | MW | NGED South West | Exeter | 0 | 0.455 | 0.465 | 0.476 | 0.486 | 0.496 | 0.506 | 0.516 | 0.526 | 0.536 | 0.545 | 0.555 | 0.564 | 0.574 | 0.583 | 0.593 | 0.602 | 0.611 | 0.62 | 0.628 | 0.636 | 0.643 | 0.65 | 0.657 | 0.663 | 0.669 | 0.675 | 0.68 | 0.686
Hydrogen Evolution | Gen_BB010 | MW | NGED South West | Indian Queens | 0 | 0.917 | 0.917 | 0.917 | 0.917 | 0.917 | 0.823 | 0.823 | 0.773 | 0.773 | 0.773 | 0.671 | 0.671 | 0.583 | 0.583 | 0.533 | 0.533 | 0.483 | 0.483 | 0.433 | 0.433 | 0.383 | 0.383 | 0.383 | 0.383 | 0.383 | 0.383 | 0.383 | 0.383
Hydrogen Evolution | Gen_BB010 | MW | NGED South West | Landulph | 0 | 0.18 | 0.184 | 0.188 | 0.192 | 0.196 | 0.2 | 0.204 | 0.208 | 0.212 | 0.215 | 0.219 | 0.223 | 0.227 | 0.23 | 0.234 | 0.238 | 0.241 | 0.245 | 0.248 | 0.251 | 0.254 | 0.257 | 0.26 | 0.262 | 0.264 | 0.267 | 0.269 | 0.271
Hydrogen Evolution | Gen_BB010 | MW | NGED South West | Seabank | 0 | 0 | 0 | 0 | 0 | 0 | 0 | 0 | 0 | 0 | 0 | 0 | 0 | 0 | 0 | 0 | 0 | 0 | 0 | 0 | 0 | 0 | 0 | 0 | 0 | 0 | 0 | 0 | 0
Hydrogen Evolution | Gen_BB010 | MW | NGED South West | Taunton | 0 | 0 | 0 | 0 | 0 | 0 | 0 | 0 | 0 | 0 | 0 | 0 | 0 | 0 | 0 | 0 | 0 | 0 | 0 | 0 | 0 | 0 | 0 | 0 | 0 | 0 | 0 | 0 | 0
Hydrogen Evolution | Gen_BB010 | MW | NGED West Midlands | Bishops Wood | 0 | 9.312 | 9.315 | 9.317 | 9.32 | 9.322 | 8.383 | 8.386 | 7.888 | 7.89 | 7.893 | 6.874 | 6.876 | 5.99 | 5.992 | 5.494 | 5.496 | 4.998 | 5 | 4.502 | 4.504 | 4.005 | 4.007 | 4.008 | 4.01 | 4.011 | 4.013 | 4.014 | 4.016
Hydrogen Evolution | Gen_BB010 | MW | NGED West Midlands | Bushbury | 0 | 0 | 0 | 0 | 0 | 0 | 0 | 0 | 0 | 0 | 0 | 0 | 0 | 0 | 0 | 0 | 0 | 0 | 0 | 0 | 0 | 0 | 0 | 0 | 0 | 0 | 0 | 0 | 0
Hydrogen Evolution | Gen_BB010 | MW | NGED West Midlands | Bustleholme | 0 | 0 | 0 | 0 | 0 | 0 | 0 | 0 | 0 | 0 | 0 | 0 | 0 | 0 | 0 | 0 | 0 | 0 | 0 | 0 | 0 | 0 | 0 | 0 | 0 | 0 | 0 | 0 | 0
Hydrogen Evolution | Gen_BB010 | MW | NGED West Midlands | Cellarhead | 0 | 0 | 0 | 0 | 0 | 0 | 0 | 0 | 0 | 0 | 0 | 0 | 0 | 0 | 0 | 0 | 0 | 0 | 0 | 0 | 0 | 0 | 0 | 0 | 0 | 0 | 0 | 0 | 0
Hydrogen Evolution | Gen_BB010 | MW | NGED West Midlands | Feckenham | 0 | 3.216 | 3.216 | 3.216 | 3.216 | 3.216 | 2.887 | 2.887 | 2.712 | 2.712 | 2.712 | 2.355 | 2.355 | 2.044 | 2.044 | 1.869 | 1.869 | 1.694 | 1.694 | 1.519 | 1.519 | 1.344 | 1.344 | 1.344 | 1.344 | 1.344 | 1.344 | 1.344 | 1.344
Hydrogen Evolution | Gen_BB010 | MW | NGED West Midlands | Hams Hall | 0 | 0 | 0 | 0 | 0 | 0 | 0 | 0 | 0 | 0 | 0 | 0 | 0 | 0 | 0 | 0 | 0 | 0 | 0 | 0 | 0 | 0 | 0 | 0 | 0 | 0 | 0 | 0 | 0
Hydrogen Evolution | Gen_BB010 | MW | NGED West Midlands | Iron Acton | 0 | 0 | 0 | 0 | 0 | 0 | 0 | 0 | 0 | 0 | 0 | 0 | 0 | 0 | 0 | 0 | 0 | 0 | 0 | 0 | 0 | 0 | 0 | 0 | 0 | 0 | 0 | 0 | 0
Hydrogen Evolution | Gen_BB010 | MW | NGED West Midlands | Ironbridge | 0 | 3.151 | 3.151 | 3.151 | 3.151 | 3.151 | 2.828 | 2.828 | 2.657 | 2.657 | 2.657 | 2.307 | 2.307 | 2.003 | 2.003 | 1.831 | 1.831 | 1.66 | 1.66 | 1.488 | 1.488 | 1.317 | 1.317 | 1.317 | 1.317 | 1.317 | 1.317 | 1.317 | 1.317
Hydrogen Evolution | Gen_BB010 | MW | NGED West Midlands | Kitwell | 0 | 0 | 0 | 0 | 0 | 0 | 0 | 0 | 0 | 0 | 0 | 0 | 0 | 0 | 0 | 0 | 0 | 0 | 0 | 0 | 0 | 0 | 0 | 0 | 0 | 0 | 0 | 0 | 0
Hydrogen Evolution | Gen_BB010 | MW | NGED West Midlands | Nechells | 0 | 8.73 | 8.73 | 8.73 | 8.73 | 8.73 | 7.836 | 7.836 | 7.361 | 7.361 | 7.361 | 6.392 | 6.392 | 5.549 | 5.549 | 5.074 | 5.074 | 4.598 | 4.598 | 4.123 | 4.123 | 3.648 | 3.648 | 3.648 | 3.648 | 3.648 | 3.648 | 3.648 | 3.648
Hydrogen Evolution | Gen_BB010 | MW | NGED West Midlands | Ocker Hill | 0 | 3.676 | 3.676 | 3.676 | 3.676 | 3.676 | 3.299 | 3.299 | 3.099 | 3.099 | 3.099 | 2.691 | 2.691 | 2.336 | 2.336 | 2.136 | 2.136 | 1.936 | 1.936 | 1.736 | 1.736 | 1.536 | 1.536 | 1.536 | 1.536 | 1.536 | 1.536 | 1.536 | 1.536
Hydrogen Evolution | Gen_BB010 | MW | NGED West Midlands | Oldbury | 0 | 0 | 0 | 0 | 0 | 0 | 0 | 0 | 0 | 0 | 0 | 0 | 0 | 0 | 0 | 0 | 0 | 0 | 0 | 0 | 0 | 0 | 0 | 0 | 0 | 0 | 0 | 0 | 0
Hydrogen Evolution | Gen_BB010 | MW | NGED West Midlands | Penn | 0 | 0 | 0 | 0 | 0 | 0 | 0 | 0 | 0 | 0 | 0 | 0 | 0 | 0 | 0 | 0 | 0 | 0 | 0 | 0 | 0 | 0 | 0 | 0 | 0 | 0 | 0 | 0 | 0
Hydrogen Evolution | Gen_BB010 | MW | NGED West Midlands | Rugeley | 0 | 0.119 | 0.119 | 0.119 | 0.119 | 0.119 | 0.107 | 0.107 | 0.101 | 0.101 | 0.101 | 0.087 | 0.087 | 0.076 | 0.076 | 0.069 | 0.069 | 0.063 | 0.063 | 0.056 | 0.056 | 0.05 | 0.05 | 0.05 | 0.05 | 0.05 | 0.05 | 0.05 | 0.05
Hydrogen Evolution | Gen_BB010 | MW | NGED West Midlands | Shrewsbury | 0 | 0.766 | 0.766 | 0.766 | 0.766 | 0.766 | 0.688 | 0.688 | 0.646 | 0.646 | 0.646 | 0.561 | 0.561 | 0.487 | 0.487 | 0.445 | 0.445 | 0.404 | 0.404 | 0.362 | 0.362 | 0.32 | 0.32 | 0.32 | 0.32 | 0.32 | 0.32 | 0.32 | 0.32
Hydrogen Evolution | Gen_BB010 | MW | NGED West Midlands | Walham | 0 | 1.121 | 1.121 | 1.121 | 1.121 | 1.121 | 1.006 | 1.006 | 0.945 | 0.945 | 0.945 | 0.821 | 0.821 | 0.713 | 0.713 | 0.652 | 0.652 | 0.591 | 0.591 | 0.53 | 0.53 | 0.469 | 0.469 | 0.469 | 0.469 | 0.469 | 0.469 | 0.469 | 0.469
Hydrogen Evolution | Gen_BB010 | MW | NGED West Midlands | Willenhall | 0 | 0 | 0 | 0 | 0 | 0 | 0 | 0 | 0 | 0 | 0 | 0 | 0 | 0 | 0 | 0 | 0 | 0 | 0 | 0 | 0 | 0 | 0 | 0 | 0 | 0 | 0 | 0 | 0
Hydrogen Evolution | Gen_BB010 | MW | NGET | Direct(NGET) | 0 | 2936 | 2936 | 2936 | 2936 | 2936 | 2936 | 2936 | 2936 | 3536 | 3536 | 3536 | 3501 | 4101 | 2400 | 3000 | 3000 | 3000 | 3000 | 3000 | 3000 | 3000 | 3000 | 3000 | 3000 | 3000 | 3000 | 3500 | 3500
Hydrogen Evolution | Gen_BB010 | MW | NPg Northeast | Blyth 132kV | 0 | 396 | 396 | 396 | 396 | 396 | 396 | 396 | 396 | 396 | 396 | 396 | 396 | 396 | 0 | 0 | 0 | 0 | 0 | 0 | 0 | 0 | 0 | 0 | 0 | 0 | 0 | 0 | 0
Hydrogen Evolution | Gen_BB010 | MW | NPg Northeast | Blyth 66kV | 0 | 0 | 0 | 0 | 0 | 0 | 0 | 0 | 0 | 0 | 0 | 0 | 0 | 0 | 0 | 0 | 0 | 0 | 0 | 0 | 0 | 0 | 0 | 0 | 0 | 0 | 0 | 0 | 0
Hydrogen Evolution | Gen_BB010 | MW | NPg Northeast | Fourstones | 0 | 0 | 0 | 0 | 0 | 0 | 0 | 0 | 0 | 0 | 0 | 0 | 0 | 0 | 0 | 0 | 0 | 0 | 0 | 0 | 0 | 0 | 0 | 0 | 0 | 0 | 0 | 0 | 0
Hydrogen Evolution | Gen_BB010 | MW | NPg Northeast | Hart Moor | 0 | 0 | 0 | 0 | 0 | 0 | 0 | 0 | 0 | 0 | 0 | 0 | 0 | 0 | 0 | 0 | 0 | 0 | 0 | 0 | 0 | 0 | 0 | 0 | 0 | 0 | 0 | 0 | 0
Hydrogen Evolution | Gen_BB010 | MW | NPg Northeast | Hawthorn Pit | 0 | 0 | 0 | 0 | 0 | 0 | 0 | 0 | 0 | 0 | 0 | 0 | 0 | 0 | 0 | 0 | 0 | 0 | 0 | 0 | 0 | 0 | 0 | 0 | 0 | 0 | 0 | 0 | 0
Hydrogen Evolution | Gen_BB010 | MW | NPg Northeast | Knaresborough | 0 | 0.436 | 0.436 | 0.436 | 0.436 | 0.436 | 0.392 | 0.392 | 0.368 | 0.368 | 0.368 | 0.32 | 0.32 | 0.277 | 0.277 | 0.254 | 0.254 | 0.23 | 0.23 | 0.206 | 0.206 | 0.182 | 0.182 | 0.182 | 0.182 | 0.182 | 0.182 | 0.182 | 0.182
Hydrogen Evolution | Gen_BB010 | MW | NPg Northeast | Lackenby | 0 | 0 | 0 | 0 | 0 | 0 | 0 | 0 | 0 | 0 | 0 | 0 | 0 | 0 | 0 | 0 | 0 | 0 | 0 | 0 | 0 | 0 | 0 | 0 | 0 | 0 | 0 | 0 | 0
Hydrogen Evolution | Gen_BB010 | MW | NPg Northeast | Norton | 0 | 0 | 0 | 0 | 0 | 0 | 0 | 0 | 0 | 0 | 0 | 0 | 0 | 0 | 0 | 0 | 0 | 0 | 0 | 0 | 0 | 0 | 0 | 0 | 0 | 0 | 0 | 0 | 0
Hydrogen Evolution | Gen_BB010 | MW | NPg Northeast | Offerton | 0 | 0 | 0 | 0 | 0 | 0 | 0 | 0 | 0 | 0 | 0 | 0 | 0 | 0 | 0 | 0 | 0 | 0 | 0 | 0 | 0 | 0 | 0 | 0 | 0 | 0 | 0 | 0 | 0
Hydrogen Evolution | Gen_BB010 | MW | NPg Northeast | Osbaldwick | 0 | 0 | 0 | 0 | 0 | 0 | 0 | 0 | 0 | 0 | 0 | 0 | 0 | 0 | 0 | 0 | 0 | 0 | 0 | 0 | 0 | 0 | 0 | 0 | 0 | 0 | 0 | 0 | 0
Hydrogen Evolution | Gen_BB010 | MW | NPg Northeast | Poppleton | 0 | 0 | 0 | 0 | 0 | 0 | 0 | 0 | 0 | 0 | 0 | 0 | 0 | 0 | 0 | 0 | 0 | 0 | 0 | 0 | 0 | 0 | 0 | 0 | 0 | 0 | 0 | 0 | 0
Hydrogen Evolution | Gen_BB010 | MW | NPg Northeast | Saltholme | 0 | 45.026 | 45.026 | 45.026 | 45.026 | 45.026 | 40.418 | 40.418 | 37.968 | 37.968 | 37.968 | 32.969 | 32.969 | 28.619 | 28.619 | 26.169 | 26.169 | 23.718 | 23.718 | 21.268 | 21.268 | 18.818 | 18.818 | 18.818 | 18.818 | 18.818 | 18.818 | 18.818 | 18.818
Hydrogen Evolution | Gen_BB010 | MW | NPg Northeast | South Shields | 0 | 0 | 0 | 0 | 0 | 0 | 0 | 0 | 0 | 0 | 0 | 0 | 0 | 0 | 0 | 0 | 0 | 0 | 0 | 0 | 0 | 0 | 0 | 0 | 0 | 0 | 0 | 0 | 0
Hydrogen Evolution | Gen_BB010 | MW | NPg Northeast | Spennymoor | 0 | 0 | 0 | 0 | 0 | 0 | 0 | 0 | 0 | 0 | 0 | 0 | 0 | 0 | 0 | 0 | 0 | 0 | 0 | 0 | 0 | 0 | 0 | 0 | 0 | 0 | 0 | 0 | 0
Hydrogen Evolution | Gen_BB010 | MW | NPg Northeast | Stella North | 0 | 0 | 0 | 0 | 0 | 0 | 0 | 0 | 0 | 0 | 0 | 0 | 0 | 0 | 0 | 0 | 0 | 0 | 0 | 0 | 0 | 0 | 0 | 0 | 0 | 0 | 0 | 0 | 0
Hydrogen Evolution | Gen_BB010 | MW | NPg Northeast | Stella South | 0 | 0 | 0 | 0 | 0 | 0 | 0 | 0 | 0 | 0 | 0 | 0 | 0 | 0 | 0 | 0 | 0 | 0 | 0 | 0 | 0 | 0 | 0 | 0 | 0 | 0 | 0 | 0 | 0
Hydrogen Evolution | Gen_BB010 | MW | NPg Northeast | West Boldon | 0 | 0 | 0 | 0 | 0 | 0 | 0 | 0 | 0 | 0 | 0 | 0 | 0 | 0 | 0 | 0 | 0 | 0 | 0 | 0 | 0 | 0 | 0 | 0 | 0 | 0 | 0 | 0 | 0
Hydrogen Evolution | Gen_BB010 | MW | NPg Yorkshire | Bradford West | 0 | 0 | 0 | 0 | 0 | 0 | 0 | 0 | 0 | 0 | 0 | 0 | 0 | 0 | 0 | 0 | 0 | 0 | 0 | 0 | 0 | 0 | 0 | 0 | 0 | 0 | 0 | 0 | 0
Hydrogen Evolution | Gen_BB010 | MW | NPg Yorkshire | Camblesforth | 0 | 0 | 0 | 0 | 0 | 0 | 0 | 0 | 0 | 0 | 0 | 0 | 0 | 0 | 0 | 0 | 0 | 0 | 0 | 0 | 0 | 0 | 0 | 0 | 0 | 0 | 0 | 0 | 0
Hydrogen Evolution | Gen_BB010 | MW | NPg Yorkshire | Creyke Beck | 0 | 26.42 | 26.42 | 26.42 | 26.42 | 26.42 | 23.716 | 23.716 | 22.279 | 22.279 | 22.279 | 19.345 | 19.345 | 16.793 | 16.793 | 15.355 | 15.355 | 13.917 | 13.917 | 12.48 | 12.48 | 11.042 | 11.042 | 11.042 | 11.042 | 11.042 | 11.042 | 11.042 | 11.042
Hydrogen Evolution | Gen_BB010 | MW | NPg Yorkshire | Drax | 0 | 0 | 0 | 0 | 0 | 0 | 0 | 0 | 0 | 0 | 0 | 0 | 0 | 0 | 0 | 0 | 0 | 0 | 0 | 0 | 0 | 0 | 0 | 0 | 0 | 0 | 0 | 0 | 0
Hydrogen Evolution | Gen_BB010 | MW | NPg Yorkshire | Elland | 0 | 0 | 0 | 0 | 0 | 0 | 0 | 0 | 0 | 0 | 0 | 0 | 0 | 0 | 0 | 0 | 0 | 0 | 0 | 0 | 0 | 0 | 0 | 0 | 0 | 0 | 0 | 0 | 0
Hydrogen Evolution | Gen_BB010 | MW | NPg Yorkshire | Ferrybridge A | 0 | 2.205 | 2.205 | 2.205 | 2.205 | 2.205 | 1.98 | 1.98 | 1.86 | 1.86 | 1.86 | 1.615 | 1.615 | 1.402 | 1.402 | 1.282 | 1.282 | 1.162 | 1.162 | 1.042 | 1.042 | 0.922 | 0.922 | 0.922 | 0.922 | 0.922 | 0.922 | 0.922 | 0.922
Hydrogen Evolution | Gen_BB010 | MW | NPg Yorkshire | Ferrybridge B (_M) | 0 | 1.316 | 1.316 | 1.316 | 1.316 | 1.316 | 1.181 | 1.181 | 1.11 | 1.11 | 1.11 | 0.963 | 0.963 | 0.836 | 0.836 | 0.765 | 0.765 | 0.693 | 0.693 | 0.622 | 0.622 | 0.55 | 0.55 | 0.55 | 0.55 | 0.55 | 0.55 | 0.55 | 0.55
Hydrogen Evolution | Gen_BB010 | MW | NPg Yorkshire | Grimsby West | 0 | 0 | 0 | 0 | 0 | 0 | 0 | 0 | 0 | 0 | 0 | 0 | 0 | 0 | 0 | 0 | 0 | 0 | 0 | 0 | 0 | 0 | 0 | 0 | 0 | 0 | 0 | 0 | 0
Hydrogen Evolution | Gen_BB010 | MW | NPg Yorkshire | Keadby | 0 | 71.007 | 71.007 | 71.007 | 71.007 | 71.007 | 65.275 | 65.275 | 62.227 | 62.227 | 62.227 | 56.009 | 56.009 | 50.599 | 35.599 | 32.551 | 32.551 | 29.503 | 29.503 | 26.455 | 26.455 | 23.407 | 23.407 | 23.407 | 23.407 | 23.407 | 23.407 | 23.407 | 23.407
Hydrogen Evolution | Gen_BB010 | MW | NPg Yorkshire | Kirkstall B | 0 | 0 | 0 | 0 | 0 | 0 | 0 | 0 | 0 | 0 | 0 | 0 | 0 | 0 | 0 | 0 | 0 | 0 | 0 | 0 | 0 | 0 | 0 | 0 | 0 | 0 | 0 | 0 | 0
Hydrogen Evolution | Gen_BB010 | MW | NPg Yorkshire | Neepsend | 0 | 0 | 0 | 0 | 0 | 0 | 0 | 0 | 0 | 0 | 0 | 0 | 0 | 0 | 0 | 0 | 0 | 0 | 0 | 0 | 0 | 0 | 0 | 0 | 0 | 0 | 0 | 0 | 0
Hydrogen Evolution | Gen_BB010 | MW | NPg Yorkshire | Saltend North | 0 | 0 | 0 | 0 | 0 | 0 | 0 | 0 | 0 | 0 | 0 | 0 | 0 | 0 | 0 | 0 | 0 | 0 | 0 | 0 | 0 | 0 | 0 | 0 | 0 | 0 | 0 | 0 | 0
Hydrogen Evolution | Gen_BB010 | MW | NPg Yorkshire | Sheffield City | 0 | 0 | 0 | 0 | 0 | 0 | 0 | 0 | 0 | 0 | 0 | 0 | 0 | 0 | 0 | 0 | 0 | 0 | 0 | 0 | 0 | 0 | 0 | 0 | 0 | 0 | 0 | 0 | 0
Hydrogen Evolution | Gen_BB010 | MW | NPg Yorkshire | Skelton Grange | 0 | 0 | 0 | 0 | 0 | 0 | 0 | 0 | 0 | 0 | 0 | 0 | 0 | 0 | 0 | 0 | 0 | 0 | 0 | 0 | 0 | 0 | 0 | 0 | 0 | 0 | 0 | 0 | 0
Hydrogen Evolution | Gen_BB010 | MW | NPg Yorkshire | Templeborough | 0 | 0 | 0 | 0 | 0 | 0 | 0 | 0 | 0 | 0 | 0 | 0 | 0 | 0 | 0 | 0 | 0 | 0 | 0 | 0 | 0 | 0 | 0 | 0 | 0 | 0 | 0 | 0 | 0
Hydrogen Evolution | Gen_BB010 | MW | NPg Yorkshire | Thurcroft | 0 | 0 | 0 | 0 | 0 | 0 | 0 | 0 | 0 | 0 | 0 | 0 | 0 | 0 | 0 | 0 | 0 | 0 | 0 | 0 | 0 | 0 | 0 | 0 | 0 | 0 | 0 | 0 | 0
Hydrogen Evolution | Gen_BB010 | MW | NPg Yorkshire | West Melton | 0 | 37.611 | 37.611 | 37.611 | 37.611 | 37.611 | 33.762 | 33.762 | 31.715 | 31.715 | 31.715 | 27.539 | 27.539 | 23.906 | 23.906 | 21.859 | 21.859 | 19.812 | 19.812 | 17.765 | 17.765 | 15.718 | 15.718 | 15.718 | 15.718 | 15.718 | 15.718 | 15.718 | 15.718
Hydrogen Evolution | Gen_BB010 | MW | NPg Yorkshire | Wincobank | 0 | 39.283 | 39.283 | 39.283 | 39.283 | 39.283 | 35.263 | 35.263 | 33.125 | 33.125 | 33.125 | 28.764 | 28.764 | 24.969 | 24.969 | 22.831 | 22.831 | 20.693 | 20.693 | 18.555 | 18.555 | 16.417 | 16.417 | 16.417 | 16.417 | 16.417 | 16.417 | 16.417 | 16.417
Hydrogen Evolution | Gen_BB010 | MW | SPEN | Bainsford | 0 | 0 | 0 | 0 | 0 | 0 | 0 | 0 | 0 | 0 | 0 | 0 | 0 | 0 | 0 | 0 | 0 | 0 | 0 | 0 | 0 | 0 | 0 | 0 | 0 | 0 | 0 | 0 | 0
Hydrogen Evolution | Gen_BB010 | MW | SPEN | Bathgate | 0 | 0 | 0 | 0 | 0 | 0 | 0 | 0 | 0 | 0 | 0 | 0 | 0 | 0 | 0 | 0 | 0 | 0 | 0 | 0 | 0 | 0 | 0 | 0 | 0 | 0 | 0 | 0 | 0
Hydrogen Evolution | Gen_BB010 | MW | SPEN | Berwick | 0 | 0 | 0 | 0 | 0 | 0 | 0 | 0 | 0 | 0 | 0 | 0 | 0 | 0 | 0 | 0 | 0 | 0 | 0 | 0 | 0 | 0 | 0 | 0 | 0 | 0 | 0 | 0 | 0
Hydrogen Evolution | Gen_BB010 | MW | SPEN | Bonnybridge | 0 | 0 | 0 | 0 | 0 | 0 | 0 | 0 | 0 | 0 | 0 | 0 | 0 | 0 | 0 | 0 | 0 | 0 | 0 | 0 | 0 | 0 | 0 | 0 | 0 | 0 | 0 | 0 | 0
Hydrogen Evolution | Gen_BB010 | MW | SPEN | Chapelcross | 0 | 45 | 45 | 45 | 45 | 45 | 45 | 45 | 45 | 45 | 45 | 45 | 45 | 45 | 0 | 0 | 0 | 0 | 0 | 0 | 0 | 0 | 0 | 0 | 0 | 0 | 0 | 0 | 0
Hydrogen Evolution | Gen_BB010 | MW | SPEN | Clyde’s Mill | 0 | 0 | 0 | 0 | 0 | 0 | 0 | 0 | 0 | 0 | 0 | 0 | 0 | 0 | 0 | 0 | 0 | 0 | 0 | 0 | 0 | 0 | 0 | 0 | 0 | 0 | 0 | 0 | 0 | GSP also referred to as Westburn Road
Hydrogen Evolution | Gen_BB010 | MW | SPEN | Cockenzie | 0 | 0 | 0 | 0 | 0 | 0 | 0 | 0 | 0 | 0 | 0 | 0 | 0 | 0 | 0 | 0 | 0 | 0 | 0 | 0 | 0 | 0 | 0 | 0 | 0 | 0 | 0 | 0 | 0
Hydrogen Evolution | Gen_BB010 | MW | SPEN | Coylton | 0 | 0 | 0 | 0 | 0 | 0 | 0 | 0 | 0 | 0 | 0 | 0 | 0 | 0 | 0 | 0 | 0 | 0 | 0 | 0 | 0 | 0 | 0 | 0 | 0 | 0 | 0 | 0 | 0
Hydrogen Evolution | Gen_BB010 | MW | SPEN | Crookston B | 0 | 0 | 0 | 0 | 0 | 0 | 0 | 0 | 0 | 0 | 0 | 0 | 0 | 0 | 0 | 0 | 0 | 0 | 0 | 0 | 0 | 0 | 0 | 0 | 0 | 0 | 0 | 0 | 0
Hydrogen Evolution | Gen_BB010 | MW | SPEN | Cumbernauld | 0 | 0 | 0 | 0 | 0 | 0 | 0 | 0 | 0 | 0 | 0 | 0 | 0 | 0 | 0 | 0 | 0 | 0 | 0 | 0 | 0 | 0 | 0 | 0 | 0 | 0 | 0 | 0 | 0
Hydrogen Evolution | Gen_BB010 | MW | SPEN | Cupar | 0 | 1.93 | 1.93 | 1.93 | 1.93 | 1.93 | 1.732 | 1.732 | 1.627 | 1.627 | 1.627 | 1.413 | 1.413 | 1.227 | 1.227 | 1.122 | 1.122 | 1.017 | 1.017 | 0.911 | 0.911 | 0.806 | 0.806 | 0.806 | 0.806 | 0.806 | 0.806 | 0.806 | 0.806
Hydrogen Evolution | Gen_BB010 | MW | SPEN | Dalmarnock | 0 | 0 | 0 | 0 | 0 | 0 | 0 | 0 | 0 | 0 | 0 | 0 | 0 | 0 | 0 | 0 | 0 | 0 | 0 | 0 | 0 | 0 | 0 | 0 | 0 | 0 | 0 | 0 | 0
Hydrogen Evolution | Gen_BB010 | MW | SPEN | Devol Moor | 0 | 0 | 0 | 0 | 0 | 0 | 0 | 0 | 0 | 0 | 0 | 0 | 0 | 0 | 0 | 0 | 0 | 0 | 0 | 0 | 0 | 0 | 0 | 0 | 0 | 0 | 0 | 0 | 0
Hydrogen Evolution | Gen_BB010 | MW | SPEN | Devonside | 0 | 0 | 0 | 0 | 0 | 0 | 0 | 0 | 0 | 0 | 0 | 0 | 0 | 0 | 0 | 0 | 0 | 0 | 0 | 0 | 0 | 0 | 0 | 0 | 0 | 0 | 0 | 0 | 0
Hydrogen Evolution | Gen_BB010 | MW | SPEN | Dumfries 33 | 0 | 0.919 | 0.919 | 0.919 | 0.919 | 0.919 | 0.825 | 0.825 | 0.775 | 0.775 | 0.775 | 0.673 | 0.673 | 0.584 | 0.584 | 0.534 | 0.534 | 0.484 | 0.484 | 0.434 | 0.434 | 0.384 | 0.384 | 0.384 | 0.384 | 0.384 | 0.384 | 0.384 | 0.384
Hydrogen Evolution | Gen_BB010 | MW | SPEN | Dunbar | 0 | 0 | 0 | 0 | 0 | 0 | 0 | 0 | 0 | 0 | 0 | 0 | 0 | 0 | 0 | 0 | 0 | 0 | 0 | 0 | 0 | 0 | 0 | 0 | 0 | 0 | 0 | 0 | 0
Hydrogen Evolution | Gen_BB010 | MW | SPEN | Dunfermline | 0 | 0 | 0 | 0 | 0 | 0 | 0 | 0 | 0 | 0 | 0 | 0 | 0 | 0 | 0 | 0 | 0 | 0 | 0 | 0 | 0 | 0 | 0 | 0 | 0 | 0 | 0 | 0 | 0
Hydrogen Evolution | Gen_BB010 | MW | SPEN | Earlstoun | 0 | 0 | 0 | 0 | 0 | 0 | 0 | 0 | 0 | 0 | 0 | 0 | 0 | 0 | 0 | 0 | 0 | 0 | 0 | 0 | 0 | 0 | 0 | 0 | 0 | 0 | 0 | 0 | 0
Hydrogen Evolution | Gen_BB010 | MW | SPEN | East Kilbride South | 0 | 0 | 0 | 0 | 0 | 0 | 0 | 0 | 0 | 0 | 0 | 0 | 0 | 0 | 0 | 0 | 0 | 0 | 0 | 0 | 0 | 0 | 0 | 0 | 0 | 0 | 0 | 0 | 0
Hydrogen Evolution | Gen_BB010 | MW | SPEN | Eccles | 0 | 0 | 0 | 0 | 0 | 0 | 0 | 0 | 0 | 0 | 0 | 0 | 0 | 0 | 0 | 0 | 0 | 0 | 0 | 0 | 0 | 0 | 0 | 0 | 0 | 0 | 0 | 0 | 0
Hydrogen Evolution | Gen_BB010 | MW | SPEN | Galashiels | 0 | 0 | 0 | 0 | 0 | 0 | 0 | 0 | 0 | 0 | 0 | 0 | 0 | 0 | 0 | 0 | 0 | 0 | 0 | 0 | 0 | 0 | 0 | 0 | 0 | 0 | 0 | 0 | 0
Hydrogen Evolution | Gen_BB010 | MW | SPEN | Giffnock | 0 | 0 | 0 | 0 | 0 | 0 | 0 | 0 | 0 | 0 | 0 | 0 | 0 | 0 | 0 | 0 | 0 | 0 | 0 | 0 | 0 | 0 | 0 | 0 | 0 | 0 | 0 | 0 | 0
Hydrogen Evolution | Gen_BB010 | MW | SPEN | Glenlee | 0 | 0 | 0 | 0 | 0 | 0 | 0 | 0 | 0 | 0 | 0 | 0 | 0 | 0 | 0 | 0 | 0 | 0 | 0 | 0 | 0 | 0 | 0 | 0 | 0 | 0 | 0 | 0 | 0
Hydrogen Evolution | Gen_BB010 | MW | SPEN | Glenluce | 0 | 0 | 0 | 0 | 0 | 0 | 0 | 0 | 0 | 0 | 0 | 0 | 0 | 0 | 0 | 0 | 0 | 0 | 0 | 0 | 0 | 0 | 0 | 0 | 0 | 0 | 0 | 0 | 0
Hydrogen Evolution | Gen_BB010 | MW | SPEN | Glenniston | 0 | 0 | 0 | 0 | 0 | 0 | 0 | 0 | 0 | 0 | 0 | 0 | 0 | 0 | 0 | 0 | 0 | 0 | 0 | 0 | 0 | 0 | 0 | 0 | 0 | 0 | 0 | 0 | 0
Hydrogen Evolution | Gen_BB010 | MW | SPEN | Glenrothes | 0 | 0 | 0 | 0 | 0 | 0 | 0 | 0 | 0 | 0 | 0 | 0 | 0 | 0 | 0 | 0 | 0 | 0 | 0 | 0 | 0 | 0 | 0 | 0 | 0 | 0 | 0 | 0 | 0
Hydrogen Evolution | Gen_BB010 | MW | SPEN | Grangemouth A | 0 | 0 | 0 | 0 | 0 | 0 | 0 | 0 | 0 | 0 | 0 | 0 | 0 | 0 | 0 | 0 | 0 | 0 | 0 | 0 | 0 | 0 | 0 | 0 | 0 | 0 | 0 | 0 | 0
Hydrogen Evolution | Gen_BB010 | MW | SPEN | Hawick | 0 | 0 | 0 | 0 | 0 | 0 | 0 | 0 | 0 | 0 | 0 | 0 | 0 | 0 | 0 | 0 | 0 | 0 | 0 | 0 | 0 | 0 | 0 | 0 | 0 | 0 | 0 | 0 | 0
Hydrogen Evolution | Gen_BB010 | MW | SPEN | Hunterston Farm | 0 | 0 | 0 | 0 | 0 | 0 | 0 | 0 | 0 | 0 | 0 | 0 | 0 | 0 | 0 | 0 | 0 | 0 | 0 | 0 | 0 | 0 | 0 | 0 | 0 | 0 | 0 | 0 | 0
Hydrogen Evolution | Gen_BB010 | MW | SPEN | Inverkeithing | 0 | 0 | 0 | 0 | 0 | 0 | 0 | 0 | 0 | 0 | 0 | 0 | 0 | 0 | 0 | 0 | 0 | 0 | 0 | 0 | 0 | 0 | 0 | 0 | 0 | 0 | 0 | 0 | 0
Hydrogen Evolution | Gen_BB010 | MW | SPEN | Johnstone | 0 | 0 | 0 | 0 | 0 | 0 | 0 | 0 | 0 | 0 | 0 | 0 | 0 | 0 | 0 | 0 | 0 | 0 | 0 | 0 | 0 | 0 | 0 | 0 | 0 | 0 | 0 | 0 | 0
Hydrogen Evolution | Gen_BB010 | MW | SPEN | Kaimes | 0 | 0 | 0 | 0 | 0 | 0 | 0 | 0 | 0 | 0 | 0 | 0 | 0 | 0 | 0 | 0 | 0 | 0 | 0 | 0 | 0 | 0 | 0 | 0 | 0 | 0 | 0 | 0 | 0
Hydrogen Evolution | Gen_BB010 | MW | SPEN | Kendoon | 0 | 0 | 0 | 0 | 0 | 0 | 0 | 0 | 0 | 0 | 0 | 0 | 0 | 0 | 0 | 0 | 0 | 0 | 0 | 0 | 0 | 0 | 0 | 0 | 0 | 0 | 0 | 0 | 0
Hydrogen Evolution | Gen_BB010 | MW | SPEN | Killermont | 0 | 0 | 0 | 0 | 0 | 0 | 0 | 0 | 0 | 0 | 0 | 0 | 0 | 0 | 0 | 0 | 0 | 0 | 0 | 0 | 0 | 0 | 0 | 0 | 0 | 0 | 0 | 0 | 0
Hydrogen Evolution | Gen_BB010 | MW | SPEN | Kilwinning | 0 | 0 | 0 | 0 | 0 | 0 | 0 | 0 | 0 | 0 | 0 | 0 | 0 | 0 | 0 | 0 | 0 | 0 | 0 | 0 | 0 | 0 | 0 | 0 | 0 | 0 | 0 | 0 | 0
Hydrogen Evolution | Gen_BB010 | MW | SPEN | Leven | 0 | 0 | 0 | 0 | 0 | 0 | 0 | 0 | 0 | 0 | 0 | 0 | 0 | 0 | 0 | 0 | 0 | 0 | 0 | 0 | 0 | 0 | 0 | 0 | 0 | 0 | 0 | 0 | 0
Hydrogen Evolution | Gen_BB010 | MW | SPEN | Livingston East | 0 | 0 | 0 | 0 | 0 | 0 | 0 | 0 | 0 | 0 | 0 | 0 | 0 | 0 | 0 | 0 | 0 | 0 | 0 | 0 | 0 | 0 | 0 | 0 | 0 | 0 | 0 | 0 | 0
Hydrogen Evolution | Gen_BB010 | MW | SPEN | Maybole | 0 | 2.389 | 2.389 | 2.389 | 2.389 | 2.389 | 2.145 | 2.145 | 2.015 | 2.015 | 2.015 | 1.749 | 1.749 | 1.519 | 1.519 | 1.389 | 1.389 | 1.259 | 1.259 | 1.129 | 1.129 | 0.998 | 0.998 | 0.998 | 0.998 | 0.998 | 0.998 | 0.998 | 0.998
Hydrogen Evolution | Gen_BB010 | MW | SPEN | Newarthill | 0 | 0 | 0 | 0 | 0 | 0 | 0 | 0 | 0 | 0 | 0 | 0 | 0 | 0 | 0 | 0 | 0 | 0 | 0 | 0 | 0 | 0 | 0 | 0 | 0 | 0 | 0 | 0 | 0
Hydrogen Evolution | Gen_BB010 | MW | SPEN | Paisley | 0 | 0 | 0 | 0 | 0 | 0 | 0 | 0 | 0 | 0 | 0 | 0 | 0 | 0 | 0 | 0 | 0 | 0 | 0 | 0 | 0 | 0 | 0 | 0 | 0 | 0 | 0 | 0 | 0
Hydrogen Evolution | Gen_BB010 | MW | SPEN | Portobello | 0 | 0 | 0 | 0 | 0 | 0 | 0 | 0 | 0 | 0 | 0 | 0 | 0 | 0 | 0 | 0 | 0 | 0 | 0 | 0 | 0 | 0 | 0 | 0 | 0 | 0 | 0 | 0 | 0
Hydrogen Evolution | Gen_BB010 | MW | SPEN | Ravenscraig | 0 | 15.621 | 15.621 | 15.621 | 15.621 | 15.621 | 14.023 | 14.023 | 13.172 | 13.172 | 13.172 | 11.438 | 11.438 | 9.929 | 9.929 | 9.079 | 9.079 | 8.229 | 8.229 | 7.379 | 7.379 | 6.529 | 6.529 | 6.529 | 6.529 | 6.529 | 6.529 | 6.529 | 6.529
Hydrogen Evolution | Gen_BB010 | MW | SPEN | Redhouse | 0 | 0 | 0 | 0 | 0 | 0 | 0 | 0 | 0 | 0 | 0 | 0 | 0 | 0 | 0 | 0 | 0 | 0 | 0 | 0 | 0 | 0 | 0 | 0 | 0 | 0 | 0 | 0 | 0
Hydrogen Evolution | Gen_BB010 | MW | SPEN | Saltcoats A | 0 | 0 | 0 | 0 | 0 | 0 | 0 | 0 | 0 | 0 | 0 | 0 | 0 | 0 | 0 | 0 | 0 | 0 | 0 | 0 | 0 | 0 | 0 | 0 | 0 | 0 | 0 | 0 | 0
Hydrogen Evolution | Gen_BB010 | MW | SPEN | Saltcoats B | 0 | 0 | 0 | 0 | 0 | 0 | 0 | 0 | 0 | 0 | 0 | 0 | 0 | 0 | 0 | 0 | 0 | 0 | 0 | 0 | 0 | 0 | 0 | 0 | 0 | 0 | 0 | 0 | 0
Hydrogen Evolution | Gen_BB010 | MW | SPEN | Sighthill | 0 | 0 | 0 | 0 | 0 | 0 | 0 | 0 | 0 | 0 | 0 | 0 | 0 | 0 | 0 | 0 | 0 | 0 | 0 | 0 | 0 | 0 | 0 | 0 | 0 | 0 | 0 | 0 | 0
Hydrogen Evolution | Gen_BB010 | MW | SPEN | Stirling | 0 | 0 | 0 | 0 | 0 | 0 | 0 | 0 | 0 | 0 | 0 | 0 | 0 | 0 | 0 | 0 | 0 | 0 | 0 | 0 | 0 | 0 | 0 | 0 | 0 | 0 | 0 | 0 | 0
Hydrogen Evolution | Gen_BB010 | MW | SPEN | Strathaven | 0 | 0 | 0 | 0 | 0 | 0 | 0 | 0 | 0 | 0 | 0 | 0 | 0 | 0 | 0 | 0 | 0 | 0 | 0 | 0 | 0 | 0 | 0 | 0 | 0 | 0 | 0 | 0 | 0
Hydrogen Evolution | Gen_BB010 | MW | SPEN | Strathleven | 0 | 0.436 | 0.436 | 0.436 | 0.436 | 0.436 | 0.392 | 0.392 | 0.368 | 0.368 | 0.368 | 0.32 | 0.32 | 0.277 | 0.277 | 0.254 | 0.254 | 0.23 | 0.23 | 0.206 | 0.206 | 0.182 | 0.182 | 0.182 | 0.182 | 0.182 | 0.182 | 0.182 | 0.182
Hydrogen Evolution | Gen_BB010 | MW | SPEN | Telford Road | 0 | 0 | 0 | 0 | 0 | 0 | 0 | 0 | 0 | 0 | 0 | 0 | 0 | 0 | 0 | 0 | 0 | 0 | 0 | 0 | 0 | 0 | 0 | 0 | 0 | 0 | 0 | 0 | 0
Hydrogen Evolution | Gen_BB010 | MW | SPEN | Tongland | 0 | 0 | 0 | 0 | 0 | 0 | 0 | 0 | 0 | 0 | 0 | 0 | 0 | 0 | 0 | 0 | 0 | 0 | 0 | 0 | 0 | 0 | 0 | 0 | 0 | 0 | 0 | 0 | 0
Hydrogen Evolution | Gen_BB010 | MW | SPEN | Westfield | 0 | 0 | 0 | 0 | 0 | 0 | 0 | 0 | 0 | 0 | 0 | 0 | 0 | 0 | 0 | 0 | 0 | 0 | 0 | 0 | 0 | 0 | 0 | 0 | 0 | 0 | 0 | 0 | 0
Hydrogen Evolution | Gen_BB010 | MW | SPEN | Wishaw | 0 | 0 | 0 | 0 | 0 | 0 | 0 | 0 | 0 | 0 | 0 | 0 | 0 | 0 | 0 | 0 | 0 | 0 | 0 | 0 | 0 | 0 | 0 | 0 | 0 | 0 | 0 | 0 | 0
Hydrogen Evolution | Gen_BB010 | MW | SPEN Manweb | Birkenhead | 0 | 0 | 0 | 0 | 0 | 0 | 0 | 0 | 0 | 0 | 0 | 0 | 0 | 0 | 0 | 0 | 0 | 0 | 0 | 0 | 0 | 0 | 0 | 0 | 0 | 0 | 0 | 0 | 0
Hydrogen Evolution | Gen_BB010 | MW | SPEN Manweb | Capenhurst | 0 | 0 | 0 | 0 | 0 | 0 | 0 | 0 | 0 | 0 | 0 | 0 | 0 | 0 | 0 | 0 | 0 | 0 | 0 | 0 | 0 | 0 | 0 | 0 | 0 | 0 | 0 | 0 | 0
Hydrogen Evolution | Gen_BB010 | MW | SPEN Manweb | Carrington | 0 | 0 | 0 | 0 | 0 | 0 | 0 | 0 | 0 | 0 | 0 | 0 | 0 | 0 | 0 | 0 | 0 | 0 | 0 | 0 | 0 | 0 | 0 | 0 | 0 | 0 | 0 | 0 | 0
Hydrogen Evolution | Gen_BB010 | MW | SPEN Manweb | Connah's Quay | 0 | 2.273 | 2.326 | 2.378 | 2.43 | 2.48 | 2.531 | 2.58 | 2.63 | 2.678 | 2.727 | 2.775 | 2.822 | 2.87 | 2.916 | 2.963 | 3.009 | 3.055 | 3.098 | 3.14 | 3.182 | 3.217 | 3.251 | 3.286 | 3.316 | 3.347 | 3.374 | 3.402 | 3.43
Hydrogen Evolution | Gen_BB010 | MW | SPEN Manweb | Fiddlers Ferry | 0 | 0 | 0 | 0 | 0 | 0 | 0 | 0 | 0 | 0 | 0 | 0 | 0 | 0 | 0 | 0 | 0 | 0 | 0 | 0 | 0 | 0 | 0 | 0 | 0 | 0 | 0 | 0 | 0
Hydrogen Evolution | Gen_BB010 | MW | SPEN Manweb | Frodsham | 0 | 0 | 0 | 0 | 0 | 0 | 0 | 0 | 0 | 0 | 0 | 0 | 0 | 0 | 0 | 0 | 0 | 0 | 0 | 0 | 0 | 0 | 0 | 0 | 0 | 0 | 0 | 0 | 0
Hydrogen Evolution | Gen_BB010 | MW | SPEN Manweb | Legacy | 0 | 3.363 | 3.363 | 3.363 | 3.363 | 3.363 | 3.019 | 3.019 | 2.836 | 2.836 | 2.836 | 2.463 | 2.463 | 2.138 | 2.138 | 1.955 | 1.955 | 1.772 | 1.772 | 1.589 | 1.589 | 1.406 | 1.406 | 1.406 | 1.406 | 1.406 | 1.406 | 1.406 | 1.406
Hydrogen Evolution | Gen_BB010 | MW | SPEN Manweb | Lister Drive | 0 | 0 | 0 | 0 | 0 | 0 | 0 | 0 | 0 | 0 | 0 | 0 | 0 | 0 | 0 | 0 | 0 | 0 | 0 | 0 | 0 | 0 | 0 | 0 | 0 | 0 | 0 | 0 | 0
Hydrogen Evolution | Gen_BB010 | MW | SPEN Manweb | Pentir | 0 | 0 | 0 | 0 | 0 | 0 | 0 | 0 | 0 | 0 | 0 | 0 | 0 | 0 | 0 | 0 | 0 | 0 | 0 | 0 | 0 | 0 | 0 | 0 | 0 | 0 | 0 | 0 | 0
Hydrogen Evolution | Gen_BB010 | MW | SPEN Manweb | Rainhill | 0 | 18.378 | 18.378 | 18.378 | 18.378 | 18.378 | 16.497 | 16.497 | 15.497 | 15.497 | 15.497 | 13.457 | 13.457 | 11.681 | 11.681 | 10.681 | 10.681 | 9.681 | 9.681 | 8.681 | 8.681 | 7.681 | 7.681 | 7.681 | 7.681 | 7.681 | 7.681 | 7.681 | 7.681
Hydrogen Evolution | Gen_BB010 | MW | SPEN Manweb | Trawsfynydd | 0 | 0 | 0 | 0 | 0 | 0 | 0 | 0 | 0 | 0 | 0 | 0 | 0 | 0 | 0 | 0 | 0 | 0 | 0 | 0 | 0 | 0 | 0 | 0 | 0 | 0 | 0 | 0 | 0
Hydrogen Evolution | Gen_BB010 | MW | SPEN Manweb | Wylfa | 0 | 0 | 0 | 0 | 0 | 0 | 0 | 0 | 0 | 0 | 0 | 0 | 0 | 0 | 0 | 0 | 0 | 0 | 0 | 0 | 0 | 0 | 0 | 0 | 0 | 0 | 0 | 0 | 0
Hydrogen Evolution | Gen_BB010 | MW | SPTL | Direct(SPTL) | 0 | 78.032 | 78.032 | 78.032 | 78.032 | 78.032 | 77.722 | 77.722 | 77.557 | 77.557 | 77.557 | 77.22 | 77.22 | 76.927 | 601.927 | 601.762 | 601.762 | 601.597 | 601.597 | 978.432 | 978.432 | 978.267 | 978.267 | 978.267 | 978.267 | 978.267 | 978.267 | 978.267 | 978.267
Hydrogen Evolution | Gen_BB010 | MW | SSEN (SHEPD) | Abernethy | 0 | 0 | 0 | 0 | 0 | 0 | 0 | 0 | 0 | 0 | 0 | 0 | 0 | 0 | 0 | 0 | 0 | 0 | 0 | 0 | 0 | 0 | 0 | 0 | 0 | 0 | 0 | 0 | 0
Hydrogen Evolution | Gen_BB010 | MW | SSEN (SHEPD) | Alness | 0 | 6.434 | 6.434 | 6.434 | 6.434 | 6.434 | 5.776 | 5.776 | 5.426 | 5.426 | 5.426 | 4.711 | 4.711 | 4.09 | 4.09 | 3.739 | 3.739 | 3.389 | 3.389 | 3.039 | 3.039 | 2.689 | 2.689 | 2.689 | 2.689 | 2.689 | 2.689 | 2.689 | 2.689
Hydrogen Evolution | Gen_BB010 | MW | SSEN (SHEPD) | Arbroath | 0 | 0.459 | 0.459 | 0.459 | 0.459 | 0.459 | 0.412 | 0.412 | 0.387 | 0.387 | 0.387 | 0.336 | 0.336 | 0.292 | 0.292 | 0.267 | 0.267 | 0.242 | 0.242 | 0.217 | 0.217 | 0.192 | 0.192 | 0.192 | 0.192 | 0.192 | 0.192 | 0.192 | 0.192
Hydrogen Evolution | Gen_BB010 | MW | SSEN (SHEPD) | Ardmore | 0 | 0 | 0 | 0 | 0 | 0 | 0 | 0 | 0 | 0 | 0 | 0 | 0 | 0 | 0 | 0 | 0 | 0 | 0 | 0 | 0 | 0 | 0 | 0 | 0 | 0 | 0 | 0 | 0
Hydrogen Evolution | Gen_BB010 | MW | SSEN (SHEPD) | Beauly | 0 | 0 | 0 | 0 | 0 | 0 | 0 | 0 | 0 | 0 | 0 | 0 | 0 | 0 | 0 | 0 | 0 | 0 | 0 | 0 | 0 | 0 | 0 | 0 | 0 | 0 | 0 | 0 | 0
Hydrogen Evolution | Gen_BB010 | MW | SSEN (SHEPD) | Boat of Garten | 0 | 0 | 0 | 0 | 0 | 0 | 0 | 0 | 0 | 0 | 0 | 0 | 0 | 0 | 0 | 0 | 0 | 0 | 0 | 0 | 0 | 0 | 0 | 0 | 0 | 0 | 0 | 0 | 0
Hydrogen Evolution | Gen_BB010 | MW | SSEN (SHEPD) | Bridge of Dun | 0 | 0 | 0 | 0 | 0 | 0 | 0 | 0 | 0 | 0 | 0 | 0 | 0 | 0 | 0 | 0 | 0 | 0 | 0 | 0 | 0 | 0 | 0 | 0 | 0 | 0 | 0 | 0 | 0
Hydrogen Evolution | Gen_BB010 | MW | SSEN (SHEPD) | Burghmuir | 0 | 0 | 0 | 0 | 0 | 0 | 0 | 0 | 0 | 0 | 0 | 0 | 0 | 0 | 0 | 0 | 0 | 0 | 0 | 0 | 0 | 0 | 0 | 0 | 0 | 0 | 0 | 0 | 0
Hydrogen Evolution | Gen_BB010 | MW | SSEN (SHEPD) | Carradale | 0 | 0 | 0 | 0 | 0 | 0 | 0 | 0 | 0 | 0 | 0 | 0 | 0 | 0 | 0 | 0 | 0 | 0 | 0 | 0 | 0 | 0 | 0 | 0 | 0 | 0 | 0 | 0 | 0
Hydrogen Evolution | Gen_BB010 | MW | SSEN (SHEPD) | Ceannacroc | 0 | 0 | 0 | 0 | 0 | 0 | 0 | 0 | 0 | 0 | 0 | 0 | 0 | 0 | 0 | 0 | 0 | 0 | 0 | 0 | 0 | 0 | 0 | 0 | 0 | 0 | 0 | 0 | 0
Hydrogen Evolution | Gen_BB010 | MW | SSEN (SHEPD) | Coupar Angus | 0 | 0 | 0 | 0 | 0 | 0 | 0 | 0 | 0 | 0 | 0 | 0 | 0 | 0 | 0 | 0 | 0 | 0 | 0 | 0 | 0 | 0 | 0 | 0 | 0 | 0 | 0 | 0 | 0
Hydrogen Evolution | Gen_BB010 | MW | SSEN (SHEPD) | Dunvegan | 0 | 0 | 0 | 0 | 0 | 0 | 0 | 0 | 0 | 0 | 0 | 0 | 0 | 0 | 0 | 0 | 0 | 0 | 0 | 0 | 0 | 0 | 0 | 0 | 0 | 0 | 0 | 0 | 0
Hydrogen Evolution | Gen_BB010 | MW | SSEN (SHEPD) | Dyce | 0 | 0.368 | 0.368 | 0.368 | 0.368 | 0.368 | 0.33 | 0.33 | 0.31 | 0.31 | 0.31 | 0.269 | 0.269 | 0.234 | 0.234 | 0.214 | 0.214 | 0.194 | 0.194 | 0.174 | 0.174 | 0.154 | 0.154 | 0.154 | 0.154 | 0.154 | 0.154 | 0.154 | 0.154
Hydrogen Evolution | Gen_BB010 | MW | SSEN (SHEPD) | Fiddes | 0 | 0 | 0 | 0 | 0 | 0 | 0 | 0 | 0 | 0 | 0 | 0 | 0 | 0 | 0 | 0 | 0 | 0 | 0 | 0 | 0 | 0 | 0 | 0 | 0 | 0 | 0 | 0 | 0
Hydrogen Evolution | Gen_BB010 | MW | SSEN (SHEPD) | Fort William | 0 | 0 | 0 | 0 | 0 | 0 | 0 | 0 | 0 | 0 | 0 | 0 | 0 | 0 | 0 | 0 | 0 | 0 | 0 | 0 | 0 | 0 | 0 | 0 | 0 | 0 | 0 | 0 | 0
Hydrogen Evolution | Gen_BB010 | MW | SSEN (SHEPD) | Fraserburgh | 0 | 0 | 0 | 0 | 0 | 0 | 0 | 0 | 0 | 0 | 0 | 0 | 0 | 0 | 0 | 0 | 0 | 0 | 0 | 0 | 0 | 0 | 0 | 0 | 0 | 0 | 0 | 0 | 0
Hydrogen Evolution | Gen_BB010 | MW | SSEN (SHEPD) | Grudie Bridge | 0 | 0 | 0 | 0 | 0 | 0 | 0 | 0 | 0 | 0 | 0 | 0 | 0 | 0 | 0 | 0 | 0 | 0 | 0 | 0 | 0 | 0 | 0 | 0 | 0 | 0 | 0 | 0 | 0
Hydrogen Evolution | Gen_BB010 | MW | SSEN (SHEPD) | Inverness | 0 | 0 | 0 | 0 | 0 | 0 | 0 | 0 | 0 | 0 | 0 | 0 | 0 | 0 | 0 | 0 | 0 | 0 | 0 | 0 | 0 | 0 | 0 | 0 | 0 | 0 | 0 | 0 | 0
Hydrogen Evolution | Gen_BB010 | MW | SSEN (SHEPD) | Keith | 0 | 6.984 | 6.984 | 6.984 | 6.984 | 6.984 | 6.269 | 6.269 | 5.889 | 5.889 | 5.889 | 5.114 | 5.114 | 4.439 | 4.439 | 4.059 | 4.059 | 3.679 | 3.679 | 3.299 | 3.299 | 2.919 | 2.919 | 2.919 | 2.919 | 2.919 | 2.919 | 2.919 | 2.919
Hydrogen Evolution | Gen_BB010 | MW | SSEN (SHEPD) | Killin | 0 | 5.146 | 5.146 | 5.146 | 5.146 | 5.146 | 4.619 | 4.619 | 4.339 | 4.339 | 4.339 | 3.768 | 3.768 | 3.271 | 3.271 | 2.991 | 2.991 | 2.711 | 2.711 | 2.431 | 2.431 | 2.151 | 2.151 | 2.151 | 2.151 | 2.151 | 2.151 | 2.151 | 2.151
Hydrogen Evolution | Gen_BB010 | MW | SSEN (SHEPD) | Kinlochleven | 0 | 0 | 0 | 0 | 0 | 0 | 0 | 0 | 0 | 0 | 0 | 0 | 0 | 0 | 0 | 0 | 0 | 0 | 0 | 0 | 0 | 0 | 0 | 0 | 0 | 0 | 0 | 0 | 0
Hydrogen Evolution | Gen_BB010 | MW | SSEN (SHEPD) | Kintore | 0 | 0 | 0 | 0 | 0 | 0 | 0 | 0 | 0 | 0 | 0 | 0 | 0 | 0 | 0 | 0 | 0 | 0 | 0 | 0 | 0 | 0 | 0 | 0 | 0 | 0 | 0 | 0 | 0
Hydrogen Evolution | Gen_BB010 | MW | SSEN (SHEPD) | Lairg | 0 | 0 | 0 | 0 | 0 | 0 | 0 | 0 | 0 | 0 | 0 | 0 | 0 | 0 | 0 | 0 | 0 | 0 | 0 | 0 | 0 | 0 | 0 | 0 | 0 | 0 | 0 | 0 | 0
Hydrogen Evolution | Gen_BB010 | MW | SSEN (SHEPD) | Lunanhead | 0 | 0 | 0 | 0 | 0 | 0 | 0 | 0 | 0 | 0 | 0 | 0 | 0 | 0 | 0 | 0 | 0 | 0 | 0 | 0 | 0 | 0 | 0 | 0 | 0 | 0 | 0 | 0 | 0
Hydrogen Evolution | Gen_BB010 | MW | SSEN (SHEPD) | Macduff | 0 | 0 | 0 | 0 | 0 | 0 | 0 | 0 | 0 | 0 | 0 | 0 | 0 | 0 | 0 | 0 | 0 | 0 | 0 | 0 | 0 | 0 | 0 | 0 | 0 | 0 | 0 | 0 | 0
Hydrogen Evolution | Gen_BB010 | MW | SSEN (SHEPD) | Milton of Craigie | 0 | 0 | 0 | 0 | 0 | 0 | 0 | 0 | 0 | 0 | 0 | 0 | 0 | 0 | 0 | 0 | 0 | 0 | 0 | 0 | 0 | 0 | 0 | 0 | 0 | 0 | 0 | 0 | 0
Hydrogen Evolution | Gen_BB010 | MW | SSEN (SHEPD) | Mybster | 0 | 0 | 0 | 0 | 0 | 0 | 0 | 0 | 0 | 0 | 0 | 0 | 0 | 0 | 0 | 0 | 0 | 0 | 0 | 0 | 0 | 0 | 0 | 0 | 0 | 0 | 0 | 0 | 0
Hydrogen Evolution | Gen_BB010 | MW | SSEN (SHEPD) | Nairn | 0 | 0 | 0 | 0 | 0 | 0 | 0 | 0 | 0 | 0 | 0 | 0 | 0 | 0 | 0 | 0 | 0 | 0 | 0 | 0 | 0 | 0 | 0 | 0 | 0 | 0 | 0 | 0 | 0
Hydrogen Evolution | Gen_BB010 | MW | SSEN (SHEPD) | Persley | 0 | 1.781 | 1.781 | 1.781 | 1.781 | 1.781 | 1.599 | 1.599 | 1.502 | 1.502 | 1.502 | 1.304 | 1.304 | 1.132 | 1.132 | 1.035 | 1.035 | 0.938 | 0.938 | 0.841 | 0.841 | 0.744 | 0.744 | 0.744 | 0.744 | 0.744 | 0.744 | 0.744 | 0.744
Hydrogen Evolution | Gen_BB010 | MW | SSEN (SHEPD) | Port Ann | 0 | 0 | 0 | 0 | 0 | 0 | 0 | 0 | 0 | 0 | 0 | 0 | 0 | 0 | 0 | 0 | 0 | 0 | 0 | 0 | 0 | 0 | 0 | 0 | 0 | 0 | 0 | 0 | 0
Hydrogen Evolution | Gen_BB010 | MW | SSEN (SHEPD) | Redmoss | 0 | 0 | 0 | 0 | 0 | 0 | 0 | 0 | 0 | 0 | 0 | 0 | 0 | 0 | 0 | 0 | 0 | 0 | 0 | 0 | 0 | 0 | 0 | 0 | 0 | 0 | 0 | 0 | 0
Hydrogen Evolution | Gen_BB010 | MW | SSEN (SHEPD) | Shin | 0 | 0 | 0 | 0 | 0 | 0 | 0 | 0 | 0 | 0 | 0 | 0 | 0 | 0 | 0 | 0 | 0 | 0 | 0 | 0 | 0 | 0 | 0 | 0 | 0 | 0 | 0 | 0 | 0
Hydrogen Evolution | Gen_BB010 | MW | SSEN (SHEPD) | Sloy | 0 | 0 | 0 | 0 | 0 | 0 | 0 | 0 | 0 | 0 | 0 | 0 | 0 | 0 | 0 | 0 | 0 | 0 | 0 | 0 | 0 | 0 | 0 | 0 | 0 | 0 | 0 | 0 | 0
Hydrogen Evolution | Gen_BB010 | MW | SSEN (SHEPD) | Strichen | 0 | 0 | 0 | 0 | 0 | 0 | 0 | 0 | 0 | 0 | 0 | 0 | 0 | 0 | 0 | 0 | 0 | 0 | 0 | 0 | 0 | 0 | 0 | 0 | 0 | 0 | 0 | 0 | 0
Hydrogen Evolution | Gen_BB010 | MW | SSEN (SHEPD) | Tarland | 0 | 0 | 0 | 0 | 0 | 0 | 0 | 0 | 0 | 0 | 0 | 0 | 0 | 0 | 0 | 0 | 0 | 0 | 0 | 0 | 0 | 0 | 0 | 0 | 0 | 0 | 0 | 0 | 0
Hydrogen Evolution | Gen_BB010 | MW | SSEN (SHEPD) | Taynuilt | 0 | 0 | 0 | 0 | 0 | 0 | 0 | 0 | 0 | 0 | 0 | 0 | 0 | 0 | 0 | 0 | 0 | 0 | 0 | 0 | 0 | 0 | 0 | 0 | 0 | 0 | 0 | 0 | 0
Hydrogen Evolution | Gen_BB010 | MW | SSEN (SHEPD) | Thurso | 0 | 3.216 | 3.216 | 3.216 | 3.216 | 3.216 | 2.887 | 2.887 | 2.712 | 2.712 | 2.712 | 2.355 | 2.355 | 2.044 | 2.044 | 1.869 | 1.869 | 1.694 | 1.694 | 1.519 | 1.519 | 1.344 | 1.344 | 1.344 | 1.344 | 1.344 | 1.344 | 1.344 | 1.344
Hydrogen Evolution | Gen_BB010 | MW | SSEN (SHEPD) | Tummel Bridge | 0 | 0 | 0 | 0 | 0 | 0 | 0 | 0 | 0 | 0 | 0 | 0 | 0 | 0 | 0 | 0 | 0 | 0 | 0 | 0 | 0 | 0 | 0 | 0 | 0 | 0 | 0 | 0 | 0
Hydrogen Evolution | Gen_BB010 | MW | SSEN (SHEPD) | Willowdale | 0 | 0 | 0 | 0 | 0 | 0 | 0 | 0 | 0 | 0 | 0 | 0 | 0 | 0 | 0 | 0 | 0 | 0 | 0 | 0 | 0 | 0 | 0 | 0 | 0 | 0 | 0 | 0 | 0
Hydrogen Evolution | Gen_BB010 | MW | SSEN South | Botley Wood | 0 | 0 | 0 | 0 | 0 | 0 | 0 | 0 | 0 | 0 | 0 | 0 | 0 | 0 | 0 | 0 | 0 | 0 | 0 | 0 | 0 | 0 | 0 | 0 | 0 | 0 | 0 | 0 | 0
Hydrogen Evolution | Gen_BB010 | MW | SSEN South | Bramley | 0 | 0 | 0 | 0 | 0 | 0 | 0 | 0 | 0 | 0 | 0 | 0 | 0 | 0 | 0 | 0 | 0 | 0 | 0 | 0 | 0 | 0 | 0 | 0 | 0 | 0 | 0 | 0 | 0
Hydrogen Evolution | Gen_BB010 | MW | SSEN South | Chickerell | 0 | 0.331 | 0.331 | 0.331 | 0.331 | 0.331 | 0.297 | 0.297 | 0.279 | 0.279 | 0.279 | 0.242 | 0.242 | 0.21 | 0.21 | 0.192 | 0.192 | 0.174 | 0.174 | 0.156 | 0.156 | 0.138 | 0.138 | 0.138 | 0.138 | 0.138 | 0.138 | 0.138 | 0.138
Hydrogen Evolution | Gen_BB010 | MW | SSEN South | Cowley | 0 | 0.331 | 0.331 | 0.331 | 0.331 | 0.331 | 0.297 | 0.297 | 0.279 | 0.279 | 0.279 | 0.242 | 0.242 | 0.21 | 0.21 | 0.192 | 0.192 | 0.174 | 0.174 | 0.156 | 0.156 | 0.138 | 0.138 | 0.138 | 0.138 | 0.138 | 0.138 | 0.138 | 0.138
Hydrogen Evolution | Gen_BB010 | MW | SSEN South | Fawley | 0 | 0 | 0 | 0 | 0 | 0 | 0 | 0 | 0 | 0 | 0 | 0 | 0 | 0 | 0 | 0 | 0 | 0 | 0 | 0 | 0 | 0 | 0 | 0 | 0 | 0 | 0 | 0 | 0
Hydrogen Evolution | Gen_BB010 | MW | SSEN South | Iver 132kV | 0 | 0 | 0 | 0 | 0 | 0 | 0 | 0 | 0 | 0 | 0 | 0 | 0 | 0 | 0 | 0 | 0 | 0 | 0 | 0 | 0 | 0 | 0 | 0 | 0 | 0 | 0 | 0 | 0
Hydrogen Evolution | Gen_BB010 | MW | SSEN South | Lovedean | 0 | 0 | 0 | 0 | 0 | 0 | 0 | 0 | 0 | 0 | 0 | 0 | 0 | 0 | 0 | 0 | 0 | 0 | 0 | 0 | 0 | 0 | 0 | 0 | 0 | 0 | 0 | 0 | 0
Hydrogen Evolution | Gen_BB010 | MW | SSEN South | Mannington | 0 | 0 | 0 | 0 | 0 | 0 | 0 | 0 | 0 | 0 | 0 | 0 | 0 | 0 | 0 | 0 | 0 | 0 | 0 | 0 | 0 | 0 | 0 | 0 | 0 | 0 | 0 | 0 | 0
Hydrogen Evolution | Gen_BB010 | MW | SSEN South | Melksham | 0 | 4.838 | 4.838 | 4.838 | 4.838 | 4.838 | 4.343 | 4.343 | 4.08 | 4.08 | 4.08 | 3.542 | 3.542 | 3.075 | 3.075 | 2.812 | 2.812 | 2.549 | 2.549 | 2.285 | 2.285 | 2.022 | 2.022 | 2.022 | 2.022 | 2.022 | 2.022 | 2.022 | 2.022
Hydrogen Evolution | Gen_BB010 | MW | SSEN South | Minety | 0 | 0 | 0 | 0 | 0 | 0 | 0 | 0 | 0 | 0 | 0 | 0 | 0 | 0 | 0 | 0 | 0 | 0 | 0 | 0 | 0 | 0 | 0 | 0 | 0 | 0 | 0 | 0 | 0
Hydrogen Evolution | Gen_BB010 | MW | SSEN South | Nursling | 0 | 0 | 0 | 0 | 0 | 0 | 0 | 0 | 0 | 0 | 0 | 0 | 0 | 0 | 0 | 0 | 0 | 0 | 0 | 0 | 0 | 0 | 0 | 0 | 0 | 0 | 0 | 0 | 0
Hydrogen Evolution | Gen_BB010 | MW | UKPN Eastern | Amersham Main | 0 | 0 | 0 | 0 | 0 | 0 | 0 | 0 | 0 | 0 | 0 | 0 | 0 | 0 | 0 | 0 | 0 | 0 | 0 | 0 | 0 | 0 | 0 | 0 | 0 | 0 | 0 | 0 | 0
Hydrogen Evolution | Gen_BB010 | MW | UKPN Eastern | Braintree | 0 | 0 | 0 | 0 | 0 | 0 | 0 | 0 | 0 | 0 | 0 | 0 | 0 | 0 | 0 | 0 | 0 | 0 | 0 | 0 | 0 | 0 | 0 | 0 | 0 | 0 | 0 | 0 | 0
Hydrogen Evolution | Gen_BB010 | MW | UKPN Eastern | Bramford | 0 | 146.122 | 146.122 | 146.122 | 146.122 | 146.122 | 135.364 | 135.364 | 129.643 | 129.643 | 129.643 | 117.972 | 117.972 | 107.817 | 66.817 | 61.096 | 61.096 | 55.375 | 55.375 | 49.654 | 49.654 | 43.933 | 43.933 | 43.933 | 43.933 | 43.933 | 43.933 | 43.933 | 43.933
Hydrogen Evolution | Gen_BB010 | MW | UKPN Eastern | Brimsdown | 0 | 0 | 0 | 0 | 0 | 0 | 0 | 0 | 0 | 0 | 0 | 0 | 0 | 0 | 0 | 0 | 0 | 0 | 0 | 0 | 0 | 0 | 0 | 0 | 0 | 0 | 0 | 0 | 0
Hydrogen Evolution | Gen_BB010 | MW | UKPN Eastern | Burwell Main | 0 | 3.905 | 3.905 | 3.905 | 3.905 | 3.905 | 3.506 | 3.506 | 3.293 | 3.293 | 3.293 | 2.86 | 2.86 | 2.482 | 2.482 | 2.27 | 2.27 | 2.057 | 2.057 | 1.845 | 1.845 | 1.632 | 1.632 | 1.632 | 1.632 | 1.632 | 1.632 | 1.632 | 1.632
Hydrogen Evolution | Gen_BB010 | MW | UKPN Eastern | Eaton Socon | 0 | 0 | 0 | 0 | 0 | 0 | 0 | 0 | 0 | 0 | 0 | 0 | 0 | 0 | 0 | 0 | 0 | 0 | 0 | 0 | 0 | 0 | 0 | 0 | 0 | 0 | 0 | 0 | 0
Hydrogen Evolution | Gen_BB010 | MW | UKPN Eastern | Elstree | 0 | 0 | 0 | 0 | 0 | 0 | 0 | 0 | 0 | 0 | 0 | 0 | 0 | 0 | 0 | 0 | 0 | 0 | 0 | 0 | 0 | 0 | 0 | 0 | 0 | 0 | 0 | 0 | 0
Hydrogen Evolution | Gen_BB010 | MW | UKPN Eastern | Loudwater | 0 | 0 | 0 | 0 | 0 | 0 | 0 | 0 | 0 | 0 | 0 | 0 | 0 | 0 | 0 | 0 | 0 | 0 | 0 | 0 | 0 | 0 | 0 | 0 | 0 | 0 | 0 | 0 | 0
Hydrogen Evolution | Gen_BB010 | MW | UKPN Eastern | Mill Hill | 0 | 0 | 0 | 0 | 0 | 0 | 0 | 0 | 0 | 0 | 0 | 0 | 0 | 0 | 0 | 0 | 0 | 0 | 0 | 0 | 0 | 0 | 0 | 0 | 0 | 0 | 0 | 0 | 0
Hydrogen Evolution | Gen_BB010 | MW | UKPN Eastern | Norwich Main | 0 | 4.838 | 4.838 | 4.838 | 4.838 | 4.838 | 4.343 | 4.343 | 4.08 | 4.08 | 4.08 | 3.542 | 3.542 | 3.075 | 3.075 | 2.812 | 2.812 | 2.549 | 2.549 | 2.285 | 2.285 | 2.022 | 2.022 | 2.022 | 2.022 | 2.022 | 2.022 | 2.022 | 2.022
Hydrogen Evolution | Gen_BB010 | MW | UKPN Eastern | Pelham | 0 | 0 | 0 | 0 | 0 | 0 | 0 | 0 | 0 | 0 | 0 | 0 | 0 | 0 | 0 | 0 | 0 | 0 | 0 | 0 | 0 | 0 | 0 | 0 | 0 | 0 | 0 | 0 | 0
Hydrogen Evolution | Gen_BB010 | MW | UKPN Eastern | Rayleigh | 0 | 0 | 0 | 0 | 0 | 0 | 0 | 0 | 0 | 0 | 0 | 0 | 0 | 0 | 0 | 0 | 0 | 0 | 0 | 0 | 0 | 0 | 0 | 0 | 0 | 0 | 0 | 0 | 0
Hydrogen Evolution | Gen_BB010 | MW | UKPN Eastern | Rye House | 0 | 2.113 | 2.113 | 2.113 | 2.113 | 2.113 | 1.897 | 1.897 | 1.782 | 1.782 | 1.782 | 1.548 | 1.548 | 1.343 | 1.343 | 1.228 | 1.228 | 1.113 | 1.113 | 0.998 | 0.998 | 0.883 | 0.883 | 0.883 | 0.883 | 0.883 | 0.883 | 0.883 | 0.883
Hydrogen Evolution | Gen_BB010 | MW | UKPN Eastern | Sundon | 0 | 76.591 | 76.591 | 76.591 | 76.591 | 76.591 | 68.752 | 68.752 | 64.584 | 64.584 | 64.584 | 56.081 | 56.081 | 48.682 | 48.682 | 44.514 | 44.514 | 40.346 | 40.346 | 36.177 | 36.177 | 32.009 | 32.009 | 32.009 | 32.009 | 32.009 | 32.009 | 32.009 | 32.009
Hydrogen Evolution | Gen_BB010 | MW | UKPN Eastern | Tilbury | 0 | 55.134 | 55.134 | 55.134 | 55.134 | 55.134 | 49.492 | 49.492 | 46.491 | 46.491 | 46.491 | 40.37 | 40.37 | 35.044 | 35.044 | 32.044 | 32.044 | 29.043 | 29.043 | 26.042 | 26.042 | 23.042 | 23.042 | 23.042 | 23.042 | 23.042 | 23.042 | 23.042 | 23.042
Hydrogen Evolution | Gen_BB010 | MW | UKPN Eastern | Tottenham | 0 | 0 | 0 | 0 | 0 | 0 | 0 | 0 | 0 | 0 | 0 | 0 | 0 | 0 | 0 | 0 | 0 | 0 | 0 | 0 | 0 | 0 | 0 | 0 | 0 | 0 | 0 | 0 | 0
Hydrogen Evolution | Gen_BB010 | MW | UKPN Eastern | Walpole (_A) | 0 | 1.992 | 1.992 | 1.992 | 1.992 | 1.992 | 1.788 | 1.788 | 1.68 | 1.68 | 1.68 | 1.459 | 1.459 | 1.266 | 1.266 | 1.158 | 1.158 | 1.049 | 1.049 | 0.941 | 0.941 | 0.833 | 0.833 | 0.833 | 0.833 | 0.833 | 0.833 | 0.833 | 0.833
Hydrogen Evolution | Gen_BB010 | MW | UKPN Eastern | Warley | 0 | 0 | 0 | 0 | 0 | 0 | 0 | 0 | 0 | 0 | 0 | 0 | 0 | 0 | 0 | 0 | 0 | 0 | 0 | 0 | 0 | 0 | 0 | 0 | 0 | 0 | 0 | 0 | 0
Hydrogen Evolution | Gen_BB010 | MW | UKPN Eastern | Watford South | 0 | 0 | 0 | 0 | 0 | 0 | 0 | 0 | 0 | 0 | 0 | 0 | 0 | 0 | 0 | 0 | 0 | 0 | 0 | 0 | 0 | 0 | 0 | 0 | 0 | 0 | 0 | 0 | 0
Hydrogen Evolution | Gen_BB010 | MW | UKPN Eastern | West Thurrock | 0 | 0 | 0 | 0 | 0 | 0 | 0 | 0 | 0 | 0 | 0 | 0 | 0 | 0 | 0 | 0 | 0 | 0 | 0 | 0 | 0 | 0 | 0 | 0 | 0 | 0 | 0 | 0 | 0
Hydrogen Evolution | Gen_BB010 | MW | UKPN Eastern | Wymondley | 0 | 2.389 | 2.389 | 2.389 | 2.389 | 2.389 | 2.145 | 2.145 | 2.015 | 2.015 | 2.015 | 1.749 | 1.749 | 1.519 | 1.519 | 1.389 | 1.389 | 1.259 | 1.259 | 1.129 | 1.129 | 0.998 | 0.998 | 0.998 | 0.998 | 0.998 | 0.998 | 0.998 | 0.998
Hydrogen Evolution | Gen_BB010 | MW | UKPN London | Barking | 0 | 0 | 0 | 0 | 0 | 0 | 0 | 0 | 0 | 0 | 0 | 0 | 0 | 0 | 0 | 0 | 0 | 0 | 0 | 0 | 0 | 0 | 0 | 0 | 0 | 0 | 0 | 0 | 0
Hydrogen Evolution | Gen_BB010 | MW | UKPN London | Barking West | 0 | 0 | 0 | 0 | 0 | 0 | 0 | 0 | 0 | 0 | 0 | 0 | 0 | 0 | 0 | 0 | 0 | 0 | 0 | 0 | 0 | 0 | 0 | 0 | 0 | 0 | 0 | 0 | 0
Hydrogen Evolution | Gen_BB010 | MW | UKPN London | City Road | 0 | 0.211 | 0.211 | 0.211 | 0.211 | 0.211 | 0.19 | 0.19 | 0.178 | 0.178 | 0.178 | 0.155 | 0.155 | 0.134 | 0.134 | 0.123 | 0.123 | 0.111 | 0.111 | 0.1 | 0.1 | 0.088 | 0.088 | 0.088 | 0.088 | 0.088 | 0.088 | 0.088 | 0.088
Hydrogen Evolution | Gen_BB010 | MW | UKPN London | Hackney 132kV | 0 | 0 | 0 | 0 | 0 | 0 | 0 | 0 | 0 | 0 | 0 | 0 | 0 | 0 | 0 | 0 | 0 | 0 | 0 | 0 | 0 | 0 | 0 | 0 | 0 | 0 | 0 | 0 | 0
Hydrogen Evolution | Gen_BB010 | MW | UKPN London | Hackney 66kV | 0 | 0 | 0 | 0 | 0 | 0 | 0 | 0 | 0 | 0 | 0 | 0 | 0 | 0 | 0 | 0 | 0 | 0 | 0 | 0 | 0 | 0 | 0 | 0 | 0 | 0 | 0 | 0 | 0
Hydrogen Evolution | Gen_BB010 | MW | UKPN London | Hurst | 0 | 0 | 0 | 0 | 0 | 0 | 0 | 0 | 0 | 0 | 0 | 0 | 0 | 0 | 0 | 0 | 0 | 0 | 0 | 0 | 0 | 0 | 0 | 0 | 0 | 0 | 0 | 0 | 0
Hydrogen Evolution | Gen_BB010 | MW | UKPN London | Littlebrook (_C) | 0 | 0 | 0 | 0 | 0 | 0 | 0 | 0 | 0 | 0 | 0 | 0 | 0 | 0 | 0 | 0 | 0 | 0 | 0 | 0 | 0 | 0 | 0 | 0 | 0 | 0 | 0 | 0 | 0
Hydrogen Evolution | Gen_BB010 | MW | UKPN London | Lodge Road | 0 | 0 | 0 | 0 | 0 | 0 | 0 | 0 | 0 | 0 | 0 | 0 | 0 | 0 | 0 | 0 | 0 | 0 | 0 | 0 | 0 | 0 | 0 | 0 | 0 | 0 | 0 | 0 | 0
Hydrogen Evolution | Gen_BB010 | MW | UKPN London | New Cross | 0 | 0 | 0 | 0 | 0 | 0 | 0 | 0 | 0 | 0 | 0 | 0 | 0 | 0 | 0 | 0 | 0 | 0 | 0 | 0 | 0 | 0 | 0 | 0 | 0 | 0 | 0 | 0 | 0
Hydrogen Evolution | Gen_BB010 | MW | UKPN London | Redbridge | 0 | 0 | 0 | 0 | 0 | 0 | 0 | 0 | 0 | 0 | 0 | 0 | 0 | 0 | 0 | 0 | 0 | 0 | 0 | 0 | 0 | 0 | 0 | 0 | 0 | 0 | 0 | 0 | 0
Hydrogen Evolution | Gen_BB010 | MW | UKPN London | St John's Wood | 0 | 0 | 0 | 0 | 0 | 0 | 0 | 0 | 0 | 0 | 0 | 0 | 0 | 0 | 0 | 0 | 0 | 0 | 0 | 0 | 0 | 0 | 0 | 0 | 0 | 0 | 0 | 0 | 0
Hydrogen Evolution | Gen_BB010 | MW | UKPN London | West Ham | 0 | 0 | 0 | 0 | 0 | 0 | 0 | 0 | 0 | 0 | 0 | 0 | 0 | 0 | 0 | 0 | 0 | 0 | 0 | 0 | 0 | 0 | 0 | 0 | 0 | 0 | 0 | 0 | 0
Hydrogen Evolution | Gen_BB010 | MW | UKPN London | Willesden 132kV | 0 | 0 | 0 | 0 | 0 | 0 | 0 | 0 | 0 | 0 | 0 | 0 | 0 | 0 | 0 | 0 | 0 | 0 | 0 | 0 | 0 | 0 | 0 | 0 | 0 | 0 | 0 | 0 | 0
Hydrogen Evolution | Gen_BB010 | MW | UKPN London | Willesden 66kV | 0 | 0 | 0 | 0 | 0 | 0 | 0 | 0 | 0 | 0 | 0 | 0 | 0 | 0 | 0 | 0 | 0 | 0 | 0 | 0 | 0 | 0 | 0 | 0 | 0 | 0 | 0 | 0 | 0
Hydrogen Evolution | Gen_BB010 | MW | UKPN London | Wimbledon South | 0 | 0 | 0 | 0 | 0 | 0 | 0 | 0 | 0 | 0 | 0 | 0 | 0 | 0 | 0 | 0 | 0 | 0 | 0 | 0 | 0 | 0 | 0 | 0 | 0 | 0 | 0 | 0 | 0
Hydrogen Evolution | Gen_BB010 | MW | UKPN South East | Beddington (_J) | 0 | 0.933 | 0.933 | 0.933 | 0.933 | 0.933 | 0.837 | 0.837 | 0.786 | 0.786 | 0.786 | 0.683 | 0.683 | 0.593 | 0.593 | 0.542 | 0.542 | 0.491 | 0.491 | 0.441 | 0.441 | 0.39 | 0.39 | 0.39 | 0.39 | 0.39 | 0.39 | 0.39 | 0.39
Hydrogen Evolution | Gen_BB010 | MW | UKPN South East | Bolney | 0 | 0.919 | 0.919 | 0.919 | 0.919 | 0.919 | 0.825 | 0.825 | 0.775 | 0.775 | 0.775 | 0.673 | 0.673 | 0.584 | 0.584 | 0.534 | 0.534 | 0.484 | 0.484 | 0.434 | 0.434 | 0.384 | 0.384 | 0.384 | 0.384 | 0.384 | 0.384 | 0.384 | 0.384
Hydrogen Evolution | Gen_BB010 | MW | UKPN South East | Canterbury | 0 | 0 | 0 | 0 | 0 | 0 | 0 | 0 | 0 | 0 | 0 | 0 | 0 | 0 | 0 | 0 | 0 | 0 | 0 | 0 | 0 | 0 | 0 | 0 | 0 | 0 | 0 | 0 | 0
Hydrogen Evolution | Gen_BB010 | MW | UKPN South East | Chessington | 0 | 0 | 0 | 0 | 0 | 0 | 0 | 0 | 0 | 0 | 0 | 0 | 0 | 0 | 0 | 0 | 0 | 0 | 0 | 0 | 0 | 0 | 0 | 0 | 0 | 0 | 0 | 0 | 0
Hydrogen Evolution | Gen_BB010 | MW | UKPN South East | Kemsley | 0 | 56.832 | 58.152 | 59.455 | 60.741 | 62.012 | 63.269 | 64.512 | 65.743 | 66.962 | 68.171 | 69.369 | 70.558 | 71.738 | 72.909 | 74.072 | 75.227 | 76.376 | 77.439 | 78.494 | 79.54 | 80.417 | 81.284 | 82.142 | 82.908 | 83.665 | 84.359 | 85.053 | 85.747
Hydrogen Evolution | Gen_BB010 | MW | UKPN South East | Kingsnorth | 0 | 0 | 0 | 0 | 0 | 0 | 0 | 0 | 0 | 0 | 0 | 0 | 0 | 0 | 0 | 0 | 0 | 0 | 0 | 0 | 0 | 0 | 0 | 0 | 0 | 0 | 0 | 0 | 0
Hydrogen Evolution | Gen_BB010 | MW | UKPN South East | Littlebrook (_J) | 0 | 1.911 | 1.911 | 1.911 | 1.911 | 1.911 | 1.716 | 1.716 | 1.612 | 1.612 | 1.612 | 1.399 | 1.399 | 1.215 | 1.215 | 1.111 | 1.111 | 1.007 | 1.007 | 0.903 | 0.903 | 0.799 | 0.799 | 0.799 | 0.799 | 0.799 | 0.799 | 0.799 | 0.799
Hydrogen Evolution | Gen_BB010 | MW | UKPN South East | Ninfield | 0 | 1.261 | 1.261 | 1.261 | 1.261 | 1.261 | 1.132 | 1.132 | 1.063 | 1.063 | 1.063 | 0.923 | 0.923 | 0.801 | 0.801 | 0.733 | 0.733 | 0.664 | 0.664 | 0.596 | 0.596 | 0.527 | 0.527 | 0.527 | 0.527 | 0.527 | 0.527 | 0.527 | 0.527
Hydrogen Evolution | Gen_BB010 | MW | UKPN South East | Northfleet East | 0 | 1.838 | 1.838 | 1.838 | 1.838 | 1.838 | 1.65 | 1.65 | 1.55 | 1.55 | 1.55 | 1.346 | 1.346 | 1.168 | 1.168 | 1.068 | 1.068 | 0.968 | 0.968 | 0.868 | 0.868 | 0.768 | 0.768 | 0.768 | 0.768 | 0.768 | 0.768 | 0.768 | 0.768
Hydrogen Evolution | Gen_BB010 | MW | UKPN South East | Sellindge | 0 | 1.057 | 1.057 | 1.057 | 1.057 | 1.057 | 0.949 | 0.949 | 0.891 | 0.891 | 0.891 | 0.774 | 0.774 | 0.672 | 0.672 | 0.614 | 0.614 | 0.557 | 0.557 | 0.499 | 0.499 | 0.442 | 0.442 | 0.442 | 0.442 | 0.442 | 0.442 | 0.442 | 0.442
Hydrogen Evolution | Gen_BB010 | MW | UKPN South East | West Weybridge | 0 | 0 | 0 | 0 | 0 | 0 | 0 | 0 | 0 | 0 | 0 | 0 | 0 | 0 | 0 | 0 | 0 | 0 | 0 | 0 | 0 | 0 | 0 | 0 | 0 | 0 | 0 | 0 | 0
Hydrogen Evolution | Gen_BB011 | MW | Electricity North West | Bredbury | 0 | 0 | 0 | 0 | 0 | 0 | 0 | 0 | 0 | 0 | 0 | 0 | 0 | 0 | 0 | 0 | 0 | 0 | 0 | 0 | 0 | 0 | 0 | 0 | 0 | 0 | 0 | 0 | 0
Hydrogen Evolution | Gen_BB011 | MW | Electricity North West | Harker | 0 | 0 | 0 | 0 | 0 | 0 | 0 | 0 | 0 | 0 | 0 | 0 | 0 | 0 | 0 | 0 | 0 | 0 | 0 | 0 | 0 | 0 | 0 | 0 | 0 | 0 | 0 | 0 | 0
Hydrogen Evolution | Gen_BB011 | MW | Electricity North West | Heysham (NGET) | 0 | 0 | 0 | 0 | 0 | 0 | 0 | 0 | 0 | 0 | 0 | 0 | 0 | 0 | 0 | 0 | 0 | 0 | 0 | 0 | 0 | 0 | 0 | 0 | 0 | 0 | 0 | 0 | 0
Hydrogen Evolution | Gen_BB011 | MW | Electricity North West | Kearsley 132kV | 0 | 0 | 0 | 0 | 0 | 0 | 0 | 0 | 0 | 0 | 0 | 0 | 0 | 0 | 0 | 0 | 0 | 0 | 0 | 0 | 0 | 0 | 0 | 0 | 0 | 0 | 0 | 0 | 0
Hydrogen Evolution | Gen_BB011 | MW | Electricity North West | Kearsley 33kV | 0 | 11.434 | 11.575 | 11.715 | 11.856 | 11.996 | 12.137 | 12.277 | 12.321 | 12.128 | 11.887 | 11.664 | 11.454 | 11.254 | 11.083 | 10.847 | 10.595 | 10.378 | 10.136 | 9.852 | 9.546 | 9.207 | 8.812 | 8.435 | 7.976 | 7.066 | 6.144 | 5.334 | 4.68
Hydrogen Evolution | Gen_BB011 | MW | Electricity North West | Macclesfield | 0 | 0 | 0 | 0 | 0 | 0 | 0 | 0 | 0 | 0 | 0 | 0 | 0 | 0 | 0 | 0 | 0 | 0 | 0 | 0 | 0 | 0 | 0 | 0 | 0 | 0 | 0 | 0 | 0
Hydrogen Evolution | Gen_BB011 | MW | Electricity North West | Padiham | 0 | 0 | 0 | 0 | 0 | 0 | 0 | 0 | 0 | 0 | 0 | 0 | 0 | 0 | 0 | 0 | 0 | 0 | 0 | 0 | 0 | 0 | 0 | 0 | 0 | 0 | 0 | 0 | 0
Hydrogen Evolution | Gen_BB011 | MW | Electricity North West | Penwortham East | 0 | 0 | 0 | 0 | 0 | 0 | 0 | 0 | 0 | 0 | 0 | 0 | 0 | 0 | 0 | 0 | 0 | 0 | 0 | 0 | 0 | 0 | 0 | 0 | 0 | 0 | 0 | 0 | 0
Hydrogen Evolution | Gen_BB011 | MW | Electricity North West | Penwortham West | 0 | 2 | 2.637 | 3.274 | 3.91 | 4.547 | 5.184 | 5.821 | 6.38 | 6.225 | 6.031 | 5.876 | 5.76 | 5.682 | 5.682 | 5.682 | 5.64 | 5.529 | 5.35 | 5.15 | 4.966 | 4.825 | 4.742 | 4.66 | 4.571 | 4.479 | 4.404 | 4.325 | 4.231
Hydrogen Evolution | Gen_BB011 | MW | Electricity North West | Rochdale | 0 | 0 | 0 | 0 | 0 | 0 | 0 | 0 | 0 | 0 | 0 | 0 | 0 | 0 | 0 | 0 | 0 | 0 | 0 | 0 | 0 | 0 | 0 | 0 | 0 | 0 | 0 | 0 | 0
Hydrogen Evolution | Gen_BB011 | MW | Electricity North West | South Manchester | 0 | 0 | 0 | 0 | 0 | 0 | 0 | 0 | 0 | 0 | 0 | 0 | 0 | 0 | 0 | 0 | 0 | 0 | 0 | 0 | 0 | 0 | 0 | 0 | 0 | 0 | 0 | 0 | 0
Hydrogen Evolution | Gen_BB011 | MW | Electricity North West | Stalybridge | 0 | 0 | 0 | 0 | 0 | 0 | 0 | 0 | 0 | 0 | 0 | 0 | 0 | 0 | 0 | 0 | 0 | 0 | 0 | 0 | 0 | 0 | 0 | 0 | 0 | 0 | 0 | 0 | 0
Hydrogen Evolution | Gen_BB011 | MW | Electricity North West | Washway Farm | 0 | 0 | 0 | 0 | 0 | 0 | 0 | 0 | 0 | 0 | 0 | 0 | 0 | 0 | 0 | 0 | 0 | 0 | 0 | 0 | 0 | 0 | 0 | 0 | 0 | 0 | 0 | 0 | 0
Hydrogen Evolution | Gen_BB011 | MW | Electricity North West | Whitegate | 0 | 0 | 0 | 0 | 0 | 0 | 0 | 0 | 0 | 0 | 0 | 0 | 0 | 0 | 0 | 0 | 0 | 0 | 0 | 0 | 0 | 0 | 0 | 0 | 0 | 0 | 0 | 0 | 0
Hydrogen Evolution | Gen_BB011 | MW | IDNO - Refer to Comment Field | Tynemouth 2 | 0 | 0 | 0 | 0 | 0 | 0 | 0 | 0 | 0 | 0 | 0 | 0 | 0 | 0 | 0 | 0 | 0 | 0 | 0 | 0 | 0 | 0 | 0 | 0 | 0 | 0 | 0 | 0 | 0 | Note: TYNE2 is operated by an IDNO allocated to GSP Group/licence area F
Hydrogen Evolution | Gen_BB011 | MW | NGED East Midlands | Berkswell | 0 | 0 | 0 | 0 | 0 | 0 | 0 | 0 | 0 | 0 | 0 | 0 | 0 | 0 | 0 | 0 | 0 | 0 | 0 | 0 | 0 | 0 | 0 | 0 | 0 | 0 | 0 | 0 | 0
Hydrogen Evolution | Gen_BB011 | MW | NGED East Midlands | Bicker Fen | 0 | 0 | 0 | 0 | 0 | 0 | 0 | 0 | 0 | 0 | 0 | 0 | 0 | 0 | 0 | 0 | 0 | 0 | 0 | 0 | 0 | 0 | 0 | 0 | 0 | 0 | 0 | 0 | 0
Hydrogen Evolution | Gen_BB011 | MW | NGED East Midlands | Chesterfield | 0 | 0 | 0 | 0 | 0 | 0 | 0 | 0 | 0 | 0 | 0 | 0 | 0 | 0 | 0 | 0 | 0 | 0 | 0 | 0 | 0 | 0 | 0 | 0 | 0 | 0 | 0 | 0 | 0
Hydrogen Evolution | Gen_BB011 | MW | NGED East Midlands | Coventry | 0 | 10.2 | 13.448 | 16.696 | 19.943 | 23.191 | 26.439 | 29.687 | 32.539 | 31.748 | 30.759 | 29.967 | 29.374 | 28.978 | 28.978 | 28.978 | 28.763 | 28.2 | 27.283 | 26.263 | 25.328 | 24.607 | 24.184 | 23.768 | 23.312 | 22.845 | 22.459 | 22.056 | 21.576
Hydrogen Evolution | Gen_BB011 | MW | NGED East Midlands | Drakelow | 0 | 0 | 0 | 0 | 0 | 0 | 0 | 0 | 0 | 0 | 0 | 0 | 0 | 0 | 0 | 0 | 0 | 0 | 0 | 0 | 0 | 0 | 0 | 0 | 0 | 0 | 0 | 0 | 0
Hydrogen Evolution | Gen_BB011 | MW | NGED East Midlands | East Claydon (_B) | 0 | 66.976 | 67.799 | 68.622 | 69.446 | 70.269 | 71.092 | 71.915 | 72.173 | 71.041 | 69.627 | 68.321 | 67.092 | 65.923 | 64.919 | 63.536 | 62.062 | 60.791 | 59.373 | 57.71 | 55.918 | 53.929 | 51.616 | 49.409 | 46.72 | 41.388 | 35.989 | 31.242 | 27.416
Hydrogen Evolution | Gen_BB011 | MW | NGED East Midlands | Enderby | 0 | 1.6 | 2.109 | 2.619 | 3.128 | 3.638 | 4.147 | 4.657 | 5.104 | 4.98 | 4.825 | 4.701 | 4.608 | 4.546 | 4.546 | 4.546 | 4.512 | 4.423 | 4.28 | 4.12 | 3.973 | 3.86 | 3.794 | 3.728 | 3.657 | 3.584 | 3.523 | 3.46 | 3.385
Hydrogen Evolution | Gen_BB011 | MW | NGED East Midlands | Grendon | 0 | 25.6 | 33.751 | 41.903 | 50.054 | 58.205 | 66.356 | 74.508 | 81.666 | 79.68 | 77.198 | 75.212 | 73.723 | 72.73 | 72.73 | 72.73 | 72.189 | 70.775 | 68.475 | 65.915 | 63.567 | 61.758 | 60.697 | 59.654 | 58.508 | 57.336 | 56.367 | 55.356 | 54.152
Hydrogen Evolution | Gen_BB011 | MW | NGED East Midlands | Ratcliffe | 0 | 55.277 | 55.957 | 56.636 | 57.316 | 57.995 | 58.674 | 59.354 | 59.566 | 58.632 | 57.465 | 56.388 | 55.373 | 54.408 | 53.579 | 52.438 | 51.221 | 50.173 | 49.002 | 47.63 | 46.151 | 44.509 | 42.6 | 40.778 | 38.56 | 34.158 | 29.703 | 25.785 | 22.627
Hydrogen Evolution | Gen_BB011 | MW | NGED East Midlands | Staythorpe | 0 | 0 | 0 | 0 | 0 | 0 | 0 | 0 | 0 | 0 | 0 | 0 | 0 | 0 | 0 | 0 | 0 | 0 | 0 | 0 | 0 | 0 | 0 | 0 | 0 | 0 | 0 | 0 | 0
Hydrogen Evolution | Gen_BB011 | MW | NGED East Midlands | Stoke Bardolph | 0 | 0 | 0 | 0 | 0 | 0 | 0 | 0 | 0 | 0 | 0 | 0 | 0 | 0 | 0 | 0 | 0 | 0 | 0 | 0 | 0 | 0 | 0 | 0 | 0 | 0 | 0 | 0 | 0
Hydrogen Evolution | Gen_BB011 | MW | NGED East Midlands | Walpole (_B) | 0 | 0 | 0 | 0 | 0 | 0 | 0 | 0 | 0 | 0 | 0 | 0 | 0 | 0 | 0 | 0 | 0 | 0 | 0 | 0 | 0 | 0 | 0 | 0 | 0 | 0 | 0 | 0 | 0
Hydrogen Evolution | Gen_BB011 | MW | NGED East Midlands | West Burton | 0 | 12.848 | 13.006 | 13.164 | 13.322 | 13.48 | 13.638 | 13.796 | 13.845 | 13.628 | 13.357 | 13.106 | 12.871 | 12.646 | 12.454 | 12.188 | 11.906 | 11.662 | 11.39 | 11.071 | 10.727 | 10.345 | 9.902 | 9.478 | 8.963 | 7.94 | 6.904 | 5.993 | 5.259
Hydrogen Evolution | Gen_BB011 | MW | NGED East Midlands | Willington | 0 | 19.125 | 19.36 | 19.596 | 19.831 | 20.066 | 20.301 | 20.536 | 20.609 | 20.286 | 19.882 | 19.51 | 19.158 | 18.825 | 18.538 | 18.143 | 17.722 | 17.359 | 16.954 | 16.479 | 15.968 | 15.4 | 14.739 | 14.109 | 13.341 | 11.818 | 10.277 | 8.921 | 7.829
Hydrogen Evolution | Gen_BB011 | MW | NGED South Wales | Aberthaw | 0 | 0 | 0 | 0 | 0 | 0 | 0 | 0 | 0 | 0 | 0 | 0 | 0 | 0 | 0 | 0 | 0 | 0 | 0 | 0 | 0 | 0 | 0 | 0 | 0 | 0 | 0 | 0 | 0
Hydrogen Evolution | Gen_BB011 | MW | NGED South Wales | Cardiff East | 0 | 38.937 | 39.416 | 39.894 | 40.373 | 40.852 | 41.33 | 41.809 | 41.959 | 41.301 | 40.478 | 39.719 | 39.005 | 38.325 | 37.741 | 36.937 | 36.08 | 35.342 | 34.517 | 33.551 | 32.509 | 31.352 | 30.008 | 28.724 | 27.161 | 24.061 | 20.923 | 18.163 | 15.939
Hydrogen Evolution | Gen_BB011 | MW | NGED South Wales | Grange | 0 | 0 | 0 | 0 | 0 | 0 | 0 | 0 | 0 | 0 | 0 | 0 | 0 | 0 | 0 | 0 | 0 | 0 | 0 | 0 | 0 | 0 | 0 | 0 | 0 | 0 | 0 | 0 | 0
Hydrogen Evolution | Gen_BB011 | MW | NGED South Wales | Pembroke | 0 | 0 | 0 | 0 | 0 | 0 | 0 | 0 | 0 | 0 | 0 | 0 | 0 | 0 | 0 | 0 | 0 | 0 | 0 | 0 | 0 | 0 | 0 | 0 | 0 | 0 | 0 | 0 | 0
Hydrogen Evolution | Gen_BB011 | MW | NGED South Wales | Pyle | 0 | 0 | 0 | 0 | 0 | 0 | 0 | 0 | 0 | 0 | 0 | 0 | 0 | 0 | 0 | 0 | 0 | 0 | 0 | 0 | 0 | 0 | 0 | 0 | 0 | 0 | 0 | 0 | 0
Hydrogen Evolution | Gen_BB011 | MW | NGED South Wales | Rassau | 0 | 0 | 0 | 0 | 0 | 0 | 0 | 0 | 0 | 0 | 0 | 0 | 0 | 0 | 0 | 0 | 0 | 0 | 0 | 0 | 0 | 0 | 0 | 0 | 0 | 0 | 0 | 0 | 0
Hydrogen Evolution | Gen_BB011 | MW | NGED South Wales | Swansea North | 0 | 0 | 0 | 0 | 0 | 0 | 0 | 0 | 0 | 0 | 0 | 0 | 0 | 0 | 0 | 0 | 0 | 0 | 0 | 0 | 0 | 0 | 0 | 0 | 0 | 0 | 0 | 0 | 0
Hydrogen Evolution | Gen_BB011 | MW | NGED South Wales | Upper Boat 132kV | 0 | 0 | 0 | 0 | 0 | 0 | 0 | 0 | 0 | 0 | 0 | 0 | 0 | 0 | 0 | 0 | 0 | 0 | 0 | 0 | 0 | 0 | 0 | 0 | 0 | 0 | 0 | 0 | 0
Hydrogen Evolution | Gen_BB011 | MW | NGED South Wales | Uskmouth | 0 | 0 | 0 | 0 | 0 | 0 | 0 | 0 | 0 | 0 | 0 | 0 | 0 | 0 | 0 | 0 | 0 | 0 | 0 | 0 | 0 | 0 | 0 | 0 | 0 | 0 | 0 | 0 | 0
Hydrogen Evolution | Gen_BB011 | MW | NGED South West | Abham | 0 | 0 | 0 | 0 | 0 | 0 | 0 | 0 | 0 | 0 | 0 | 0 | 0 | 0 | 0 | 0 | 0 | 0 | 0 | 0 | 0 | 0 | 0 | 0 | 0 | 0 | 0 | 0 | 0
Hydrogen Evolution | Gen_BB011 | MW | NGED South West | Alverdiscott | 0 | 0 | 0 | 0 | 0 | 0 | 0 | 0 | 0 | 0 | 0 | 0 | 0 | 0 | 0 | 0 | 0 | 0 | 0 | 0 | 0 | 0 | 0 | 0 | 0 | 0 | 0 | 0 | 0
Hydrogen Evolution | Gen_BB011 | MW | NGED South West | Axminster | 0 | 0 | 0 | 0 | 0 | 0 | 0 | 0 | 0 | 0 | 0 | 0 | 0 | 0 | 0 | 0 | 0 | 0 | 0 | 0 | 0 | 0 | 0 | 0 | 0 | 0 | 0 | 0 | 0
Hydrogen Evolution | Gen_BB011 | MW | NGED South West | Bridgewater | 0 | 9.808 | 9.928 | 10.049 | 10.17 | 10.29 | 10.411 | 10.531 | 10.569 | 10.403 | 10.196 | 10.005 | 9.825 | 9.654 | 9.507 | 9.304 | 9.088 | 8.902 | 8.695 | 8.451 | 8.189 | 7.897 | 7.559 | 7.235 | 6.842 | 6.061 | 5.27 | 4.575 | 4.015
Hydrogen Evolution | Gen_BB011 | MW | NGED South West | Exeter | 0 | 4.624 | 4.681 | 4.738 | 4.795 | 4.852 | 4.909 | 4.965 | 4.983 | 4.905 | 4.807 | 4.717 | 4.632 | 4.552 | 4.482 | 4.387 | 4.285 | 4.197 | 4.099 | 3.985 | 3.861 | 3.724 | 3.564 | 3.411 | 3.226 | 2.858 | 2.485 | 2.157 | 1.893
Hydrogen Evolution | Gen_BB011 | MW | NGED South West | Indian Queens | 0 | 26.221 | 26.544 | 26.866 | 27.188 | 27.511 | 27.833 | 28.155 | 28.256 | 27.813 | 27.259 | 26.748 | 26.267 | 25.809 | 25.416 | 24.875 | 24.297 | 23.8 | 23.245 | 22.594 | 21.892 | 21.113 | 20.208 | 19.344 | 18.291 | 16.203 | 14.09 | 12.231 | 10.734
Hydrogen Evolution | Gen_BB011 | MW | NGED South West | Landulph | 0 | 0 | 0 | 0 | 0 | 0 | 0 | 0 | 0 | 0 | 0 | 0 | 0 | 0 | 0 | 0 | 0 | 0 | 0 | 0 | 0 | 0 | 0 | 0 | 0 | 0 | 0 | 0 | 0
Hydrogen Evolution | Gen_BB011 | MW | NGED South West | Seabank | 0 | 62.397 | 63.164 | 63.931 | 64.698 | 65.465 | 66.232 | 66.998 | 67.238 | 66.184 | 64.866 | 63.65 | 62.505 | 61.416 | 60.48 | 59.192 | 57.818 | 56.635 | 55.314 | 53.765 | 52.095 | 50.242 | 48.087 | 46.03 | 43.526 | 38.558 | 33.529 | 29.106 | 25.542
Hydrogen Evolution | Gen_BB011 | MW | NGED South West | Taunton | 0 | 0 | 0 | 0 | 0 | 0 | 0 | 0 | 0 | 0 | 0 | 0 | 0 | 0 | 0 | 0 | 0 | 0 | 0 | 0 | 0 | 0 | 0 | 0 | 0 | 0 | 0 | 0 | 0
Hydrogen Evolution | Gen_BB011 | MW | NGED West Midlands | Bishops Wood | 0 | 59.911 | 72.161 | 84.41 | 96.66 | 108.909 | 121.159 | 133.408 | 144.011 | 140.716 | 136.598 | 133.246 | 130.649 | 128.801 | 128.466 | 128.006 | 126.721 | 124.221 | 120.369 | 116.054 | 112.008 | 108.688 | 106.359 | 104.091 | 101.513 | 98.016 | 94.794 | 91.729 | 88.686
Hydrogen Evolution | Gen_BB011 | MW | NGED West Midlands | Bushbury | 0 | 31.179 | 31.562 | 31.946 | 32.329 | 32.712 | 33.095 | 33.479 | 33.599 | 33.072 | 32.413 | 31.806 | 31.233 | 30.689 | 30.221 | 29.578 | 28.891 | 28.3 | 27.64 | 26.866 | 26.031 | 25.105 | 24.029 | 23.001 | 21.75 | 19.267 | 16.754 | 14.544 | 12.763
Hydrogen Evolution | Gen_BB011 | MW | NGED West Midlands | Bustleholme | 0 | 0 | 0 | 0 | 0 | 0 | 0 | 0 | 0 | 0 | 0 | 0 | 0 | 0 | 0 | 0 | 0 | 0 | 0 | 0 | 0 | 0 | 0 | 0 | 0 | 0 | 0 | 0 | 0
Hydrogen Evolution | Gen_BB011 | MW | NGED West Midlands | Cellarhead | 0 | 0.618 | 0.625 | 0.633 | 0.641 | 0.648 | 0.656 | 0.663 | 0.666 | 0.655 | 0.642 | 0.63 | 0.619 | 0.608 | 0.599 | 0.586 | 0.573 | 0.561 | 0.548 | 0.532 | 0.516 | 0.498 | 0.476 | 0.456 | 0.431 | 0.382 | 0.332 | 0.288 | 0.253
Hydrogen Evolution | Gen_BB011 | MW | NGED West Midlands | Feckenham | 0 | 0 | 0 | 0 | 0 | 0 | 0 | 0 | 0 | 0 | 0 | 0 | 0 | 0 | 0 | 0 | 0 | 0 | 0 | 0 | 0 | 0 | 0 | 0 | 0 | 0 | 0 | 0 | 0
Hydrogen Evolution | Gen_BB011 | MW | NGED West Midlands | Hams Hall | 0 | 0 | 0 | 0 | 0 | 0 | 0 | 0 | 0 | 0 | 0 | 0 | 0 | 0 | 0 | 0 | 0 | 0 | 0 | 0 | 0 | 0 | 0 | 0 | 0 | 0 | 0 | 0 | 0
Hydrogen Evolution | Gen_BB011 | MW | NGED West Midlands | Iron Acton | 0 | 43.511 | 44.045 | 44.58 | 45.115 | 45.65 | 46.185 | 46.72 | 46.887 | 46.152 | 45.233 | 44.385 | 43.586 | 42.827 | 42.174 | 41.276 | 40.318 | 39.493 | 38.571 | 37.491 | 36.327 | 35.035 | 33.532 | 32.098 | 30.352 | 26.887 | 23.38 | 20.296 | 17.811
Hydrogen Evolution | Gen_BB011 | MW | NGED West Midlands | Ironbridge | 0 | 21.577 | 21.843 | 22.108 | 22.373 | 22.638 | 22.903 | 23.169 | 23.252 | 22.887 | 22.431 | 22.011 | 21.615 | 21.238 | 20.915 | 20.469 | 19.994 | 19.585 | 19.128 | 18.592 | 18.015 | 17.374 | 16.629 | 15.918 | 15.052 | 13.334 | 11.594 | 10.065 | 8.833
Hydrogen Evolution | Gen_BB011 | MW | NGED West Midlands | Kitwell | 0 | 0 | 0 | 0 | 0 | 0 | 0 | 0 | 0 | 0 | 0 | 0 | 0 | 0 | 0 | 0 | 0 | 0 | 0 | 0 | 0 | 0 | 0 | 0 | 0 | 0 | 0 | 0 | 0
Hydrogen Evolution | Gen_BB011 | MW | NGED West Midlands | Nechells | 0 | 34.328 | 34.749 | 35.171 | 35.593 | 36.015 | 36.437 | 36.859 | 36.991 | 36.411 | 35.686 | 35.017 | 34.387 | 33.788 | 33.273 | 32.565 | 31.809 | 31.158 | 30.431 | 29.579 | 28.66 | 27.64 | 26.455 | 25.324 | 23.946 | 21.213 | 18.446 | 16.013 | 14.052
Hydrogen Evolution | Gen_BB011 | MW | NGED West Midlands | Ocker Hill | 0 | 0 | 0 | 0 | 0 | 0 | 0 | 0 | 0 | 0 | 0 | 0 | 0 | 0 | 0 | 0 | 0 | 0 | 0 | 0 | 0 | 0 | 0 | 0 | 0 | 0 | 0 | 0 | 0
Hydrogen Evolution | Gen_BB011 | MW | NGED West Midlands | Oldbury | 0 | 34.328 | 34.749 | 35.171 | 35.593 | 36.015 | 36.437 | 36.859 | 36.991 | 36.411 | 35.686 | 35.017 | 34.387 | 33.788 | 33.273 | 32.565 | 31.809 | 31.158 | 30.431 | 29.579 | 28.66 | 27.64 | 26.455 | 25.324 | 23.946 | 21.213 | 18.446 | 16.013 | 14.052
Hydrogen Evolution | Gen_BB011 | MW | NGED West Midlands | Penn | 0 | 0 | 0 | 0 | 0 | 0 | 0 | 0 | 0 | 0 | 0 | 0 | 0 | 0 | 0 | 0 | 0 | 0 | 0 | 0 | 0 | 0 | 0 | 0 | 0 | 0 | 0 | 0 | 0
Hydrogen Evolution | Gen_BB011 | MW | NGED West Midlands | Rugeley | 0 | 0 | 0 | 0 | 0 | 0 | 0 | 0 | 0 | 0 | 0 | 0 | 0 | 0 | 0 | 0 | 0 | 0 | 0 | 0 | 0 | 0 | 0 | 0 | 0 | 0 | 0 | 0 | 0
Hydrogen Evolution | Gen_BB011 | MW | NGED West Midlands | Shrewsbury | 0 | 8.827 | 8.936 | 9.044 | 9.153 | 9.261 | 9.37 | 9.478 | 9.512 | 9.363 | 9.176 | 9.004 | 8.842 | 8.688 | 8.556 | 8.374 | 8.179 | 8.012 | 7.825 | 7.606 | 7.37 | 7.108 | 6.803 | 6.512 | 6.158 | 5.455 | 4.743 | 4.118 | 3.613
Hydrogen Evolution | Gen_BB011 | MW | NGED West Midlands | Walham | 0 | 0 | 0 | 0 | 0 | 0 | 0 | 0 | 0 | 0 | 0 | 0 | 0 | 0 | 0 | 0 | 0 | 0 | 0 | 0 | 0 | 0 | 0 | 0 | 0 | 0 | 0 | 0 | 0
Hydrogen Evolution | Gen_BB011 | MW | NGED West Midlands | Willenhall | 0 | 0 | 0 | 0 | 0 | 0 | 0 | 0 | 0 | 0 | 0 | 0 | 0 | 0 | 0 | 0 | 0 | 0 | 0 | 0 | 0 | 0 | 0 | 0 | 0 | 0 | 0 | 0 | 0
Hydrogen Evolution | Gen_BB011 | MW | NGET | Direct(NGET) | 0 | 0 | 0 | 0 | 0 | 0 | 0 | 0 | 0 | 0 | 0 | 0 | 0 | 0 | 0 | 0 | 0 | 0 | 0 | 0 | 0 | 0 | 0 | 0 | 0 | 0 | 0 | 0 | 0
Hydrogen Evolution | Gen_BB011 | MW | NPg Northeast | Blyth 132kV | 0 | 0 | 0 | 0 | 0 | 0 | 0 | 0 | 0 | 0 | 0 | 0 | 0 | 0 | 0 | 0 | 0 | 0 | 0 | 0 | 0 | 0 | 0 | 0 | 0 | 0 | 0 | 0 | 0
Hydrogen Evolution | Gen_BB011 | MW | NPg Northeast | Blyth 66kV | 0 | 7.374 | 7.464 | 7.555 | 7.645 | 7.736 | 7.827 | 7.917 | 7.946 | 7.821 | 7.665 | 7.522 | 7.386 | 7.258 | 7.147 | 6.995 | 6.833 | 6.693 | 6.537 | 6.353 | 6.156 | 5.937 | 5.683 | 5.44 | 5.144 | 4.556 | 3.962 | 3.44 | 3.018
Hydrogen Evolution | Gen_BB011 | MW | NPg Northeast | Fourstones | 0 | 0 | 0 | 0 | 0 | 0 | 0 | 0 | 0 | 0 | 0 | 0 | 0 | 0 | 0 | 0 | 0 | 0 | 0 | 0 | 0 | 0 | 0 | 0 | 0 | 0 | 0 | 0 | 0
Hydrogen Evolution | Gen_BB011 | MW | NPg Northeast | Hart Moor | 0 | 0 | 0 | 0 | 0 | 0 | 0 | 0 | 0 | 0 | 0 | 0 | 0 | 0 | 0 | 0 | 0 | 0 | 0 | 0 | 0 | 0 | 0 | 0 | 0 | 0 | 0 | 0 | 0
Hydrogen Evolution | Gen_BB011 | MW | NPg Northeast | Hawthorn Pit | 0 | 1.863 | 1.886 | 1.909 | 1.932 | 1.955 | 1.978 | 2.001 | 2.008 | 1.977 | 1.937 | 1.901 | 1.867 | 1.834 | 1.806 | 1.768 | 1.727 | 1.691 | 1.652 | 1.606 | 1.556 | 1.5 | 1.436 | 1.375 | 1.3 | 1.152 | 1.001 | 0.869 | 0.763
Hydrogen Evolution | Gen_BB011 | MW | NPg Northeast | Knaresborough | 0 | 1.962 | 1.986 | 2.01 | 2.034 | 2.058 | 2.082 | 2.106 | 2.114 | 2.081 | 2.039 | 2.001 | 1.965 | 1.931 | 1.901 | 1.861 | 1.818 | 1.78 | 1.739 | 1.69 | 1.638 | 1.579 | 1.512 | 1.447 | 1.368 | 1.212 | 1.054 | 0.915 | 0.803
Hydrogen Evolution | Gen_BB011 | MW | NPg Northeast | Lackenby | 0 | 0 | 0 | 0 | 0 | 0 | 0 | 0 | 0 | 0 | 0 | 0 | 0 | 0 | 0 | 0 | 0 | 0 | 0 | 0 | 0 | 0 | 0 | 0 | 0 | 0 | 0 | 0 | 0
Hydrogen Evolution | Gen_BB011 | MW | NPg Northeast | Norton | 0 | 0 | 0 | 0 | 0 | 0 | 0 | 0 | 0 | 0 | 0 | 0 | 0 | 0 | 0 | 0 | 0 | 0 | 0 | 0 | 0 | 0 | 0 | 0 | 0 | 0 | 0 | 0 | 0
Hydrogen Evolution | Gen_BB011 | MW | NPg Northeast | Offerton | 0 | 0 | 0 | 0 | 0 | 0 | 0 | 0 | 0 | 0 | 0 | 0 | 0 | 0 | 0 | 0 | 0 | 0 | 0 | 0 | 0 | 0 | 0 | 0 | 0 | 0 | 0 | 0 | 0
Hydrogen Evolution | Gen_BB011 | MW | NPg Northeast | Osbaldwick | 0 | 0 | 0 | 0 | 0 | 0 | 0 | 0 | 0 | 0 | 0 | 0 | 0 | 0 | 0 | 0 | 0 | 0 | 0 | 0 | 0 | 0 | 0 | 0 | 0 | 0 | 0 | 0 | 0
Hydrogen Evolution | Gen_BB011 | MW | NPg Northeast | Poppleton | 0 | 0 | 0 | 0 | 0 | 0 | 0 | 0 | 0 | 0 | 0 | 0 | 0 | 0 | 0 | 0 | 0 | 0 | 0 | 0 | 0 | 0 | 0 | 0 | 0 | 0 | 0 | 0 | 0
Hydrogen Evolution | Gen_BB011 | MW | NPg Northeast | Saltholme | 0 | 0 | 0 | 0 | 0 | 0 | 0 | 0 | 0 | 0 | 0 | 0 | 0 | 0 | 0 | 0 | 0 | 0 | 0 | 0 | 0 | 0 | 0 | 0 | 0 | 0 | 0 | 0 | 0
Hydrogen Evolution | Gen_BB011 | MW | NPg Northeast | South Shields | 0 | 0 | 0 | 0 | 0 | 0 | 0 | 0 | 0 | 0 | 0 | 0 | 0 | 0 | 0 | 0 | 0 | 0 | 0 | 0 | 0 | 0 | 0 | 0 | 0 | 0 | 0 | 0 | 0
Hydrogen Evolution | Gen_BB011 | MW | NPg Northeast | Spennymoor | 0 | 0 | 0 | 0 | 0 | 0 | 0 | 0 | 0 | 0 | 0 | 0 | 0 | 0 | 0 | 0 | 0 | 0 | 0 | 0 | 0 | 0 | 0 | 0 | 0 | 0 | 0 | 0 | 0
Hydrogen Evolution | Gen_BB011 | MW | NPg Northeast | Stella North | 0 | 0 | 0 | 0 | 0 | 0 | 0 | 0 | 0 | 0 | 0 | 0 | 0 | 0 | 0 | 0 | 0 | 0 | 0 | 0 | 0 | 0 | 0 | 0 | 0 | 0 | 0 | 0 | 0
Hydrogen Evolution | Gen_BB011 | MW | NPg Northeast | Stella South | 0 | 0 | 0 | 0 | 0 | 0 | 0 | 0 | 0 | 0 | 0 | 0 | 0 | 0 | 0 | 0 | 0 | 0 | 0 | 0 | 0 | 0 | 0 | 0 | 0 | 0 | 0 | 0 | 0
Hydrogen Evolution | Gen_BB011 | MW | NPg Northeast | West Boldon | 0 | 0 | 0 | 0 | 0 | 0 | 0 | 0 | 0 | 0 | 0 | 0 | 0 | 0 | 0 | 0 | 0 | 0 | 0 | 0 | 0 | 0 | 0 | 0 | 0 | 0 | 0 | 0 | 0
Hydrogen Evolution | Gen_BB011 | MW | NPg Yorkshire | Bradford West | 0 | 1.226 | 1.241 | 1.256 | 1.271 | 1.286 | 1.301 | 1.316 | 1.321 | 1.3 | 1.275 | 1.251 | 1.228 | 1.207 | 1.188 | 1.163 | 1.136 | 1.113 | 1.087 | 1.056 | 1.024 | 0.987 | 0.945 | 0.904 | 0.855 | 0.758 | 0.659 | 0.572 | 0.502
Hydrogen Evolution | Gen_BB011 | MW | NPg Yorkshire | Camblesforth | 0 | 0 | 0 | 0 | 0 | 0 | 0 | 0 | 0 | 0 | 0 | 0 | 0 | 0 | 0 | 0 | 0 | 0 | 0 | 0 | 0 | 0 | 0 | 0 | 0 | 0 | 0 | 0 | 0
Hydrogen Evolution | Gen_BB011 | MW | NPg Yorkshire | Creyke Beck | 0 | 10.156 | 10.281 | 10.406 | 10.531 | 10.655 | 10.78 | 10.905 | 10.944 | 10.772 | 10.558 | 10.36 | 10.174 | 9.996 | 9.844 | 9.634 | 9.411 | 9.218 | 9.003 | 8.751 | 8.479 | 8.178 | 7.827 | 7.492 | 7.085 | 6.276 | 5.457 | 4.737 | 4.157
Hydrogen Evolution | Gen_BB011 | MW | NPg Yorkshire | Drax | 0 | 0 | 0 | 0 | 0 | 0 | 0 | 0 | 0 | 0 | 0 | 0 | 0 | 0 | 0 | 0 | 0 | 0 | 0 | 0 | 0 | 0 | 0 | 0 | 0 | 0 | 0 | 0 | 0
Hydrogen Evolution | Gen_BB011 | MW | NPg Yorkshire | Elland | 0 | 2.329 | 2.358 | 2.387 | 2.415 | 2.444 | 2.473 | 2.501 | 2.51 | 2.471 | 2.422 | 2.376 | 2.333 | 2.293 | 2.258 | 2.21 | 2.158 | 2.114 | 2.065 | 2.007 | 1.945 | 1.876 | 1.795 | 1.718 | 1.625 | 1.439 | 1.252 | 1.087 | 0.954
Hydrogen Evolution | Gen_BB011 | MW | NPg Yorkshire | Ferrybridge A | 0 | 0.049 | 0.05 | 0.05 | 0.051 | 0.051 | 0.052 | 0.053 | 0.053 | 0.052 | 0.051 | 0.05 | 0.049 | 0.048 | 0.048 | 0.047 | 0.045 | 0.045 | 0.043 | 0.042 | 0.041 | 0.039 | 0.038 | 0.036 | 0.034 | 0.03 | 0.026 | 0.023 | 0.02
Hydrogen Evolution | Gen_BB011 | MW | NPg Yorkshire | Ferrybridge B (_M) | 0 | 179.802 | 182.012 | 184.222 | 186.432 | 188.642 | 190.852 | 193.062 | 193.753 | 190.715 | 186.917 | 183.414 | 180.113 | 176.975 | 174.279 | 170.567 | 166.609 | 163.199 | 159.391 | 154.928 | 150.116 | 144.776 | 138.568 | 132.641 | 125.424 | 111.108 | 96.616 | 83.872 | 73.601
Hydrogen Evolution | Gen_BB011 | MW | NPg Yorkshire | Grimsby West | 0 | 3.923 | 3.971 | 4.02 | 4.068 | 4.116 | 4.164 | 4.212 | 4.228 | 4.161 | 4.078 | 4.002 | 3.93 | 3.861 | 3.803 | 3.722 | 3.635 | 3.561 | 3.478 | 3.38 | 3.275 | 3.159 | 3.023 | 2.894 | 2.737 | 2.424 | 2.108 | 1.83 | 1.606
Hydrogen Evolution | Gen_BB011 | MW | NPg Yorkshire | Keadby | 0 | 14.1 | 14.273 | 14.446 | 14.62 | 14.793 | 14.966 | 15.14 | 15.194 | 14.956 | 14.658 | 14.383 | 14.124 | 13.878 | 13.667 | 13.376 | 13.065 | 12.798 | 12.499 | 12.149 | 11.772 | 11.353 | 10.866 | 10.401 | 9.836 | 8.713 | 7.576 | 6.577 | 5.772
Hydrogen Evolution | Gen_BB011 | MW | NPg Yorkshire | Kirkstall B | 0 | 0 | 0 | 0 | 0 | 0 | 0 | 0 | 0 | 0 | 0 | 0 | 0 | 0 | 0 | 0 | 0 | 0 | 0 | 0 | 0 | 0 | 0 | 0 | 0 | 0 | 0 | 0 | 0
Hydrogen Evolution | Gen_BB011 | MW | NPg Yorkshire | Neepsend | 0 | 4.904 | 4.964 | 5.024 | 5.085 | 5.145 | 5.205 | 5.266 | 5.284 | 5.202 | 5.098 | 5.002 | 4.912 | 4.827 | 4.753 | 4.652 | 4.544 | 4.451 | 4.347 | 4.226 | 4.094 | 3.949 | 3.779 | 3.618 | 3.421 | 3.03 | 2.635 | 2.288 | 2.007
Hydrogen Evolution | Gen_BB011 | MW | NPg Yorkshire | Saltend North | 0 | 0 | 0 | 0 | 0 | 0 | 0 | 0 | 0 | 0 | 0 | 0 | 0 | 0 | 0 | 0 | 0 | 0 | 0 | 0 | 0 | 0 | 0 | 0 | 0 | 0 | 0 | 0 | 0
Hydrogen Evolution | Gen_BB011 | MW | NPg Yorkshire | Sheffield City | 0 | 0 | 0 | 0 | 0 | 0 | 0 | 0 | 0 | 0 | 0 | 0 | 0 | 0 | 0 | 0 | 0 | 0 | 0 | 0 | 0 | 0 | 0 | 0 | 0 | 0 | 0 | 0 | 0
Hydrogen Evolution | Gen_BB011 | MW | NPg Yorkshire | Skelton Grange | 0 | 34.588 | 35.014 | 35.439 | 35.864 | 36.289 | 36.714 | 37.139 | 37.272 | 36.688 | 35.957 | 35.283 | 34.648 | 34.045 | 33.526 | 32.812 | 32.051 | 31.395 | 30.662 | 29.803 | 28.878 | 27.851 | 26.656 | 25.516 | 24.128 | 21.374 | 18.586 | 16.134 | 14.159
Hydrogen Evolution | Gen_BB011 | MW | NPg Yorkshire | Templeborough | 0 | 0 | 0 | 0 | 0 | 0 | 0 | 0 | 0 | 0 | 0 | 0 | 0 | 0 | 0 | 0 | 0 | 0 | 0 | 0 | 0 | 0 | 0 | 0 | 0 | 0 | 0 | 0 | 0
Hydrogen Evolution | Gen_BB011 | MW | NPg Yorkshire | Thurcroft | 0 | 19.324 | 19.562 | 19.8 | 20.037 | 20.275 | 20.512 | 20.75 | 20.824 | 20.497 | 20.089 | 19.713 | 19.358 | 19.021 | 18.731 | 18.332 | 17.907 | 17.54 | 17.131 | 16.651 | 16.134 | 15.56 | 14.893 | 14.256 | 13.48 | 11.942 | 10.384 | 9.014 | 7.91
Hydrogen Evolution | Gen_BB011 | MW | NPg Yorkshire | West Melton | 0 | 96.867 | 98.058 | 99.249 | 100.439 | 101.63 | 102.821 | 104.011 | 104.384 | 102.747 | 100.701 | 98.813 | 97.035 | 95.344 | 93.892 | 91.892 | 89.76 | 87.923 | 85.871 | 83.467 | 80.874 | 77.998 | 74.653 | 71.46 | 67.572 | 59.859 | 52.051 | 45.186 | 39.652
Hydrogen Evolution | Gen_BB011 | MW | NPg Yorkshire | Wincobank | 0 | 0 | 0 | 0 | 0 | 0 | 0 | 0 | 0 | 0 | 0 | 0 | 0 | 0 | 0 | 0 | 0 | 0 | 0 | 0 | 0 | 0 | 0 | 0 | 0 | 0 | 0 | 0 | 0
Hydrogen Evolution | Gen_BB011 | MW | SPEN | Bainsford | 0 | 0 | 0 | 0 | 0 | 0 | 0 | 0 | 0 | 0 | 0 | 0 | 0 | 0 | 0 | 0 | 0 | 0 | 0 | 0 | 0 | 0 | 0 | 0 | 0 | 0 | 0 | 0 | 0
Hydrogen Evolution | Gen_BB011 | MW | SPEN | Bathgate | 0 | 0 | 0 | 0 | 0 | 0 | 0 | 0 | 0 | 0 | 0 | 0 | 0 | 0 | 0 | 0 | 0 | 0 | 0 | 0 | 0 | 0 | 0 | 0 | 0 | 0 | 0 | 0 | 0
Hydrogen Evolution | Gen_BB011 | MW | SPEN | Berwick | 0 | 0 | 0 | 0 | 0 | 0 | 0 | 0 | 0 | 0 | 0 | 0 | 0 | 0 | 0 | 0 | 0 | 0 | 0 | 0 | 0 | 0 | 0 | 0 | 0 | 0 | 0 | 0 | 0
Hydrogen Evolution | Gen_BB011 | MW | SPEN | Bonnybridge | 0 | 0 | 0 | 0 | 0 | 0 | 0 | 0 | 0 | 0 | 0 | 0 | 0 | 0 | 0 | 0 | 0 | 0 | 0 | 0 | 0 | 0 | 0 | 0 | 0 | 0 | 0 | 0 | 0
Hydrogen Evolution | Gen_BB011 | MW | SPEN | Braehead Park | 0 | 0 | 0 | 0 | 0 | 0 | 0 | 0 | 0 | 0 | 0 | 0 | 0 | 0 | 0 | 0 | 0 | 0 | 0 | 0 | 0 | 0 | 0 | 0 | 0 | 0 | 0 | 0 | 0
Hydrogen Evolution | Gen_BB011 | MW | SPEN | Chapelcross | 0 | 0 | 0 | 0 | 0 | 0 | 0 | 0 | 0 | 0 | 0 | 0 | 0 | 0 | 0 | 0 | 0 | 0 | 0 | 0 | 0 | 0 | 0 | 0 | 0 | 0 | 0 | 0 | 0
Hydrogen Evolution | Gen_BB011 | MW | SPEN | Clyde’s Mill | 0 | 7.846 | 7.943 | 8.039 | 8.136 | 8.232 | 8.329 | 8.425 | 8.455 | 8.323 | 8.157 | 8.004 | 7.86 | 7.723 | 7.605 | 7.443 | 7.271 | 7.122 | 6.956 | 6.761 | 6.551 | 6.318 | 6.047 | 5.788 | 5.473 | 4.849 | 4.216 | 3.66 | 3.212 | GSP also referred to as Westburn Road
Hydrogen Evolution | Gen_BB011 | MW | SPEN | Cockenzie | 0 | 0 | 0 | 0 | 0 | 0 | 0 | 0 | 0 | 0 | 0 | 0 | 0 | 0 | 0 | 0 | 0 | 0 | 0 | 0 | 0 | 0 | 0 | 0 | 0 | 0 | 0 | 0 | 0
Hydrogen Evolution | Gen_BB011 | MW | SPEN | Coylton | 0 | 0 | 0 | 0 | 0 | 0 | 0 | 0 | 0 | 0 | 0 | 0 | 0 | 0 | 0 | 0 | 0 | 0 | 0 | 0 | 0 | 0 | 0 | 0 | 0 | 0 | 0 | 0 | 0
Hydrogen Evolution | Gen_BB011 | MW | SPEN | Crookston B | 0 | 0 | 0 | 0 | 0 | 0 | 0 | 0 | 0 | 0 | 0 | 0 | 0 | 0 | 0 | 0 | 0 | 0 | 0 | 0 | 0 | 0 | 0 | 0 | 0 | 0 | 0 | 0 | 0
Hydrogen Evolution | Gen_BB011 | MW | SPEN | Cumbernauld | 0 | 12.162 | 12.311 | 12.461 | 12.61 | 12.76 | 12.909 | 13.059 | 13.105 | 12.9 | 12.643 | 12.406 | 12.183 | 11.971 | 11.788 | 11.537 | 11.269 | 11.039 | 10.781 | 10.479 | 10.154 | 9.793 | 9.373 | 8.972 | 8.484 | 7.515 | 6.535 | 5.673 | 4.978
Hydrogen Evolution | Gen_BB011 | MW | SPEN | Cupar | 0 | 2.354 | 2.383 | 2.412 | 2.441 | 2.47 | 2.499 | 2.527 | 2.537 | 2.497 | 2.447 | 2.401 | 2.358 | 2.317 | 2.282 | 2.233 | 2.181 | 2.137 | 2.087 | 2.028 | 1.965 | 1.895 | 1.814 | 1.736 | 1.642 | 1.455 | 1.265 | 1.098 | 0.964
Hydrogen Evolution | Gen_BB011 | MW | SPEN | Dalmarnock | 0 | 15.693 | 15.885 | 16.078 | 16.271 | 16.464 | 16.657 | 16.85 | 16.91 | 16.645 | 16.314 | 16.008 | 15.72 | 15.446 | 15.211 | 14.887 | 14.541 | 14.244 | 13.911 | 13.522 | 13.102 | 12.636 | 12.094 | 11.577 | 10.947 | 9.697 | 8.432 | 7.32 | 6.424
Hydrogen Evolution | Gen_BB011 | MW | SPEN | Devol Moor | 0 | 0 | 0 | 0 | 0 | 0 | 0 | 0 | 0 | 0 | 0 | 0 | 0 | 0 | 0 | 0 | 0 | 0 | 0 | 0 | 0 | 0 | 0 | 0 | 0 | 0 | 0 | 0 | 0
Hydrogen Evolution | Gen_BB011 | MW | SPEN | Devonside | 0 | 0 | 0 | 0 | 0 | 0 | 0 | 0 | 0 | 0 | 0 | 0 | 0 | 0 | 0 | 0 | 0 | 0 | 0 | 0 | 0 | 0 | 0 | 0 | 0 | 0 | 0 | 0 | 0
Hydrogen Evolution | Gen_BB011 | MW | SPEN | Dumfries 33 | 0 | 0 | 0 | 0 | 0 | 0 | 0 | 0 | 0 | 0 | 0 | 0 | 0 | 0 | 0 | 0 | 0 | 0 | 0 | 0 | 0 | 0 | 0 | 0 | 0 | 0 | 0 | 0 | 0
Hydrogen Evolution | Gen_BB011 | MW | SPEN | Dunbar | 0 | 76.507 | 77.004 | 77.502 | 78 | 78.498 | 78.996 | 79.494 | 79.65 | 78.965 | 78.11 | 77.32 | 76.577 | 75.87 | 39.262 | 38.426 | 37.534 | 36.766 | 35.908 | 34.903 | 33.819 | 32.616 | 31.217 | 29.882 | 28.256 | 25.031 | 21.766 | 18.895 | 16.581
Hydrogen Evolution | Gen_BB011 | MW | SPEN | Dunfermline | 0 | 0 | 0 | 0 | 0 | 0 | 0 | 0 | 0 | 0 | 0 | 0 | 0 | 0 | 0 | 0 | 0 | 0 | 0 | 0 | 0 | 0 | 0 | 0 | 0 | 0 | 0 | 0 | 0
Hydrogen Evolution | Gen_BB011 | MW | SPEN | Earlstoun | 0 | 0 | 0 | 0 | 0 | 0 | 0 | 0 | 0 | 0 | 0 | 0 | 0 | 0 | 0 | 0 | 0 | 0 | 0 | 0 | 0 | 0 | 0 | 0 | 0 | 0 | 0 | 0 | 0
Hydrogen Evolution | Gen_BB011 | MW | SPEN | East Kilbride South | 0 | 1.962 | 1.986 | 2.01 | 2.034 | 2.058 | 2.082 | 2.106 | 2.114 | 2.081 | 2.039 | 2.001 | 1.965 | 1.931 | 1.901 | 1.861 | 1.818 | 1.78 | 1.739 | 1.69 | 1.638 | 1.579 | 1.512 | 1.447 | 1.368 | 1.212 | 1.054 | 0.915 | 0.803
Hydrogen Evolution | Gen_BB011 | MW | SPEN | Eccles | 0 | 0 | 0 | 0 | 0 | 0 | 0 | 0 | 0 | 0 | 0 | 0 | 0 | 0 | 0 | 0 | 0 | 0 | 0 | 0 | 0 | 0 | 0 | 0 | 0 | 0 | 0 | 0 | 0
Hydrogen Evolution | Gen_BB011 | MW | SPEN | Galashiels | 0 | 0 | 0 | 0 | 0 | 0 | 0 | 0 | 0 | 0 | 0 | 0 | 0 | 0 | 0 | 0 | 0 | 0 | 0 | 0 | 0 | 0 | 0 | 0 | 0 | 0 | 0 | 0 | 0
Hydrogen Evolution | Gen_BB011 | MW | SPEN | Giffnock | 0 | 0 | 0 | 0 | 0 | 0 | 0 | 0 | 0 | 0 | 0 | 0 | 0 | 0 | 0 | 0 | 0 | 0 | 0 | 0 | 0 | 0 | 0 | 0 | 0 | 0 | 0 | 0 | 0
Hydrogen Evolution | Gen_BB011 | MW | SPEN | Glenlee | 0 | 0 | 0 | 0 | 0 | 0 | 0 | 0 | 0 | 0 | 0 | 0 | 0 | 0 | 0 | 0 | 0 | 0 | 0 | 0 | 0 | 0 | 0 | 0 | 0 | 0 | 0 | 0 | 0
Hydrogen Evolution | Gen_BB011 | MW | SPEN | Glenluce | 0 | 0 | 0 | 0 | 0 | 0 | 0 | 0 | 0 | 0 | 0 | 0 | 0 | 0 | 0 | 0 | 0 | 0 | 0 | 0 | 0 | 0 | 0 | 0 | 0 | 0 | 0 | 0 | 0
Hydrogen Evolution | Gen_BB011 | MW | SPEN | Glenniston | 0 | 0 | 0 | 0 | 0 | 0 | 0 | 0 | 0 | 0 | 0 | 0 | 0 | 0 | 0 | 0 | 0 | 0 | 0 | 0 | 0 | 0 | 0 | 0 | 0 | 0 | 0 | 0 | 0
Hydrogen Evolution | Gen_BB011 | MW | SPEN | Glenrothes | 0 | 0 | 0 | 0 | 0 | 0 | 0 | 0 | 0 | 0 | 0 | 0 | 0 | 0 | 0 | 0 | 0 | 0 | 0 | 0 | 0 | 0 | 0 | 0 | 0 | 0 | 0 | 0 | 0
Hydrogen Evolution | Gen_BB011 | MW | SPEN | Grangemouth A | 0 | 0 | 0 | 0 | 0 | 0 | 0 | 0 | 0 | 0 | 0 | 0 | 0 | 0 | 0 | 0 | 0 | 0 | 0 | 0 | 0 | 0 | 0 | 0 | 0 | 0 | 0 | 0 | 0
Hydrogen Evolution | Gen_BB011 | MW | SPEN | Hawick | 0 | 0 | 0 | 0 | 0 | 0 | 0 | 0 | 0 | 0 | 0 | 0 | 0 | 0 | 0 | 0 | 0 | 0 | 0 | 0 | 0 | 0 | 0 | 0 | 0 | 0 | 0 | 0 | 0
Hydrogen Evolution | Gen_BB011 | MW | SPEN | Hunterston Farm | 0 | 0 | 0 | 0 | 0 | 0 | 0 | 0 | 0 | 0 | 0 | 0 | 0 | 0 | 0 | 0 | 0 | 0 | 0 | 0 | 0 | 0 | 0 | 0 | 0 | 0 | 0 | 0 | 0
Hydrogen Evolution | Gen_BB011 | MW | SPEN | Inverkeithing | 0 | 0 | 0 | 0 | 0 | 0 | 0 | 0 | 0 | 0 | 0 | 0 | 0 | 0 | 0 | 0 | 0 | 0 | 0 | 0 | 0 | 0 | 0 | 0 | 0 | 0 | 0 | 0 | 0
Hydrogen Evolution | Gen_BB011 | MW | SPEN | Johnstone | 0 | 0 | 0 | 0 | 0 | 0 | 0 | 0 | 0 | 0 | 0 | 0 | 0 | 0 | 0 | 0 | 0 | 0 | 0 | 0 | 0 | 0 | 0 | 0 | 0 | 0 | 0 | 0 | 0
Hydrogen Evolution | Gen_BB011 | MW | SPEN | Kaimes | 0 | 1.177 | 1.191 | 1.206 | 1.22 | 1.235 | 1.249 | 1.264 | 1.268 | 1.248 | 1.224 | 1.201 | 1.179 | 1.158 | 1.141 | 1.116 | 1.091 | 1.068 | 1.043 | 1.014 | 0.983 | 0.948 | 0.907 | 0.868 | 0.821 | 0.727 | 0.632 | 0.549 | 0.482
Hydrogen Evolution | Gen_BB011 | MW | SPEN | Kendoon | 0 | 0 | 0 | 0 | 0 | 0 | 0 | 0 | 0 | 0 | 0 | 0 | 0 | 0 | 0 | 0 | 0 | 0 | 0 | 0 | 0 | 0 | 0 | 0 | 0 | 0 | 0 | 0 | 0
Hydrogen Evolution | Gen_BB011 | MW | SPEN | Killermont | 0 | 4.904 | 4.964 | 5.024 | 5.085 | 5.145 | 5.205 | 5.266 | 5.284 | 5.202 | 5.098 | 5.002 | 4.912 | 4.827 | 4.753 | 4.652 | 4.544 | 4.451 | 4.347 | 4.226 | 4.094 | 3.949 | 3.779 | 3.618 | 3.421 | 3.03 | 2.635 | 2.288 | 2.007
Hydrogen Evolution | Gen_BB011 | MW | SPEN | Kilwinning | 0 | 0 | 0 | 0 | 0 | 0 | 0 | 0 | 0 | 0 | 0 | 0 | 0 | 0 | 0 | 0 | 0 | 0 | 0 | 0 | 0 | 0 | 0 | 0 | 0 | 0 | 0 | 0 | 0
Hydrogen Evolution | Gen_BB011 | MW | SPEN | Leven | 0 | 0 | 0 | 0 | 0 | 0 | 0 | 0 | 0 | 0 | 0 | 0 | 0 | 0 | 0 | 0 | 0 | 0 | 0 | 0 | 0 | 0 | 0 | 0 | 0 | 0 | 0 | 0 | 0
Hydrogen Evolution | Gen_BB011 | MW | SPEN | Livingston East | 0 | 2.452 | 2.482 | 2.512 | 2.542 | 2.573 | 2.603 | 2.633 | 2.642 | 2.601 | 2.549 | 2.501 | 2.456 | 2.413 | 2.377 | 2.326 | 2.272 | 2.226 | 2.174 | 2.113 | 2.047 | 1.974 | 1.89 | 1.809 | 1.71 | 1.515 | 1.318 | 1.144 | 1.004
Hydrogen Evolution | Gen_BB011 | MW | SPEN | Maybole | 0 | 0.981 | 0.993 | 1.005 | 1.017 | 1.029 | 1.041 | 1.053 | 1.057 | 1.04 | 1.02 | 1 | 0.982 | 0.965 | 0.951 | 0.93 | 0.909 | 0.89 | 0.869 | 0.845 | 0.819 | 0.79 | 0.756 | 0.724 | 0.684 | 0.606 | 0.527 | 0.458 | 0.401
Hydrogen Evolution | Gen_BB011 | MW | SPEN | Newarthill | 0 | 15.006 | 15.19 | 15.375 | 15.559 | 15.744 | 15.928 | 16.113 | 16.17 | 15.917 | 15.6 | 15.308 | 15.032 | 14.77 | 14.545 | 14.235 | 13.905 | 13.62 | 13.303 | 12.93 | 12.528 | 12.083 | 11.565 | 11.07 | 10.468 | 9.273 | 8.063 | 7 | 6.143
Hydrogen Evolution | Gen_BB011 | MW | SPEN | Paisley | 0 | 0 | 0 | 0 | 0 | 0 | 0 | 0 | 0 | 0 | 0 | 0 | 0 | 0 | 0 | 0 | 0 | 0 | 0 | 0 | 0 | 0 | 0 | 0 | 0 | 0 | 0 | 0 | 0
Hydrogen Evolution | Gen_BB011 | MW | SPEN | Portobello | 0 | 7.179 | 7.268 | 7.356 | 7.444 | 7.532 | 7.621 | 7.709 | 7.736 | 7.615 | 7.463 | 7.324 | 7.192 | 7.066 | 6.959 | 6.811 | 6.653 | 6.516 | 6.364 | 6.186 | 5.994 | 5.781 | 5.533 | 5.296 | 5.008 | 4.436 | 3.858 | 3.349 | 2.939
Hydrogen Evolution | Gen_BB011 | MW | SPEN | Ravenscraig | 0 | 0 | 0 | 0 | 0 | 0 | 0 | 0 | 0 | 0 | 0 | 0 | 0 | 0 | 0 | 0 | 0 | 0 | 0 | 0 | 0 | 0 | 0 | 0 | 0 | 0 | 0 | 0 | 0
Hydrogen Evolution | Gen_BB011 | MW | SPEN | Redhouse | 0 | 0 | 0 | 0 | 0 | 0 | 0 | 0 | 0 | 0 | 0 | 0 | 0 | 0 | 0 | 0 | 0 | 0 | 0 | 0 | 0 | 0 | 0 | 0 | 0 | 0 | 0 | 0 | 0
Hydrogen Evolution | Gen_BB011 | MW | SPEN | Saltcoats A | 0 | 0 | 0 | 0 | 0 | 0 | 0 | 0 | 0 | 0 | 0 | 0 | 0 | 0 | 0 | 0 | 0 | 0 | 0 | 0 | 0 | 0 | 0 | 0 | 0 | 0 | 0 | 0 | 0
Hydrogen Evolution | Gen_BB011 | MW | SPEN | Saltcoats B | 0 | 1.177 | 1.191 | 1.206 | 1.22 | 1.235 | 1.249 | 1.264 | 1.268 | 1.248 | 1.224 | 1.201 | 1.179 | 1.158 | 1.141 | 1.116 | 1.091 | 1.068 | 1.043 | 1.014 | 0.983 | 0.948 | 0.907 | 0.868 | 0.821 | 0.727 | 0.632 | 0.549 | 0.482
Hydrogen Evolution | Gen_BB011 | MW | SPEN | Sighthill | 0 | 0 | 0 | 0 | 0 | 0 | 0 | 0 | 0 | 0 | 0 | 0 | 0 | 0 | 0 | 0 | 0 | 0 | 0 | 0 | 0 | 0 | 0 | 0 | 0 | 0 | 0 | 0 | 0
Hydrogen Evolution | Gen_BB011 | MW | SPEN | Stirling | 0 | 0 | 0 | 0 | 0 | 0 | 0 | 0 | 0 | 0 | 0 | 0 | 0 | 0 | 0 | 0 | 0 | 0 | 0 | 0 | 0 | 0 | 0 | 0 | 0 | 0 | 0 | 0 | 0
Hydrogen Evolution | Gen_BB011 | MW | SPEN | Strathaven | 0 | 0 | 0 | 0 | 0 | 0 | 0 | 0 | 0 | 0 | 0 | 0 | 0 | 0 | 0 | 0 | 0 | 0 | 0 | 0 | 0 | 0 | 0 | 0 | 0 | 0 | 0 | 0 | 0
Hydrogen Evolution | Gen_BB011 | MW | SPEN | Strathleven | 0 | 0 | 0 | 0 | 0 | 0 | 0 | 0 | 0 | 0 | 0 | 0 | 0 | 0 | 0 | 0 | 0 | 0 | 0 | 0 | 0 | 0 | 0 | 0 | 0 | 0 | 0 | 0 | 0
Hydrogen Evolution | Gen_BB011 | MW | SPEN | Telford Road | 0 | 0 | 0 | 0 | 0 | 0 | 0 | 0 | 0 | 0 | 0 | 0 | 0 | 0 | 0 | 0 | 0 | 0 | 0 | 0 | 0 | 0 | 0 | 0 | 0 | 0 | 0 | 0 | 0
Hydrogen Evolution | Gen_BB011 | MW | SPEN | Tongland | 0 | 0 | 0 | 0 | 0 | 0 | 0 | 0 | 0 | 0 | 0 | 0 | 0 | 0 | 0 | 0 | 0 | 0 | 0 | 0 | 0 | 0 | 0 | 0 | 0 | 0 | 0 | 0 | 0
Hydrogen Evolution | Gen_BB011 | MW | SPEN | Westfield | 0 | 35.897 | 36.338 | 36.779 | 37.221 | 37.662 | 38.103 | 38.544 | 38.682 | 38.076 | 37.317 | 36.618 | 35.959 | 35.332 | 34.794 | 34.053 | 33.263 | 32.582 | 31.822 | 30.931 | 29.97 | 28.904 | 27.665 | 26.481 | 25.041 | 22.182 | 19.289 | 16.745 | 14.694
Hydrogen Evolution | Gen_BB011 | MW | SPEN | Wishaw | 0 | 0 | 0 | 0 | 0 | 0 | 0 | 0 | 0 | 0 | 0 | 0 | 0 | 0 | 0 | 0 | 0 | 0 | 0 | 0 | 0 | 0 | 0 | 0 | 0 | 0 | 0 | 0 | 0
Hydrogen Evolution | Gen_BB011 | MW | SPEN Manweb | Birkenhead | 0 | 0 | 0 | 0 | 0 | 0 | 0 | 0 | 0 | 0 | 0 | 0 | 0 | 0 | 0 | 0 | 0 | 0 | 0 | 0 | 0 | 0 | 0 | 0 | 0 | 0 | 0 | 0 | 0
Hydrogen Evolution | Gen_BB011 | MW | SPEN Manweb | Capenhurst | 0 | 0 | 0 | 0 | 0 | 0 | 0 | 0 | 0 | 0 | 0 | 0 | 0 | 0 | 0 | 0 | 0 | 0 | 0 | 0 | 0 | 0 | 0 | 0 | 0 | 0 | 0 | 0 | 0
Hydrogen Evolution | Gen_BB011 | MW | SPEN Manweb | Carrington | 0 | 0 | 0 | 0 | 0 | 0 | 0 | 0 | 0 | 0 | 0 | 0 | 0 | 0 | 0 | 0 | 0 | 0 | 0 | 0 | 0 | 0 | 0 | 0 | 0 | 0 | 0 | 0 | 0
Hydrogen Evolution | Gen_BB011 | MW | SPEN Manweb | Connah's Quay | 0 | 21.577 | 21.843 | 22.108 | 22.373 | 22.638 | 22.903 | 23.169 | 23.252 | 22.887 | 22.431 | 22.011 | 21.615 | 21.238 | 20.915 | 20.469 | 19.994 | 19.585 | 19.128 | 18.592 | 18.015 | 17.374 | 16.629 | 15.918 | 15.052 | 13.334 | 11.594 | 10.065 | 8.833
Hydrogen Evolution | Gen_BB011 | MW | SPEN Manweb | Fiddlers Ferry | 0 | 5.885 | 5.957 | 6.029 | 6.102 | 6.174 | 6.246 | 6.319 | 6.341 | 6.242 | 6.118 | 6.003 | 5.895 | 5.792 | 5.704 | 5.582 | 5.453 | 5.341 | 5.217 | 5.071 | 4.913 | 4.738 | 4.535 | 4.341 | 4.105 | 3.636 | 3.162 | 2.745 | 2.409
Hydrogen Evolution | Gen_BB011 | MW | SPEN Manweb | Frodsham | 0 | 125.703 | 127.248 | 128.793 | 130.338 | 131.883 | 133.428 | 134.973 | 135.456 | 133.332 | 130.677 | 128.228 | 125.92 | 123.726 | 121.841 | 119.247 | 116.479 | 114.095 | 111.433 | 108.313 | 104.949 | 101.216 | 96.875 | 92.731 | 87.686 | 77.678 | 67.546 | 58.636 | 51.456
Hydrogen Evolution | Gen_BB011 | MW | SPEN Manweb | Legacy | 0 | 0 | 0 | 0 | 0 | 0 | 0 | 0 | 0 | 0 | 0 | 0 | 0 | 0 | 0 | 0 | 0 | 0 | 0 | 0 | 0 | 0 | 0 | 0 | 0 | 0 | 0 | 0 | 0
Hydrogen Evolution | Gen_BB011 | MW | SPEN Manweb | Lister Drive | 0 | 0 | 0 | 0 | 0 | 0 | 0 | 0 | 0 | 0 | 0 | 0 | 0 | 0 | 0 | 0 | 0 | 0 | 0 | 0 | 0 | 0 | 0 | 0 | 0 | 0 | 0 | 0 | 0
Hydrogen Evolution | Gen_BB011 | MW | SPEN Manweb | Pentir | 0 | 0 | 0 | 0 | 0 | 0 | 0 | 0 | 0 | 0 | 0 | 0 | 0 | 0 | 0 | 0 | 0 | 0 | 0 | 0 | 0 | 0 | 0 | 0 | 0 | 0 | 0 | 0 | 0
Hydrogen Evolution | Gen_BB011 | MW | SPEN Manweb | Rainhill | 0 | 0 | 0 | 0 | 0 | 0 | 0 | 0 | 0 | 0 | 0 | 0 | 0 | 0 | 0 | 0 | 0 | 0 | 0 | 0 | 0 | 0 | 0 | 0 | 0 | 0 | 0 | 0 | 0
Hydrogen Evolution | Gen_BB011 | MW | SPEN Manweb | Trawsfynydd | 0 | 0 | 0 | 0 | 0 | 0 | 0 | 0 | 0 | 0 | 0 | 0 | 0 | 0 | 0 | 0 | 0 | 0 | 0 | 0 | 0 | 0 | 0 | 0 | 0 | 0 | 0 | 0 | 0
Hydrogen Evolution | Gen_BB011 | MW | SPEN Manweb | Wylfa | 0 | 0 | 0 | 0 | 0 | 0 | 0 | 150 | 150 | 150 | 150 | 150 | 150 | 150 | 0 | 0 | 0 | 0 | 0 | 0 | 0 | 0 | 0 | 0 | 0 | 0 | 0 | 0 | 0
Hydrogen Evolution | Gen_BB011 | MW | SPTL | Direct(SPTL) | 0 | 0 | 0 | 0 | 0 | 0 | 0 | 0 | 0 | 0 | 0 | 0 | 0 | 0 | 0 | 0 | 0 | 0 | 0 | 0 | 0 | 0 | 0 | 0 | 0 | 0 | 0 | 0 | 0
Hydrogen Evolution | Gen_BB011 | MW | SSEN (SHEPD) | Abernethy | 0 | 0 | 0 | 0 | 0 | 0 | 0 | 0 | 0 | 0 | 0 | 0 | 0 | 0 | 0 | 0 | 0 | 0 | 0 | 0 | 0 | 0 | 0 | 0 | 0 | 0 | 0 | 0 | 0
Hydrogen Evolution | Gen_BB011 | MW | SSEN (SHEPD) | Alness | 0 | 0 | 0 | 0 | 0 | 0 | 0 | 0 | 0 | 0 | 0 | 0 | 0 | 0 | 0 | 0 | 0 | 0 | 0 | 0 | 0 | 0 | 0 | 0 | 0 | 0 | 0 | 0 | 0
Hydrogen Evolution | Gen_BB011 | MW | SSEN (SHEPD) | Arbroath | 0 | 0 | 0 | 0 | 0 | 0 | 0 | 0 | 0 | 0 | 0 | 0 | 0 | 0 | 0 | 0 | 0 | 0 | 0 | 0 | 0 | 0 | 0 | 0 | 0 | 0 | 0 | 0 | 0
Hydrogen Evolution | Gen_BB011 | MW | SSEN (SHEPD) | Ardmore | 0 | 0 | 0 | 0 | 0 | 0 | 0 | 0 | 0 | 0 | 0 | 0 | 0 | 0 | 0 | 0 | 0 | 0 | 0 | 0 | 0 | 0 | 0 | 0 | 0 | 0 | 0 | 0 | 0
Hydrogen Evolution | Gen_BB011 | MW | SSEN (SHEPD) | Beauly | 0 | 0 | 0 | 0 | 0 | 0 | 0 | 0 | 0 | 0 | 0 | 0 | 0 | 0 | 0 | 0 | 0 | 0 | 0 | 0 | 0 | 0 | 0 | 0 | 0 | 0 | 0 | 0 | 0
Hydrogen Evolution | Gen_BB011 | MW | SSEN (SHEPD) | Boat of Garten | 0 | 0 | 0 | 0 | 0 | 0 | 0 | 0 | 0 | 0 | 0 | 0 | 0 | 0 | 0 | 0 | 0 | 0 | 0 | 0 | 0 | 0 | 0 | 0 | 0 | 0 | 0 | 0 | 0
Hydrogen Evolution | Gen_BB011 | MW | SSEN (SHEPD) | Bridge of Dun | 0 | 0 | 0 | 0 | 0 | 0 | 0 | 0 | 0 | 0 | 0 | 0 | 0 | 0 | 0 | 0 | 0 | 0 | 0 | 0 | 0 | 0 | 0 | 0 | 0 | 0 | 0 | 0 | 0
Hydrogen Evolution | Gen_BB011 | MW | SSEN (SHEPD) | Burghmuir | 0 | 0 | 0 | 0 | 0 | 0 | 0 | 0 | 0 | 0 | 0 | 0 | 0 | 0 | 0 | 0 | 0 | 0 | 0 | 0 | 0 | 0 | 0 | 0 | 0 | 0 | 0 | 0 | 0
Hydrogen Evolution | Gen_BB011 | MW | SSEN (SHEPD) | Carradale | 0 | 0 | 0 | 0 | 0 | 0 | 0 | 0 | 0 | 0 | 0 | 0 | 0 | 0 | 0 | 0 | 0 | 0 | 0 | 0 | 0 | 0 | 0 | 0 | 0 | 0 | 0 | 0 | 0
Hydrogen Evolution | Gen_BB011 | MW | SSEN (SHEPD) | Ceannacroc | 0 | 0 | 0 | 0 | 0 | 0 | 0 | 0 | 0 | 0 | 0 | 0 | 0 | 0 | 0 | 0 | 0 | 0 | 0 | 0 | 0 | 0 | 0 | 0 | 0 | 0 | 0 | 0 | 0
Hydrogen Evolution | Gen_BB011 | MW | SSEN (SHEPD) | Coupar Angus | 0 | 0 | 0 | 0 | 0 | 0 | 0 | 0 | 0 | 0 | 0 | 0 | 0 | 0 | 0 | 0 | 0 | 0 | 0 | 0 | 0 | 0 | 0 | 0 | 0 | 0 | 0 | 0 | 0
Hydrogen Evolution | Gen_BB011 | MW | SSEN (SHEPD) | Dunvegan | 0 | 0 | 0 | 0 | 0 | 0 | 0 | 0 | 0 | 0 | 0 | 0 | 0 | 0 | 0 | 0 | 0 | 0 | 0 | 0 | 0 | 0 | 0 | 0 | 0 | 0 | 0 | 0 | 0
Hydrogen Evolution | Gen_BB011 | MW | SSEN (SHEPD) | Dyce | 0 | 0 | 0 | 0 | 0 | 0 | 0 | 0 | 0 | 0 | 0 | 0 | 0 | 0 | 0 | 0 | 0 | 0 | 0 | 0 | 0 | 0 | 0 | 0 | 0 | 0 | 0 | 0 | 0
Hydrogen Evolution | Gen_BB011 | MW | SSEN (SHEPD) | Fiddes | 0 | 0 | 0 | 0 | 0 | 0 | 0 | 0 | 0 | 0 | 0 | 0 | 0 | 0 | 0 | 0 | 0 | 0 | 0 | 0 | 0 | 0 | 0 | 0 | 0 | 0 | 0 | 0 | 0
Hydrogen Evolution | Gen_BB011 | MW | SSEN (SHEPD) | Fort William | 0 | 0 | 0 | 0 | 0 | 0 | 0 | 0 | 0 | 0 | 0 | 0 | 0 | 0 | 0 | 0 | 0 | 0 | 0 | 0 | 0 | 0 | 0 | 0 | 0 | 0 | 0 | 0 | 0
Hydrogen Evolution | Gen_BB011 | MW | SSEN (SHEPD) | Fraserburgh | 0 | 0 | 0 | 0 | 0 | 0 | 0 | 0 | 0 | 0 | 0 | 0 | 0 | 0 | 0 | 0 | 0 | 0 | 0 | 0 | 0 | 0 | 0 | 0 | 0 | 0 | 0 | 0 | 0
Hydrogen Evolution | Gen_BB011 | MW | SSEN (SHEPD) | Grudie Bridge | 0 | 0 | 0 | 0 | 0 | 0 | 0 | 0 | 0 | 0 | 0 | 0 | 0 | 0 | 0 | 0 | 0 | 0 | 0 | 0 | 0 | 0 | 0 | 0 | 0 | 0 | 0 | 0 | 0
Hydrogen Evolution | Gen_BB011 | MW | SSEN (SHEPD) | Inverness | 0 | 0 | 0 | 0 | 0 | 0 | 0 | 0 | 0 | 0 | 0 | 0 | 0 | 0 | 0 | 0 | 0 | 0 | 0 | 0 | 0 | 0 | 0 | 0 | 0 | 0 | 0 | 0 | 0
Hydrogen Evolution | Gen_BB011 | MW | SSEN (SHEPD) | Keith | 0 | 0 | 0 | 0 | 0 | 0 | 0 | 0 | 0 | 0 | 0 | 0 | 0 | 0 | 0 | 0 | 0 | 0 | 0 | 0 | 0 | 0 | 0 | 0 | 0 | 0 | 0 | 0 | 0
Hydrogen Evolution | Gen_BB011 | MW | SSEN (SHEPD) | Killin | 0 | 0 | 0 | 0 | 0 | 0 | 0 | 0 | 0 | 0 | 0 | 0 | 0 | 0 | 0 | 0 | 0 | 0 | 0 | 0 | 0 | 0 | 0 | 0 | 0 | 0 | 0 | 0 | 0
Hydrogen Evolution | Gen_BB011 | MW | SSEN (SHEPD) | Kinlochleven | 0 | 0 | 0 | 0 | 0 | 0 | 0 | 0 | 0 | 0 | 0 | 0 | 0 | 0 | 0 | 0 | 0 | 0 | 0 | 0 | 0 | 0 | 0 | 0 | 0 | 0 | 0 | 0 | 0
Hydrogen Evolution | Gen_BB011 | MW | SSEN (SHEPD) | Kintore | 0 | 0 | 0 | 0 | 0 | 40 | 40 | 40 | 40 | 40 | 40 | 40 | 40 | 40 | 40 | 40 | 40 | 40 | 40 | 40 | 40 | 40 | 40 | 40 | 40 | 40 | 40 | 40 | 40
Hydrogen Evolution | Gen_BB011 | MW | SSEN (SHEPD) | Lairg | 0 | 0 | 0 | 0 | 0 | 0 | 0 | 0 | 0 | 0 | 0 | 0 | 0 | 0 | 0 | 0 | 0 | 0 | 0 | 0 | 0 | 0 | 0 | 0 | 0 | 0 | 0 | 0 | 0
Hydrogen Evolution | Gen_BB011 | MW | SSEN (SHEPD) | Lunanhead | 0 | 0 | 0 | 0 | 0 | 0 | 0 | 0 | 0 | 0 | 0 | 0 | 0 | 0 | 0 | 0 | 0 | 0 | 0 | 0 | 0 | 0 | 0 | 0 | 0 | 0 | 0 | 0 | 0
Hydrogen Evolution | Gen_BB011 | MW | SSEN (SHEPD) | Macduff | 0 | 0 | 0 | 0 | 0 | 0 | 0 | 0 | 0 | 0 | 0 | 0 | 0 | 0 | 0 | 0 | 0 | 0 | 0 | 0 | 0 | 0 | 0 | 0 | 0 | 0 | 0 | 0 | 0
Hydrogen Evolution | Gen_BB011 | MW | SSEN (SHEPD) | Milton of Craigie | 0 | 0 | 0 | 0 | 0 | 0 | 0 | 0 | 0 | 0 | 0 | 0 | 0 | 0 | 0 | 0 | 0 | 0 | 0 | 0 | 0 | 0 | 0 | 0 | 0 | 0 | 0 | 0 | 0
Hydrogen Evolution | Gen_BB011 | MW | SSEN (SHEPD) | Mybster | 0 | 0 | 0 | 0 | 0 | 0 | 0 | 0 | 0 | 0 | 0 | 0 | 0 | 0 | 0 | 0 | 0 | 0 | 0 | 0 | 0 | 0 | 0 | 0 | 0 | 0 | 0 | 0 | 0
Hydrogen Evolution | Gen_BB011 | MW | SSEN (SHEPD) | Nairn | 0 | 0 | 0 | 0 | 0 | 0 | 0 | 0 | 0 | 0 | 0 | 0 | 0 | 0 | 0 | 0 | 0 | 0 | 0 | 0 | 0 | 0 | 0 | 0 | 0 | 0 | 0 | 0 | 0
Hydrogen Evolution | Gen_BB011 | MW | SSEN (SHEPD) | Persley | 0 | 0 | 0 | 0 | 0 | 0 | 0 | 0 | 0 | 0 | 0 | 0 | 0 | 0 | 0 | 0 | 0 | 0 | 0 | 0 | 0 | 0 | 0 | 0 | 0 | 0 | 0 | 0 | 0
Hydrogen Evolution | Gen_BB011 | MW | SSEN (SHEPD) | Port Ann | 0 | 5.87 | 5.942 | 6.014 | 6.086 | 6.159 | 6.231 | 6.303 | 6.325 | 6.226 | 6.102 | 5.988 | 5.88 | 5.778 | 5.69 | 5.569 | 5.439 | 5.328 | 5.204 | 5.058 | 4.901 | 4.727 | 4.524 | 4.33 | 4.095 | 3.627 | 3.154 | 2.738 | 2.403
Hydrogen Evolution | Gen_BB011 | MW | SSEN (SHEPD) | Redmoss | 0 | 0 | 16 | 16 | 16 | 16 | 16 | 16 | 16 | 16 | 16 | 16 | 16 | 16 | 0 | 0 | 0 | 0 | 0 | 0 | 0 | 0 | 0 | 0 | 0 | 0 | 0 | 0 | 0
Hydrogen Evolution | Gen_BB011 | MW | SSEN (SHEPD) | Shin | 0 | 0 | 0 | 0 | 0 | 0 | 0 | 0 | 0 | 0 | 0 | 0 | 0 | 0 | 0 | 0 | 0 | 0 | 0 | 0 | 0 | 0 | 0 | 0 | 0 | 0 | 0 | 0 | 0
Hydrogen Evolution | Gen_BB011 | MW | SSEN (SHEPD) | Sloy | 0 | 0 | 0 | 0 | 0 | 0 | 0 | 0 | 0 | 0 | 0 | 0 | 0 | 0 | 0 | 0 | 0 | 0 | 0 | 0 | 0 | 0 | 0 | 0 | 0 | 0 | 0 | 0 | 0
Hydrogen Evolution | Gen_BB011 | MW | SSEN (SHEPD) | Strichen | 0 | 0 | 0 | 0 | 0 | 0 | 0 | 0 | 0 | 0 | 0 | 0 | 0 | 0 | 0 | 0 | 0 | 0 | 0 | 0 | 0 | 0 | 0 | 0 | 0 | 0 | 0 | 0 | 0
Hydrogen Evolution | Gen_BB011 | MW | SSEN (SHEPD) | Tarland | 0 | 0 | 0 | 0 | 0 | 0 | 0 | 0 | 0 | 0 | 0 | 0 | 0 | 0 | 0 | 0 | 0 | 0 | 0 | 0 | 0 | 0 | 0 | 0 | 0 | 0 | 0 | 0 | 0
Hydrogen Evolution | Gen_BB011 | MW | SSEN (SHEPD) | Taynuilt | 0 | 0 | 0 | 0 | 0 | 0 | 0 | 0 | 0 | 0 | 0 | 0 | 0 | 0 | 0 | 0 | 0 | 0 | 0 | 0 | 0 | 0 | 0 | 0 | 0 | 0 | 0 | 0 | 0
Hydrogen Evolution | Gen_BB011 | MW | SSEN (SHEPD) | Thurso | 0 | 0 | 0 | 0 | 0 | 0 | 0 | 0 | 0 | 0 | 0 | 0 | 0 | 0 | 0 | 0 | 0 | 0 | 0 | 0 | 0 | 0 | 0 | 0 | 0 | 0 | 0 | 0 | 0
Hydrogen Evolution | Gen_BB011 | MW | SSEN (SHEPD) | Tummel Bridge | 0 | 0 | 0 | 0 | 0 | 0 | 0 | 0 | 0 | 0 | 0 | 0 | 0 | 0 | 0 | 0 | 0 | 0 | 0 | 0 | 0 | 0 | 0 | 0 | 0 | 0 | 0 | 0 | 0
Hydrogen Evolution | Gen_BB011 | MW | SSEN (SHEPD) | Willowdale | 0 | 0 | 0 | 0 | 0 | 0 | 0 | 0 | 0 | 0 | 0 | 0 | 0 | 0 | 0 | 0 | 0 | 0 | 0 | 0 | 0 | 0 | 0 | 0 | 0 | 0 | 0 | 0 | 0
Hydrogen Evolution | Gen_BB011 | MW | SSEN South | Botley Wood | 0 | 1.174 | 1.188 | 1.203 | 1.217 | 1.232 | 1.246 | 1.261 | 1.265 | 1.245 | 1.22 | 1.198 | 1.176 | 1.156 | 1.138 | 1.114 | 1.088 | 1.066 | 1.041 | 1.012 | 0.98 | 0.945 | 0.905 | 0.866 | 0.819 | 0.725 | 0.631 | 0.548 | 0.481
Hydrogen Evolution | Gen_BB011 | MW | SSEN South | Bramley | 0 | 5.665 | 5.735 | 5.804 | 5.874 | 5.944 | 6.013 | 6.083 | 6.105 | 6.009 | 5.889 | 5.779 | 5.675 | 5.576 | 5.491 | 5.374 | 5.249 | 5.142 | 5.022 | 4.881 | 4.73 | 4.561 | 4.366 | 4.179 | 3.952 | 3.501 | 3.044 | 2.643 | 2.319
Hydrogen Evolution | Gen_BB011 | MW | SSEN South | Chickerell | 0 | 0 | 0 | 0 | 0 | 0 | 0 | 0 | 0 | 0 | 0 | 0 | 0 | 0 | 0 | 0 | 0 | 0 | 0 | 0 | 0 | 0 | 0 | 0 | 0 | 0 | 0 | 0 | 0
Hydrogen Evolution | Gen_BB011 | MW | SSEN South | Cowley | 0 | 1.863 | 1.886 | 1.909 | 1.932 | 1.955 | 1.978 | 2.001 | 2.008 | 1.977 | 1.937 | 1.901 | 1.867 | 1.834 | 1.806 | 1.768 | 1.727 | 1.691 | 1.652 | 1.606 | 1.556 | 1.5 | 1.436 | 1.375 | 1.3 | 1.152 | 1.001 | 0.869 | 0.763
Hydrogen Evolution | Gen_BB011 | MW | SSEN South | Fawley | 0 | 1.118 | 1.132 | 1.146 | 1.159 | 1.173 | 1.187 | 1.201 | 1.205 | 1.186 | 1.162 | 1.141 | 1.12 | 1.101 | 1.084 | 1.061 | 1.036 | 1.015 | 0.991 | 0.963 | 0.933 | 0.9 | 0.862 | 0.825 | 0.78 | 0.691 | 0.601 | 0.522 | 0.458
Hydrogen Evolution | Gen_BB011 | MW | SSEN South | Iver 132kV | 0 | 48.164 | 48.757 | 49.349 | 49.941 | 50.533 | 51.125 | 51.717 | 51.902 | 51.088 | 50.071 | 49.132 | 48.248 | 47.407 | 46.685 | 45.691 | 44.63 | 43.717 | 42.697 | 41.501 | 40.212 | 38.782 | 37.119 | 35.531 | 33.598 | 29.763 | 25.881 | 22.467 | 19.716
Hydrogen Evolution | Gen_BB011 | MW | SSEN South | Lovedean | 0 | 10.791 | 10.923 | 11.056 | 11.189 | 11.321 | 11.454 | 11.586 | 11.628 | 11.446 | 11.218 | 11.007 | 10.809 | 10.621 | 10.459 | 10.236 | 9.999 | 9.794 | 9.566 | 9.298 | 9.009 | 8.689 | 8.316 | 7.96 | 7.527 | 6.668 | 5.798 | 5.033 | 4.417
Hydrogen Evolution | Gen_BB011 | MW | SSEN South | Mannington | 0 | 14.638 | 14.818 | 14.998 | 15.178 | 15.358 | 15.538 | 15.718 | 15.774 | 15.527 | 15.218 | 14.932 | 14.664 | 14.408 | 14.189 | 13.886 | 13.564 | 13.287 | 12.977 | 12.613 | 12.221 | 11.787 | 11.281 | 10.799 | 10.211 | 9.046 | 7.866 | 6.828 | 5.992
Hydrogen Evolution | Gen_BB011 | MW | SSEN South | Melksham | 0 | 9.038 | 9.149 | 9.26 | 9.371 | 9.482 | 9.593 | 9.705 | 9.739 | 9.587 | 9.396 | 9.22 | 9.054 | 8.896 | 8.76 | 8.574 | 8.375 | 8.203 | 8.012 | 7.788 | 7.546 | 7.277 | 6.965 | 6.667 | 6.305 | 5.585 | 4.856 | 4.216 | 3.7
Hydrogen Evolution | Gen_BB011 | MW | SSEN South | Minety | 0 | 1.863 | 1.886 | 1.909 | 1.932 | 1.955 | 1.978 | 2.001 | 2.008 | 1.977 | 1.937 | 1.901 | 1.867 | 1.834 | 1.806 | 1.768 | 1.727 | 1.691 | 1.652 | 1.606 | 1.556 | 1.5 | 1.436 | 1.375 | 1.3 | 1.152 | 1.001 | 0.869 | 0.763
Hydrogen Evolution | Gen_BB011 | MW | SSEN South | Nursling | 0 | 15.441 | 15.63 | 15.82 | 16.01 | 16.2 | 16.389 | 16.579 | 16.639 | 16.378 | 16.052 | 15.751 | 15.467 | 15.198 | 14.966 | 14.648 | 14.308 | 14.015 | 13.688 | 13.304 | 12.891 | 12.433 | 11.9 | 11.391 | 10.771 | 9.541 | 8.297 | 7.203 | 6.32
Hydrogen Evolution | Gen_BB011 | MW | UKPN Eastern | Amersham Main | 0 | 0 | 0 | 0 | 0 | 0 | 0 | 0 | 0 | 0 | 0 | 0 | 0 | 0 | 0 | 0 | 0 | 0 | 0 | 0 | 0 | 0 | 0 | 0 | 0 | 0 | 0 | 0 | 0
Hydrogen Evolution | Gen_BB011 | MW | UKPN Eastern | Braintree | 0 | 0 | 0 | 0 | 0 | 0 | 0 | 0 | 0 | 0 | 0 | 0 | 0 | 0 | 0 | 0 | 0 | 0 | 0 | 0 | 0 | 0 | 0 | 0 | 0 | 0 | 0 | 0 | 0
Hydrogen Evolution | Gen_BB011 | MW | UKPN Eastern | Bramford | 0 | 24.961 | 25.268 | 25.575 | 25.881 | 26.188 | 26.495 | 26.802 | 26.898 | 26.476 | 25.949 | 25.462 | 25.004 | 24.569 | 24.194 | 23.679 | 23.13 | 22.656 | 22.128 | 21.508 | 20.84 | 20.099 | 19.237 | 18.414 | 17.412 | 15.425 | 13.413 | 11.644 | 10.218
Hydrogen Evolution | Gen_BB011 | MW | UKPN Eastern | Brimsdown | 0 | 0 | 0 | 0 | 0 | 0 | 0 | 0 | 0 | 0 | 0 | 0 | 0 | 0 | 0 | 0 | 0 | 0 | 0 | 0 | 0 | 0 | 0 | 0 | 0 | 0 | 0 | 0 | 0
Hydrogen Evolution | Gen_BB011 | MW | UKPN Eastern | Burwell Main | 0 | 4.414 | 4.468 | 4.522 | 4.576 | 4.631 | 4.685 | 4.739 | 4.756 | 4.681 | 4.588 | 4.502 | 4.421 | 4.344 | 4.278 | 4.187 | 4.09 | 4.006 | 3.913 | 3.803 | 3.685 | 3.554 | 3.401 | 3.256 | 3.079 | 2.727 | 2.372 | 2.059 | 1.807
Hydrogen Evolution | Gen_BB011 | MW | UKPN Eastern | Eaton Socon | 0 | 0 | 0 | 0 | 0 | 0 | 0 | 0 | 0 | 0 | 0 | 0 | 0 | 0 | 0 | 0 | 0 | 0 | 0 | 0 | 0 | 0 | 0 | 0 | 0 | 0 | 0 | 0 | 0
Hydrogen Evolution | Gen_BB011 | MW | UKPN Eastern | Elstree | 0 | 0 | 0 | 0 | 0 | 0 | 0 | 0 | 0 | 0 | 0 | 0 | 0 | 0 | 0 | 0 | 0 | 0 | 0 | 0 | 0 | 0 | 0 | 0 | 0 | 0 | 0 | 0 | 0
Hydrogen Evolution | Gen_BB011 | MW | UKPN Eastern | Loudwater | 0 | 1.304 | 1.32 | 1.337 | 1.353 | 1.369 | 1.385 | 1.401 | 1.406 | 1.384 | 1.356 | 1.331 | 1.307 | 1.284 | 1.264 | 1.237 | 1.209 | 1.184 | 1.156 | 1.124 | 1.089 | 1.05 | 1.005 | 0.962 | 0.91 | 0.806 | 0.701 | 0.608 | 0.534
Hydrogen Evolution | Gen_BB011 | MW | UKPN Eastern | Mill Hill | 0 | 0 | 0 | 0 | 0 | 0 | 0 | 0 | 0 | 0 | 0 | 0 | 0 | 0 | 0 | 0 | 0 | 0 | 0 | 0 | 0 | 0 | 0 | 0 | 0 | 0 | 0 | 0 | 0
Hydrogen Evolution | Gen_BB011 | MW | UKPN Eastern | Norwich Main | 0 | 0 | 0 | 0 | 0 | 0 | 0 | 0 | 0 | 0 | 0 | 0 | 0 | 0 | 0 | 0 | 0 | 0 | 0 | 0 | 0 | 0 | 0 | 0 | 0 | 0 | 0 | 0 | 0
Hydrogen Evolution | Gen_BB011 | MW | UKPN Eastern | Pelham | 0 | 0 | 0 | 0 | 0 | 0 | 0 | 0 | 0 | 0 | 0 | 0 | 0 | 0 | 0 | 0 | 0 | 0 | 0 | 0 | 0 | 0 | 0 | 0 | 0 | 0 | 0 | 0 | 0
Hydrogen Evolution | Gen_BB011 | MW | UKPN Eastern | Rayleigh | 0 | 0 | 0 | 0 | 0 | 0 | 0 | 0 | 0 | 0 | 0 | 0 | 0 | 0 | 0 | 0 | 0 | 0 | 0 | 0 | 0 | 0 | 0 | 0 | 0 | 0 | 0 | 0 | 0
Hydrogen Evolution | Gen_BB011 | MW | UKPN Eastern | Rye House | 0 | 0 | 0 | 0 | 0 | 0 | 0 | 0 | 0 | 0 | 0 | 0 | 0 | 0 | 0 | 0 | 0 | 0 | 0 | 0 | 0 | 0 | 0 | 0 | 0 | 0 | 0 | 0 | 0
Hydrogen Evolution | Gen_BB011 | MW | UKPN Eastern | Sundon | 0 | 2.942 | 2.979 | 3.015 | 3.051 | 3.087 | 3.123 | 3.159 | 3.171 | 3.121 | 3.059 | 3.001 | 2.947 | 2.896 | 2.852 | 2.791 | 2.726 | 2.671 | 2.608 | 2.535 | 2.457 | 2.369 | 2.268 | 2.171 | 2.053 | 1.818 | 1.581 | 1.373 | 1.204
Hydrogen Evolution | Gen_BB011 | MW | UKPN Eastern | Tilbury | 0 | 0.578 | 0.585 | 0.592 | 0.599 | 0.606 | 0.613 | 0.62 | 0.623 | 0.613 | 0.601 | 0.589 | 0.579 | 0.569 | 0.56 | 0.548 | 0.535 | 0.524 | 0.512 | 0.498 | 0.482 | 0.465 | 0.445 | 0.426 | 0.403 | 0.357 | 0.31 | 0.27 | 0.237
Hydrogen Evolution | Gen_BB011 | MW | UKPN Eastern | Tottenham | 0 | 58.847 | 59.571 | 60.294 | 61.017 | 61.741 | 62.464 | 63.187 | 63.413 | 62.419 | 61.176 | 60.029 | 58.949 | 57.922 | 57.04 | 55.825 | 54.529 | 53.413 | 52.167 | 50.706 | 49.131 | 47.384 | 45.352 | 43.412 | 41.05 | 36.365 | 31.621 | 27.45 | 24.089
Hydrogen Evolution | Gen_BB011 | MW | UKPN Eastern | Walpole (_A) | 0 | 7.846 | 7.943 | 8.039 | 8.136 | 8.232 | 8.329 | 8.425 | 8.455 | 8.323 | 8.157 | 8.004 | 7.86 | 7.723 | 7.605 | 7.443 | 7.271 | 7.122 | 6.956 | 6.761 | 6.551 | 6.318 | 6.047 | 5.788 | 5.473 | 4.849 | 4.216 | 3.66 | 3.212
Hydrogen Evolution | Gen_BB011 | MW | UKPN Eastern | Warley | 0 | 0 | 0 | 0 | 0 | 0 | 0 | 0 | 0 | 0 | 0 | 0 | 0 | 0 | 0 | 0 | 0 | 0 | 0 | 0 | 0 | 0 | 0 | 0 | 0 | 0 | 0 | 0 | 0
Hydrogen Evolution | Gen_BB011 | MW | UKPN Eastern | Watford South | 0 | 0 | 0 | 0 | 0 | 0 | 0 | 0 | 0 | 0 | 0 | 0 | 0 | 0 | 0 | 0 | 0 | 0 | 0 | 0 | 0 | 0 | 0 | 0 | 0 | 0 | 0 | 0 | 0
Hydrogen Evolution | Gen_BB011 | MW | UKPN Eastern | West Thurrock | 0 | 0 | 0 | 0 | 0 | 0 | 0 | 0 | 0 | 0 | 0 | 0 | 0 | 0 | 0 | 0 | 0 | 0 | 0 | 0 | 0 | 0 | 0 | 0 | 0 | 0 | 0 | 0 | 0
Hydrogen Evolution | Gen_BB011 | MW | UKPN Eastern | Wymondley | 0 | 0 | 0 | 0 | 0 | 0 | 0 | 0 | 0 | 0 | 0 | 0 | 0 | 0 | 0 | 0 | 0 | 0 | 0 | 0 | 0 | 0 | 0 | 0 | 0 | 0 | 0 | 0 | 0
Hydrogen Evolution | Gen_BB011 | MW | UKPN London | Barking | 0 | 70.617 | 71.485 | 72.353 | 73.221 | 74.089 | 74.957 | 75.825 | 76.096 | 74.903 | 73.411 | 72.035 | 70.739 | 69.506 | 68.448 | 66.99 | 65.435 | 64.096 | 62.601 | 60.847 | 58.958 | 56.86 | 54.422 | 52.094 | 49.26 | 43.637 | 37.945 | 32.941 | 28.907
Hydrogen Evolution | Gen_BB011 | MW | UKPN London | Barking West | 0 | 11.181 | 11.318 | 11.456 | 11.593 | 11.731 | 11.868 | 12.006 | 12.049 | 11.86 | 11.623 | 11.406 | 11.2 | 11.005 | 10.838 | 10.607 | 10.361 | 10.149 | 9.912 | 9.634 | 9.335 | 9.003 | 8.617 | 8.248 | 7.8 | 6.909 | 6.008 | 5.216 | 4.577
Hydrogen Evolution | Gen_BB011 | MW | UKPN London | City Road | 0 | 0 | 0 | 0 | 0 | 0 | 0 | 0 | 0 | 0 | 0 | 0 | 0 | 0 | 0 | 0 | 0 | 0 | 0 | 0 | 0 | 0 | 0 | 0 | 0 | 0 | 0 | 0 | 0
Hydrogen Evolution | Gen_BB011 | MW | UKPN London | Hackney 132kV | 0 | 0 | 0 | 0 | 0 | 0 | 0 | 0 | 0 | 0 | 0 | 0 | 0 | 0 | 0 | 0 | 0 | 0 | 0 | 0 | 0 | 0 | 0 | 0 | 0 | 0 | 0 | 0 | 0
Hydrogen Evolution | Gen_BB011 | MW | UKPN London | Hackney 66kV | 0 | 0 | 0 | 0 | 0 | 0 | 0 | 0 | 0 | 0 | 0 | 0 | 0 | 0 | 0 | 0 | 0 | 0 | 0 | 0 | 0 | 0 | 0 | 0 | 0 | 0 | 0 | 0 | 0
Hydrogen Evolution | Gen_BB011 | MW | UKPN London | Hurst | 0 | 0 | 0 | 0 | 0 | 0 | 0 | 0 | 0 | 0 | 0 | 0 | 0 | 0 | 0 | 0 | 0 | 0 | 0 | 0 | 0 | 0 | 0 | 0 | 0 | 0 | 0 | 0 | 0
Hydrogen Evolution | Gen_BB011 | MW | UKPN London | Littlebrook (_C) | 0 | 0 | 0 | 0 | 0 | 0 | 0 | 0 | 0 | 0 | 0 | 0 | 0 | 0 | 0 | 0 | 0 | 0 | 0 | 0 | 0 | 0 | 0 | 0 | 0 | 0 | 0 | 0 | 0
Hydrogen Evolution | Gen_BB011 | MW | UKPN London | Lodge Road | 0 | 0 | 0 | 0 | 0 | 0 | 0 | 0 | 0 | 0 | 0 | 0 | 0 | 0 | 0 | 0 | 0 | 0 | 0 | 0 | 0 | 0 | 0 | 0 | 0 | 0 | 0 | 0 | 0
Hydrogen Evolution | Gen_BB011 | MW | UKPN London | New Cross | 0 | 0 | 0 | 0 | 0 | 0 | 0 | 0 | 0 | 0 | 0 | 0 | 0 | 0 | 0 | 0 | 0 | 0 | 0 | 0 | 0 | 0 | 0 | 0 | 0 | 0 | 0 | 0 | 0
Hydrogen Evolution | Gen_BB011 | MW | UKPN London | Redbridge | 0 | 0 | 0 | 0 | 0 | 0 | 0 | 0 | 0 | 0 | 0 | 0 | 0 | 0 | 0 | 0 | 0 | 0 | 0 | 0 | 0 | 0 | 0 | 0 | 0 | 0 | 0 | 0 | 0
Hydrogen Evolution | Gen_BB011 | MW | UKPN London | St John's Wood | 0 | 0 | 0 | 0 | 0 | 0 | 0 | 0 | 0 | 0 | 0 | 0 | 0 | 0 | 0 | 0 | 0 | 0 | 0 | 0 | 0 | 0 | 0 | 0 | 0 | 0 | 0 | 0 | 0
Hydrogen Evolution | Gen_BB011 | MW | UKPN London | West Ham | 0 | 0 | 0 | 0 | 0 | 0 | 0 | 0 | 0 | 0 | 0 | 0 | 0 | 0 | 0 | 0 | 0 | 0 | 0 | 0 | 0 | 0 | 0 | 0 | 0 | 0 | 0 | 0 | 0
Hydrogen Evolution | Gen_BB011 | MW | UKPN London | Willesden 132kV | 0 | 0 | 0 | 0 | 0 | 0 | 0 | 0 | 0 | 0 | 0 | 0 | 0 | 0 | 0 | 0 | 0 | 0 | 0 | 0 | 0 | 0 | 0 | 0 | 0 | 0 | 0 | 0 | 0
Hydrogen Evolution | Gen_BB011 | MW | UKPN London | Willesden 66kV | 0 | 0 | 0 | 0 | 0 | 0 | 0 | 0 | 0 | 0 | 0 | 0 | 0 | 0 | 0 | 0 | 0 | 0 | 0 | 0 | 0 | 0 | 0 | 0 | 0 | 0 | 0 | 0 | 0
Hydrogen Evolution | Gen_BB011 | MW | UKPN London | Wimbledon South | 0 | 0 | 0 | 0 | 0 | 0 | 0 | 0 | 0 | 0 | 0 | 0 | 0 | 0 | 0 | 0 | 0 | 0 | 0 | 0 | 0 | 0 | 0 | 0 | 0 | 0 | 0 | 0 | 0
Hydrogen Evolution | Gen_BB011 | MW | UKPN South East | Beddington (_J) | 0 | 26.481 | 26.807 | 27.132 | 27.458 | 27.783 | 28.109 | 28.434 | 28.536 | 28.089 | 27.529 | 27.013 | 26.527 | 26.065 | 25.668 | 25.121 | 24.538 | 24.036 | 23.475 | 22.818 | 22.109 | 21.323 | 20.408 | 19.535 | 18.473 | 16.364 | 14.23 | 12.353 | 10.84
Hydrogen Evolution | Gen_BB011 | MW | UKPN South East | Bolney | 0 | 0 | 0 | 0 | 0 | 0 | 0 | 0 | 0 | 0 | 0 | 0 | 0 | 0 | 0 | 0 | 0 | 0 | 0 | 0 | 0 | 0 | 0 | 0 | 0 | 0 | 0 | 0 | 0
Hydrogen Evolution | Gen_BB011 | MW | UKPN South East | Canterbury | 0 | 39.231 | 39.714 | 40.196 | 40.678 | 41.16 | 41.643 | 42.125 | 42.276 | 41.613 | 40.784 | 40.02 | 39.299 | 38.615 | 38.026 | 37.217 | 36.353 | 35.609 | 34.778 | 33.804 | 32.754 | 31.589 | 30.235 | 28.941 | 27.367 | 24.243 | 21.081 | 18.3 | 16.059
Hydrogen Evolution | Gen_BB011 | MW | UKPN South East | Chessington | 0 | 6.709 | 6.791 | 6.874 | 6.956 | 7.038 | 7.121 | 7.203 | 7.229 | 7.116 | 6.974 | 6.843 | 6.72 | 6.603 | 6.503 | 6.364 | 6.216 | 6.089 | 5.947 | 5.781 | 5.601 | 5.402 | 5.17 | 4.949 | 4.68 | 4.146 | 3.605 | 3.129 | 2.746
Hydrogen Evolution | Gen_BB011 | MW | UKPN South East | Kemsley | 0 | 65 | 85.697 | 106.393 | 127.09 | 147.787 | 168.483 | 189.18 | 207.355 | 202.313 | 196.011 | 190.968 | 187.187 | 184.666 | 184.666 | 184.666 | 183.292 | 179.703 | 173.863 | 167.361 | 161.401 | 156.807 | 154.113 | 151.464 | 148.556 | 145.58 | 143.119 | 140.553 | 137.496
Hydrogen Evolution | Gen_BB011 | MW | UKPN South East | Kingsnorth | 0 | 0 | 0 | 0 | 0 | 0 | 0 | 0 | 0 | 0 | 0 | 0 | 0 | 0 | 0 | 0 | 0 | 0 | 0 | 0 | 0 | 0 | 0 | 0 | 0 | 0 | 0 | 0 | 0
Hydrogen Evolution | Gen_BB011 | MW | UKPN South East | Littlebrook (_J) | 0 | 0 | 0 | 0 | 0 | 0 | 0 | 0 | 0 | 0 | 0 | 0 | 0 | 0 | 0 | 0 | 0 | 0 | 0 | 0 | 0 | 0 | 0 | 0 | 0 | 0 | 0 | 0 | 0
Hydrogen Evolution | Gen_BB011 | MW | UKPN South East | Ninfield | 0 | 20.597 | 20.85 | 21.103 | 21.356 | 21.609 | 21.862 | 22.116 | 22.195 | 21.847 | 21.412 | 21.01 | 20.632 | 20.273 | 19.964 | 19.539 | 19.085 | 18.695 | 18.258 | 17.747 | 17.196 | 16.584 | 15.873 | 15.194 | 14.368 | 12.728 | 11.067 | 9.608 | 8.431
Hydrogen Evolution | Gen_BB011 | MW | UKPN South East | Northfleet East | 0 | 0 | 0 | 0 | 0 | 0 | 0 | 0 | 0 | 0 | 0 | 0 | 0 | 0 | 0 | 0 | 0 | 0 | 0 | 0 | 0 | 0 | 0 | 0 | 0 | 0 | 0 | 0 | 0
Hydrogen Evolution | Gen_BB011 | MW | UKPN South East | Sellindge | 0 | 0 | 0 | 0 | 0 | 0 | 0 | 0 | 0 | 0 | 0 | 0 | 0 | 0 | 0 | 0 | 0 | 0 | 0 | 0 | 0 | 0 | 0 | 0 | 0 | 0 | 0 | 0 | 0
Hydrogen Evolution | Gen_BB011 | MW | UKPN South East | West Weybridge | 0 | 0 | 0 | 0 | 0 | 0 | 0 | 0 | 0 | 0 | 0 | 0 | 0 | 0 | 0 | 0 | 0 | 0 | 0 | 0 | 0 | 0 | 0 | 0 | 0 | 0 | 0 | 0 | 0
Hydrogen Evolution | Gen_BB012 | MW | Electricity North West | Bredbury | 0 | 3.228 | 3.402 | 3.866 | 4.307 | 4.74 | 5.3 | 5.979 | 6.913 | 7.969 | 9.099 | 10.093 | 11.347 | 12.109 | 12.683 | 12.863 | 13.033 | 13.292 | 14.015 | 14.819 | 15.625 | 16.433 | 17.083 | 17.723 | 18.364 | 19.006 | 19.639 | 20.271 | 20.904
Hydrogen Evolution | Gen_BB012 | MW | Electricity North West | Harker | 0 | 64.674 | 68.136 | 70.739 | 72.998 | 75.219 | 77.998 | 81.306 | 85.843 | 90.927 | 96.312 | 101.009 | 106.877 | 110.431 | 113.088 | 113.921 | 114.743 | 115.918 | 119.614 | 124.007 | 128.34 | 132.617 | 136.144 | 139.646 | 143.092 | 146.506 | 149.89 | 153.219 | 156.53
Hydrogen Evolution | Gen_BB012 | MW | Electricity North West | Heysham (NGET) | 0 | 16.788 | 17.679 | 21.674 | 25.585 | 29.5 | 34.448 | 40.43 | 48.772 | 58.222 | 68.354 | 77.252 | 88.465 | 95.293 | 100.395 | 101.986 | 103.568 | 105.829 | 112.23 | 119.325 | 126.407 | 133.489 | 139.163 | 144.824 | 150.477 | 156.103 | 161.7 | 167.284 | 172.835
Hydrogen Evolution | Gen_BB012 | MW | Electricity North West | Hutton | 0 | 7.042 | 7.418 | 12.574 | 17.704 | 22.855 | 29.369 | 37.259 | 48.286 | 60.781 | 74.199 | 86.006 | 100.879 | 109.944 | 116.726 | 118.844 | 120.943 | 123.936 | 132.335 | 141.558 | 150.796 | 160.028 | 167.412 | 174.785 | 182.145 | 189.478 | 196.795 | 204.087 | 211.357
Hydrogen Evolution | Gen_BB012 | MW | Electricity North West | Kearsley 132kV | 0 | 1.235 | 1.3 | 1.632 | 1.961 | 2.283 | 2.692 | 3.189 | 3.882 | 4.676 | 5.514 | 6.257 | 7.189 | 7.76 | 8.184 | 8.314 | 8.453 | 8.641 | 9.173 | 9.755 | 10.341 | 10.929 | 11.409 | 11.87 | 12.343 | 12.806 | 13.271 | 13.736 | 14.203
Hydrogen Evolution | Gen_BB012 | MW | Electricity North West | Kearsley 33kV | 0 | 10.775 | 11.353 | 11.79 | 12.16 | 12.536 | 12.997 | 13.548 | 14.302 | 15.148 | 16.05 | 16.825 | 17.811 | 18.397 | 18.838 | 18.984 | 19.119 | 19.315 | 19.931 | 20.666 | 21.385 | 22.098 | 22.686 | 23.269 | 23.849 | 24.414 | 24.976 | 25.535 | 26.079
Hydrogen Evolution | Gen_BB012 | MW | Electricity North West | Kirkby (_G) | 0 | 0 | 0 | 0 | 0 | 0 | 0 | 0 | 0 | 0 | 0 | 0 | 0 | 0 | 0 | 0 | 0 | 0 | 0 | 0 | 0 | 0 | 0 | 0 | 0 | 0 | 0 | 0 | 0
Hydrogen Evolution | Gen_BB012 | MW | Electricity North West | Macclesfield | 0 | 0 | 0 | 1.267 | 2.547 | 3.82 | 5.439 | 7.402 | 10.149 | 13.257 | 16.608 | 19.55 | 23.265 | 25.527 | 27.214 | 27.738 | 28.262 | 29.011 | 31.095 | 33.379 | 35.662 | 37.949 | 39.768 | 41.596 | 43.411 | 45.223 | 47.042 | 48.845 | 50.644
Hydrogen Evolution | Gen_BB012 | MW | Electricity North West | Ormonde | 0 | 0 | 0 | 0 | 0 | 0 | 0 | 0 | 0 | 0 | 0 | 0 | 0 | 0 | 0 | 0 | 0 | 0 | 0 | 0 | 0 | 0 | 0 | 0 | 0 | 0 | 0 | 0 | 0
Hydrogen Evolution | Gen_BB012 | MW | Electricity North West | Padiham | 0 | 0 | 0 | 1.267 | 2.547 | 3.82 | 5.439 | 7.402 | 10.149 | 13.257 | 16.608 | 19.55 | 23.265 | 25.527 | 27.214 | 27.738 | 28.262 | 29.011 | 31.095 | 33.379 | 35.662 | 37.949 | 39.768 | 41.596 | 43.411 | 45.223 | 47.042 | 48.845 | 50.644
Hydrogen Evolution | Gen_BB012 | MW | Electricity North West | Penwortham East | 0 | 0 | 0 | 1.267 | 2.547 | 3.82 | 5.439 | 7.402 | 10.149 | 13.257 | 16.608 | 19.55 | 23.265 | 25.527 | 27.214 | 27.738 | 28.262 | 29.011 | 31.095 | 33.379 | 35.662 | 37.949 | 39.768 | 41.596 | 43.411 | 45.223 | 47.042 | 48.845 | 50.644
Hydrogen Evolution | Gen_BB012 | MW | Electricity North West | Penwortham West | 0 | 28.681 | 30.214 | 31.795 | 33.218 | 34.636 | 36.409 | 38.533 | 41.467 | 44.758 | 48.265 | 51.34 | 55.179 | 57.514 | 59.253 | 59.805 | 60.347 | 61.119 | 63.456 | 66.161 | 68.854 | 71.507 | 73.69 | 75.845 | 77.991 | 80.109 | 82.211 | 84.304 | 86.37
Hydrogen Evolution | Gen_BB012 | MW | Electricity North West | Robin Rigg | 0 | 0 | 0 | 0 | 0 | 0 | 0 | 0 | 0 | 0 | 0 | 0 | 0 | 0 | 0 | 0 | 0 | 0 | 0 | 0 | 0 | 0 | 0 | 0 | 0 | 0 | 0 | 0 | 0
Hydrogen Evolution | Gen_BB012 | MW | Electricity North West | Rochdale | 0 | 2.182 | 2.292 | 2.635 | 2.969 | 3.295 | 3.709 | 4.212 | 4.92 | 5.711 | 6.554 | 7.302 | 8.238 | 8.812 | 9.237 | 9.367 | 9.507 | 9.696 | 10.236 | 10.833 | 11.441 | 12.041 | 12.523 | 13.006 | 13.479 | 13.952 | 14.437 | 14.901 | 15.377
Hydrogen Evolution | Gen_BB012 | MW | Electricity North West | South Manchester | 0 | 0 | 0 | 0.419 | 0.852 | 1.27 | 1.813 | 2.464 | 3.386 | 4.422 | 5.533 | 6.514 | 7.752 | 8.506 | 9.075 | 9.243 | 9.421 | 9.667 | 10.362 | 11.126 | 11.887 | 12.653 | 13.253 | 13.865 | 14.47 | 15.078 | 15.677 | 16.278 | 16.881
Hydrogen Evolution | Gen_BB012 | MW | Electricity North West | Stalybridge | 0 | 3.011 | 3.168 | 4.477 | 5.764 | 7.051 | 8.686 | 10.675 | 13.432 | 16.569 | 19.928 | 22.883 | 26.612 | 28.881 | 30.574 | 31.109 | 31.635 | 32.387 | 34.497 | 36.817 | 39.141 | 41.468 | 43.335 | 45.188 | 47.036 | 48.891 | 50.73 | 52.563 | 54.389
Hydrogen Evolution | Gen_BB012 | MW | Electricity North West | Stanah | 0 | 5.978 | 6.299 | 7.632 | 8.935 | 10.245 | 11.896 | 13.892 | 16.678 | 19.824 | 23.21 | 26.178 | 29.911 | 32.188 | 33.896 | 34.423 | 34.951 | 35.705 | 37.842 | 40.216 | 42.582 | 44.947 | 46.84 | 48.738 | 50.62 | 52.496 | 54.366 | 56.238 | 58.092
Hydrogen Evolution | Gen_BB012 | MW | Electricity North West | Walney 2 | 0 | 0 | 0 | 0 | 0 | 0 | 0 | 0 | 0 | 0 | 0 | 0 | 0 | 0 | 0 | 0 | 0 | 0 | 0 | 0 | 0 | 0 | 0 | 0 | 0 | 0 | 0 | 0 | 0
Hydrogen Evolution | Gen_BB012 | MW | Electricity North West | Washway Farm | 0 | 6.663 | 7.021 | 7.094 | 7.129 | 7.161 | 7.197 | 7.234 | 7.277 | 7.32 | 7.358 | 7.387 | 7.418 | 7.435 | 7.447 | 7.452 | 7.456 | 7.461 | 7.52 | 7.62 | 7.713 | 7.8 | 7.883 | 7.961 | 8.036 | 8.107 | 8.175 | 8.24 | 8.302
Hydrogen Evolution | Gen_BB012 | MW | Electricity North West | Whitegate | 0 | 0 | 0 | 0.319 | 0.632 | 0.957 | 1.36 | 1.85 | 2.535 | 3.312 | 4.152 | 4.89 | 5.816 | 6.384 | 6.806 | 6.934 | 7.063 | 7.25 | 7.771 | 8.345 | 8.913 | 9.485 | 9.94 | 10.396 | 10.855 | 11.306 | 11.758 | 12.211 | 12.666
Hydrogen Evolution | Gen_BB012 | MW | IDNO - Refer to Comment Field | Tynemouth 2 | 0 | 0 | 0 | 0.474 | 0.953 | 1.436 | 2.044 | 2.78 | 3.807 | 4.977 | 6.223 | 7.33 | 8.724 | 9.567 | 10.204 | 10.402 | 10.599 | 10.875 | 11.657 | 12.517 | 13.374 | 14.227 | 14.914 | 15.595 | 16.278 | 16.964 | 17.642 | 18.312 | 18.994 | Note: TYNE2 is operated by an IDNO allocated to GSP Group/licence area F
Hydrogen Evolution | Gen_BB012 | MW | NGED East Midlands | Berkswell | 0 | 37.734 | 39.753 | 41.616 | 43.271 | 44.909 | 46.963 | 49.421 | 52.804 | 56.594 | 60.636 | 64.168 | 68.585 | 71.267 | 73.267 | 73.894 | 74.511 | 75.399 | 78.109 | 81.284 | 84.42 | 87.529 | 90.084 | 92.606 | 95.106 | 97.584 | 100.042 | 102.467 | 104.883
Hydrogen Evolution | Gen_BB012 | MW | NGED East Midlands | Bicker Fen | 0 | 91.165 | 96.049 | 114.808 | 133.129 | 151.45 | 174.607 | 202.613 | 241.635 | 285.794 | 333.142 | 374.752 | 427.126 | 459.023 | 482.851 | 490.307 | 497.697 | 508.249 | 538.221 | 571.503 | 604.759 | 637.957 | 664.621 | 691.199 | 717.682 | 744.076 | 770.369 | 796.534 | 822.592
Hydrogen Evolution | Gen_BB012 | MW | NGED East Midlands | Chesterfield | 0 | 179.255 | 188.84 | 191.31 | 192.766 | 194.131 | 195.734 | 197.527 | 199.794 | 202.187 | 204.55 | 206.508 | 208.824 | 210.187 | 211.186 | 211.52 | 211.842 | 212.282 | 214.697 | 218.297 | 221.722 | 224.978 | 227.92 | 230.758 | 233.488 | 236.129 | 238.689 | 241.156 | 243.54
Hydrogen Evolution | Gen_BB012 | MW | NGED East Midlands | Coventry | 0 | 15.039 | 15.847 | 17.461 | 18.996 | 20.526 | 22.459 | 24.79 | 28.025 | 31.68 | 35.591 | 39.015 | 43.327 | 45.95 | 47.91 | 48.522 | 49.134 | 50.004 | 52.514 | 55.348 | 58.167 | 60.979 | 63.244 | 65.5 | 67.756 | 69.992 | 72.208 | 74.423 | 76.616
Hydrogen Evolution | Gen_BB012 | MW | NGED East Midlands | Drakelow | 0 | 100.037 | 105.389 | 107.203 | 108.461 | 109.671 | 111.132 | 112.818 | 115.037 | 117.451 | 119.938 | 122.05 | 124.64 | 126.191 | 127.332 | 127.703 | 128.064 | 128.578 | 130.643 | 133.449 | 136.152 | 138.773 | 141.048 | 143.268 | 145.427 | 147.527 | 149.585 | 151.588 | 153.553
Hydrogen Evolution | Gen_BB012 | MW | NGED East Midlands | East Claydon (_B) | 0 | 99.424 | 104.739 | 110.896 | 116.525 | 122.106 | 129.114 | 137.533 | 149.16 | 162.246 | 176.195 | 188.401 | 203.704 | 213.007 | 219.945 | 222.123 | 224.282 | 227.358 | 236.561 | 247.181 | 257.701 | 268.151 | 276.675 | 285.134 | 293.518 | 301.838 | 310.098 | 318.29 | 326.42
Hydrogen Evolution | Gen_BB012 | MW | NGED East Midlands | Enderby | 0 | 62.249 | 65.573 | 68.797 | 71.678 | 74.528 | 78.099 | 82.375 | 88.265 | 94.888 | 101.939 | 108.092 | 115.811 | 120.485 | 123.982 | 125.079 | 126.166 | 127.714 | 132.431 | 137.925 | 143.36 | 148.749 | 153.166 | 157.543 | 161.88 | 166.169 | 170.432 | 174.645 | 178.832
Hydrogen Evolution | Gen_BB012 | MW | NGED East Midlands | Grendon | 0 | 226.654 | 238.773 | 257.025 | 274.066 | 291.027 | 312.361 | 338.045 | 373.64 | 413.773 | 456.645 | 494.219 | 541.393 | 570.095 | 591.517 | 598.222 | 604.879 | 614.366 | 642.254 | 674.001 | 705.557 | 736.936 | 762.415 | 787.724 | 812.871 | 837.856 | 862.677 | 887.33 | 911.821
Hydrogen Evolution | Gen_BB012 | MW | NGED East Midlands | Ratcliffe | 0 | 53.674 | 56.548 | 59.67 | 62.505 | 65.315 | 68.84 | 73.067 | 78.911 | 85.479 | 92.472 | 98.597 | 106.267 | 110.928 | 114.409 | 115.491 | 116.573 | 118.115 | 122.756 | 128.12 | 133.446 | 138.712 | 143.024 | 147.3 | 151.541 | 155.749 | 159.914 | 164.054 | 168.151
Hydrogen Evolution | Gen_BB012 | MW | NGED East Midlands | Staythorpe | 0 | 158.319 | 166.784 | 181.197 | 194.782 | 208.315 | 225.353 | 245.879 | 274.365 | 306.503 | 340.85 | 370.982 | 408.819 | 431.843 | 449.032 | 454.418 | 459.757 | 467.366 | 489.602 | 514.774 | 539.83 | 564.766 | 584.953 | 605.04 | 625.004 | 644.845 | 664.579 | 684.175 | 703.655
Hydrogen Evolution | Gen_BB012 | MW | NGED East Midlands | Stoke Bardolph | 0 | 35.119 | 37.001 | 39.92 | 42.657 | 45.378 | 48.804 | 52.936 | 58.65 | 65.1 | 71.995 | 78.031 | 85.614 | 90.228 | 93.675 | 94.755 | 95.825 | 97.351 | 101.82 | 106.916 | 111.971 | 117.006 | 121.088 | 125.136 | 129.169 | 133.179 | 137.155 | 141.114 | 145.038
Hydrogen Evolution | Gen_BB012 | MW | NGED East Midlands | Walpole (_B) | 0 | 77.956 | 82.124 | 88.046 | 93.561 | 99.04 | 105.933 | 114.231 | 125.719 | 138.668 | 152.493 | 164.607 | 179.809 | 189.057 | 195.957 | 198.121 | 200.265 | 203.325 | 212.339 | 222.636 | 232.856 | 243.025 | 251.285 | 259.491 | 267.634 | 275.725 | 283.776 | 291.749 | 299.679
Hydrogen Evolution | Gen_BB012 | MW | NGED East Midlands | West Burton | 0 | 62.979 | 66.349 | 72.116 | 77.543 | 82.951 | 89.764 | 97.978 | 109.368 | 122.221 | 135.96 | 148.009 | 163.142 | 172.351 | 179.224 | 181.378 | 183.514 | 186.561 | 195.452 | 205.516 | 215.536 | 225.499 | 233.574 | 241.605 | 249.58 | 257.521 | 265.409 | 273.246 | 281.027
Hydrogen Evolution | Gen_BB012 | MW | NGED East Midlands | Willington | 0 | 44.352 | 46.72 | 48.655 | 50.354 | 52.024 | 54.114 | 56.6 | 60.025 | 63.867 | 67.947 | 71.507 | 75.946 | 78.645 | 80.657 | 81.288 | 81.919 | 82.813 | 85.581 | 88.855 | 92.083 | 95.279 | 97.906 | 100.516 | 103.09 | 105.639 | 108.164 | 110.654 | 113.132
Hydrogen Evolution | Gen_BB012 | MW | NGED South Wales | Aberthaw | 0 | 82.897 | 87.331 | 88.657 | 89.52 | 90.342 | 91.327 | 92.445 | 93.906 | 95.472 | 97.059 | 98.397 | 100.021 | 100.989 | 101.707 | 101.929 | 102.16 | 102.473 | 103.898 | 105.907 | 107.827 | 109.677 | 111.3 | 112.887 | 114.42 | 115.913 | 117.358 | 118.767 | 120.143
Hydrogen Evolution | Gen_BB012 | MW | NGED South Wales | Alpha Steel (Uskmouth) | 0 | 0 | 0 | 0.419 | 0.852 | 1.27 | 1.813 | 2.464 | 3.386 | 4.422 | 5.533 | 6.514 | 7.752 | 8.506 | 9.075 | 9.243 | 9.421 | 9.667 | 10.362 | 11.126 | 11.887 | 12.653 | 13.253 | 13.865 | 14.47 | 15.078 | 15.677 | 16.278 | 16.881
Hydrogen Evolution | Gen_BB012 | MW | NGED South Wales | Cardiff East | 0 | 13.84 | 14.575 | 15.154 | 15.652 | 16.145 | 16.752 | 17.49 | 18.493 | 19.617 | 20.817 | 21.858 | 23.16 | 23.95 | 24.534 | 24.721 | 24.907 | 25.165 | 25.982 | 26.944 | 27.899 | 28.845 | 29.626 | 30.391 | 31.151 | 31.906 | 32.657 | 33.393 | 34.115
Hydrogen Evolution | Gen_BB012 | MW | NGED South Wales | Grange | 0 | 0 | 0 | 1.267 | 2.547 | 3.82 | 5.439 | 7.402 | 10.149 | 13.257 | 16.608 | 19.55 | 23.265 | 25.527 | 27.214 | 27.738 | 28.262 | 29.011 | 31.095 | 33.379 | 35.662 | 37.949 | 39.768 | 41.596 | 43.411 | 45.223 | 47.042 | 48.845 | 50.644
Hydrogen Evolution | Gen_BB012 | MW | NGED South Wales | Imperial Park | 0 | 0 | 0 | 7.614 | 15.257 | 22.928 | 32.644 | 44.419 | 60.895 | 79.571 | 99.631 | 117.302 | 139.563 | 153.132 | 163.276 | 166.446 | 169.589 | 174.074 | 186.579 | 200.256 | 213.959 | 227.685 | 238.619 | 249.555 | 260.466 | 271.359 | 282.232 | 293.062 | 303.862
Hydrogen Evolution | Gen_BB012 | MW | NGED South Wales | Pembroke | 0 | 189.47 | 199.606 | 209.291 | 217.939 | 226.512 | 237.24 | 250.091 | 267.789 | 287.676 | 308.835 | 327.314 | 350.456 | 364.514 | 374.999 | 378.292 | 381.556 | 386.203 | 400.368 | 416.889 | 433.252 | 449.444 | 462.73 | 475.882 | 488.925 | 501.83 | 514.637 | 527.323 | 539.89
Hydrogen Evolution | Gen_BB012 | MW | NGED South Wales | Pyle | 0 | 34.073 | 35.9 | 37.54 | 39 | 40.435 | 42.236 | 44.391 | 47.36 | 50.686 | 54.233 | 57.322 | 61.195 | 63.535 | 65.293 | 65.839 | 66.385 | 67.161 | 69.546 | 72.341 | 75.1 | 77.833 | 80.073 | 82.302 | 84.498 | 86.674 | 88.841 | 90.976 | 93.092
Hydrogen Evolution | Gen_BB012 | MW | NGED South Wales | Rassau | 0 | 60.743 | 63.984 | 72.262 | 80.228 | 88.188 | 98.228 | 110.354 | 127.216 | 146.279 | 166.699 | 184.622 | 207.165 | 220.891 | 231.145 | 234.354 | 237.535 | 242.079 | 255.11 | 269.708 | 284.261 | 298.771 | 310.466 | 322.105 | 333.707 | 345.248 | 356.73 | 368.162 | 379.529
Hydrogen Evolution | Gen_BB012 | MW | NGED South Wales | Swansea North | 0 | 197.693 | 208.27 | 218.044 | 226.736 | 235.34 | 246.12 | 259.008 | 276.769 | 296.708 | 317.905 | 336.43 | 359.609 | 373.689 | 384.188 | 387.487 | 390.756 | 395.4 | 409.647 | 426.291 | 442.76 | 459.059 | 472.447 | 485.706 | 498.83 | 511.833 | 524.724 | 537.48 | 550.123
Hydrogen Evolution | Gen_BB012 | MW | NGED South Wales | Upper Boat 132kV | 0 | 20.81 | 21.921 | 22.577 | 23.111 | 23.637 | 24.282 | 25.059 | 26.107 | 27.276 | 28.507 | 29.587 | 30.912 | 31.72 | 32.326 | 32.517 | 32.699 | 32.972 | 33.85 | 34.917 | 35.969 | 37.007 | 37.874 | 38.721 | 39.559 | 40.388 | 41.2 | 42.004 | 42.801
Hydrogen Evolution | Gen_BB012 | MW | NGED South Wales | Upper Boat 33kV | 0 | 20.35 | 21.433 | 22.084 | 22.616 | 23.14 | 23.782 | 24.557 | 25.602 | 26.768 | 27.996 | 29.074 | 30.397 | 31.204 | 31.809 | 32 | 32.181 | 32.454 | 33.328 | 34.388 | 35.433 | 36.465 | 37.326 | 38.168 | 39.001 | 39.825 | 40.633 | 41.442 | 42.224
Hydrogen Evolution | Gen_BB012 | MW | NGED South Wales | Uskmouth | 0 | 154.631 | 162.894 | 165.013 | 166.256 | 167.42 | 168.779 | 170.31 | 172.228 | 174.252 | 176.261 | 177.909 | 179.867 | 181.019 | 181.856 | 182.135 | 182.402 | 182.782 | 184.839 | 187.915 | 190.839 | 193.626 | 196.146 | 198.566 | 200.901 | 203.16 | 205.348 | 207.455 | 209.489
Hydrogen Evolution | Gen_BB012 | MW | NGED South West | Abham | 0 | 111.911 | 117.897 | 126.123 | 133.743 | 141.334 | 150.871 | 162.341 | 178.224 | 196.118 | 215.219 | 231.955 | 252.961 | 265.733 | 275.264 | 278.25 | 281.217 | 285.437 | 297.92 | 312.186 | 326.367 | 340.45 | 351.896 | 363.271 | 374.556 | 385.782 | 396.921 | 407.974 | 418.957
Hydrogen Evolution | Gen_BB012 | MW | NGED South West | Alverdiscott | 0 | 219.341 | 231.075 | 240.475 | 248.665 | 256.768 | 266.878 | 278.953 | 295.533 | 314.115 | 333.832 | 351.033 | 372.539 | 385.587 | 395.311 | 398.368 | 401.403 | 405.709 | 419.139 | 435.018 | 450.691 | 466.178 | 478.961 | 491.6 | 504.087 | 516.449 | 528.696 | 540.795 | 552.78
Hydrogen Evolution | Gen_BB012 | MW | NGED South West | Axminster | 0 | 114.751 | 120.893 | 131.448 | 141.404 | 151.321 | 163.803 | 178.855 | 199.729 | 223.291 | 248.473 | 270.562 | 298.3 | 315.181 | 327.788 | 331.734 | 335.651 | 341.234 | 357.519 | 375.958 | 394.319 | 412.588 | 427.379 | 442.084 | 456.71 | 471.247 | 485.71 | 500.062 | 514.333
Hydrogen Evolution | Gen_BB012 | MW | NGED South West | Bridgewater | 0 | 148.04 | 155.954 | 167.721 | 178.7 | 189.63 | 203.375 | 219.917 | 242.842 | 268.689 | 296.293 | 320.487 | 350.856 | 369.331 | 383.126 | 387.439 | 391.724 | 397.836 | 415.804 | 436.272 | 456.61 | 476.836 | 493.258 | 509.569 | 525.777 | 541.885 | 557.886 | 573.775 | 589.562
Hydrogen Evolution | Gen_BB012 | MW | NGED South West | Exeter | 0 | 102.642 | 108.133 | 116.257 | 123.838 | 131.375 | 140.862 | 152.281 | 168.103 | 185.938 | 204.994 | 221.682 | 242.645 | 255.392 | 264.907 | 267.896 | 270.848 | 275.06 | 287.471 | 301.589 | 315.64 | 329.601 | 340.933 | 352.2 | 363.391 | 374.507 | 385.552 | 396.525 | 407.412
Hydrogen Evolution | Gen_BB012 | MW | NGED South West | Indian Queens | 0 | 306.972 | 323.387 | 333.745 | 342.409 | 350.929 | 361.507 | 374.067 | 391.216 | 410.358 | 430.588 | 448.168 | 470.071 | 483.346 | 493.237 | 496.351 | 499.432 | 503.818 | 518.02 | 535.215 | 552.114 | 568.746 | 582.612 | 596.27 | 609.748 | 623.047 | 636.177 | 649.14 | 661.942
Hydrogen Evolution | Gen_BB012 | MW | NGED South West | Landulph | 0 | 127.51 | 134.331 | 142.728 | 150.44 | 158.096 | 167.715 | 179.274 | 195.257 | 213.252 | 232.442 | 249.246 | 270.324 | 283.136 | 292.695 | 295.692 | 298.668 | 302.901 | 315.521 | 330.022 | 344.421 | 358.707 | 370.346 | 381.905 | 393.375 | 404.757 | 416.056 | 427.26 | 438.389
Hydrogen Evolution | Gen_BB012 | MW | NGED South West | Seabank | 0 | 67.578 | 71.195 | 79.547 | 87.549 | 95.542 | 105.619 | 117.774 | 134.69 | 153.797 | 174.246 | 192.209 | 214.784 | 228.527 | 238.793 | 242.007 | 245.193 | 249.742 | 262.833 | 277.524 | 292.183 | 306.782 | 318.561 | 330.281 | 341.949 | 353.563 | 365.126 | 376.614 | 388.055
Hydrogen Evolution | Gen_BB012 | MW | NGED South West | Taunton | 0 | 64.765 | 68.226 | 71.469 | 74.363 | 77.225 | 80.81 | 85.099 | 91.015 | 97.655 | 104.71 | 110.884 | 118.605 | 123.295 | 126.796 | 127.895 | 128.984 | 130.534 | 135.263 | 140.794 | 146.275 | 151.696 | 156.145 | 160.541 | 164.906 | 169.232 | 173.511 | 177.758 | 181.959
Hydrogen Evolution | Gen_BB012 | MW | NGED West Midlands | Bishops Wood | 0 | 45.307 | 47.731 | 48.947 | 49.914 | 50.864 | 52.032 | 53.41 | 55.273 | 57.338 | 59.51 | 61.386 | 63.722 | 65.131 | 66.174 | 66.51 | 66.835 | 67.295 | 68.888 | 70.872 | 72.81 | 74.705 | 76.314 | 77.881 | 79.427 | 80.953 | 82.452 | 83.923 | 85.377
Hydrogen Evolution | Gen_BB012 | MW | NGED West Midlands | Bushbury | 0 | 18.79 | 19.8 | 20.726 | 21.553 | 22.376 | 23.403 | 24.632 | 26.322 | 28.217 | 30.237 | 31.998 | 34.211 | 35.552 | 36.547 | 36.866 | 37.174 | 37.623 | 38.973 | 40.559 | 42.126 | 43.684 | 44.956 | 46.221 | 47.47 | 48.703 | 49.932 | 51.144 | 52.351
Hydrogen Evolution | Gen_BB012 | MW | NGED West Midlands | Bustleholme | 0 | 0 | 0 | 1.45 | 2.905 | 4.363 | 6.216 | 8.462 | 11.599 | 15.158 | 18.982 | 22.342 | 26.583 | 29.168 | 31.101 | 31.703 | 32.306 | 33.154 | 35.541 | 38.149 | 40.757 | 43.363 | 45.452 | 47.531 | 49.608 | 51.684 | 53.756 | 55.825 | 57.878
Hydrogen Evolution | Gen_BB012 | MW | NGED West Midlands | Cellarhead | 0 | 26.175 | 27.579 | 31.668 | 35.628 | 39.588 | 44.586 | 50.621 | 59.034 | 68.534 | 78.72 | 87.668 | 98.915 | 105.767 | 110.887 | 112.493 | 114.081 | 116.34 | 122.823 | 130.06 | 137.273 | 144.477 | 150.268 | 156.049 | 161.797 | 167.523 | 173.227 | 178.892 | 184.541
Hydrogen Evolution | Gen_BB012 | MW | NGED West Midlands | Feckenham | 0 | 219.54 | 231.282 | 235.132 | 237.751 | 240.264 | 243.28 | 246.762 | 251.326 | 256.288 | 261.374 | 265.682 | 270.944 | 274.095 | 276.422 | 277.168 | 277.911 | 278.944 | 283.257 | 289.16 | 294.84 | 300.325 | 305.116 | 309.785 | 314.32 | 318.739 | 323.054 | 327.25 | 331.35
Hydrogen Evolution | Gen_BB012 | MW | NGED West Midlands | Hams Hall | 0 | 23.208 | 24.448 | 26.151 | 27.729 | 29.298 | 31.275 | 33.651 | 36.939 | 40.646 | 44.604 | 48.064 | 52.413 | 55.058 | 57.032 | 57.65 | 58.267 | 59.134 | 61.726 | 64.682 | 67.615 | 70.524 | 72.9 | 75.251 | 77.599 | 79.911 | 82.221 | 84.516 | 86.786
Hydrogen Evolution | Gen_BB012 | MW | NGED West Midlands | Iron Acton | 0 | 126.292 | 133.041 | 143.302 | 152.895 | 162.44 | 174.45 | 188.907 | 208.943 | 231.533 | 255.671 | 276.829 | 303.391 | 319.548 | 331.607 | 335.383 | 339.13 | 344.475 | 360.167 | 378.024 | 395.786 | 413.44 | 427.764 | 442.002 | 456.152 | 470.205 | 484.176 | 498.05 | 511.825
Hydrogen Evolution | Gen_BB012 | MW | NGED West Midlands | Ironbridge | 0 | 43.432 | 45.755 | 50.032 | 54.084 | 58.126 | 63.216 | 69.348 | 77.873 | 87.484 | 97.768 | 106.791 | 118.119 | 125.015 | 130.165 | 131.784 | 133.382 | 135.655 | 142.29 | 149.786 | 157.24 | 164.67 | 170.674 | 176.658 | 182.599 | 188.509 | 194.389 | 200.222 | 206.032
Hydrogen Evolution | Gen_BB012 | MW | NGED West Midlands | Kitwell | 0 | 0 | 0 | 0.729 | 1.457 | 2.181 | 3.108 | 4.231 | 5.8 | 7.574 | 9.486 | 11.176 | 13.292 | 14.584 | 15.546 | 15.852 | 16.148 | 16.582 | 17.766 | 19.07 | 20.374 | 21.687 | 22.726 | 23.771 | 24.809 | 25.842 | 26.878 | 27.907 | 28.939
Hydrogen Evolution | Gen_BB012 | MW | NGED West Midlands | Nechells | 0 | 0 | 0 | 1.45 | 2.905 | 4.363 | 6.216 | 8.462 | 11.599 | 15.158 | 18.982 | 22.342 | 26.583 | 29.168 | 31.101 | 31.703 | 32.306 | 33.154 | 35.541 | 38.149 | 40.757 | 43.363 | 45.452 | 47.531 | 49.608 | 51.684 | 53.756 | 55.825 | 57.878
Hydrogen Evolution | Gen_BB012 | MW | NGED West Midlands | Ocker Hill | 0 | 0 | 0 | 0.729 | 1.457 | 2.181 | 3.108 | 4.231 | 5.8 | 7.574 | 9.486 | 11.176 | 13.292 | 14.584 | 15.546 | 15.852 | 16.148 | 16.582 | 17.766 | 19.07 | 20.374 | 21.687 | 22.726 | 23.771 | 24.809 | 25.842 | 26.878 | 27.907 | 28.939
Hydrogen Evolution | Gen_BB012 | MW | NGED West Midlands | Oldbury | 0 | 0 | 0 | 0.729 | 1.457 | 2.181 | 3.108 | 4.231 | 5.8 | 7.574 | 9.486 | 11.176 | 13.292 | 14.584 | 15.546 | 15.852 | 16.148 | 16.582 | 17.766 | 19.07 | 20.374 | 21.687 | 22.726 | 23.771 | 24.809 | 25.842 | 26.878 | 27.907 | 28.939
Hydrogen Evolution | Gen_BB012 | MW | NGED West Midlands | Penn | 0 | 0 | 0 | 0 | 0 | 0 | 0 | 0 | 0 | 0 | 0 | 0 | 0 | 0 | 0 | 0 | 0 | 0 | 0 | 0 | 0 | 0 | 0 | 0 | 0 | 0 | 0 | 0 | 0
Hydrogen Evolution | Gen_BB012 | MW | NGED West Midlands | Rugeley | 0 | 0 | 0 | 3.802 | 7.633 | 11.46 | 16.317 | 22.214 | 30.448 | 39.781 | 49.816 | 58.651 | 69.786 | 76.571 | 81.643 | 83.223 | 84.794 | 87.042 | 93.285 | 100.128 | 106.985 | 113.837 | 119.315 | 124.778 | 130.233 | 135.68 | 141.116 | 146.536 | 151.931
Hydrogen Evolution | Gen_BB012 | MW | NGED West Midlands | Shrewsbury | 0 | 62.529 | 65.871 | 70.356 | 74.51 | 78.643 | 83.835 | 90.083 | 98.723 | 108.456 | 118.85 | 127.956 | 139.372 | 146.318 | 151.502 | 153.133 | 154.744 | 157.042 | 163.835 | 171.617 | 179.349 | 187.019 | 193.269 | 199.466 | 205.622 | 211.736 | 217.81 | 223.84 | 229.817
Hydrogen Evolution | Gen_BB012 | MW | NGED West Midlands | Walham | 0 | 44.983 | 47.397 | 54.226 | 60.837 | 67.441 | 75.778 | 85.852 | 99.864 | 115.72 | 132.697 | 147.61 | 166.375 | 177.799 | 186.336 | 189.002 | 191.65 | 195.432 | 206.239 | 218.317 | 230.367 | 242.383 | 252.065 | 261.702 | 271.301 | 280.852 | 290.375 | 299.84 | 309.261
Hydrogen Evolution | Gen_BB012 | MW | NGED West Midlands | Willenhall | 0 | 0 | 0 | 0.729 | 1.457 | 2.181 | 3.108 | 4.231 | 5.8 | 7.574 | 9.486 | 11.176 | 13.292 | 14.584 | 15.546 | 15.852 | 16.148 | 16.582 | 17.766 | 19.07 | 20.374 | 21.687 | 22.726 | 23.771 | 24.809 | 25.842 | 26.878 | 27.907 | 28.939
Hydrogen Evolution | Gen_BB012 | MW | NGET | Direct(NGET) | 0 | 49.9 | 449.8 | 549.695 | 549.695 | 690.395 | 1901.975 | 1989.47 | 2489.47 | 2949.27 | 3649.17 | 4654.17 | 5068.06 | 6117.95 | 6531.75 | 6981.35 | 7181.35 | 7590.35 | 8276.85 | 8733.85 | 9133.85 | 9770.85 | 10162.85 | 10807.35 | 11457.35 | 11887.35 | 12337.15 | 12750.05 | 12750.05
Hydrogen Evolution | Gen_BB012 | MW | NPg Northeast | Blyth 132kV | 0 | 26.4 | 27.814 | 29.37 | 30.781 | 32.188 | 33.948 | 36.059 | 38.979 | 42.255 | 45.758 | 48.814 | 52.642 | 54.972 | 56.716 | 57.257 | 57.798 | 58.568 | 60.885 | 63.566 | 66.217 | 68.85 | 70.995 | 73.133 | 75.244 | 77.338 | 79.426 | 81.487 | 83.531
Hydrogen Evolution | Gen_BB012 | MW | NPg Northeast | Blyth 66kV | 0 | 0 | 0 | 1.267 | 2.547 | 3.82 | 5.439 | 7.402 | 10.149 | 13.257 | 16.608 | 19.55 | 23.265 | 25.527 | 27.214 | 27.738 | 28.262 | 29.011 | 31.095 | 33.379 | 35.662 | 37.949 | 39.768 | 41.596 | 43.411 | 45.223 | 47.042 | 48.845 | 50.644
Hydrogen Evolution | Gen_BB012 | MW | NPg Northeast | Fourstones | 0 | 0 | 0 | 1.906 | 3.812 | 5.734 | 8.159 | 11.102 | 15.219 | 19.89 | 24.913 | 29.321 | 34.888 | 38.285 | 40.817 | 41.607 | 42.397 | 43.521 | 46.647 | 50.069 | 53.487 | 56.919 | 59.657 | 62.389 | 65.122 | 67.845 | 70.558 | 73.268 | 75.966
Hydrogen Evolution | Gen_BB012 | MW | NPg Northeast | Hart Moor | 0 | 9.99 | 10.532 | 11.115 | 11.647 | 12.168 | 12.83 | 13.622 | 14.714 | 15.948 | 17.261 | 18.411 | 19.842 | 20.72 | 21.375 | 21.579 | 21.783 | 22.067 | 22.937 | 23.937 | 24.934 | 25.928 | 26.738 | 27.536 | 28.331 | 29.114 | 29.894 | 30.671 | 31.436
Hydrogen Evolution | Gen_BB012 | MW | NPg Northeast | Hawthorn Pit | 0 | 8.052 | 8.483 | 9.045 | 9.567 | 10.079 | 10.73 | 11.511 | 12.6 | 13.812 | 15.114 | 16.256 | 17.687 | 18.55 | 19.202 | 19.405 | 19.608 | 19.89 | 20.743 | 21.724 | 22.694 | 23.652 | 24.438 | 25.213 | 25.987 | 26.748 | 27.519 | 28.267 | 29.025
Hydrogen Evolution | Gen_BB012 | MW | NPg Northeast | Knaresborough | 0 | 44.983 | 47.388 | 48.518 | 49.392 | 50.247 | 51.292 | 52.536 | 54.198 | 56.039 | 57.969 | 59.639 | 61.7 | 62.952 | 63.877 | 64.173 | 64.458 | 64.869 | 66.307 | 68.12 | 69.895 | 71.627 | 73.092 | 74.535 | 75.946 | 77.338 | 78.701 | 80.036 | 81.354
Hydrogen Evolution | Gen_BB012 | MW | NPg Northeast | Lackenby | 0 | 5.031 | 5.297 | 7.258 | 9.2 | 11.137 | 13.589 | 16.57 | 20.719 | 25.413 | 30.464 | 34.904 | 40.495 | 43.895 | 46.445 | 47.239 | 48.023 | 49.15 | 52.321 | 55.818 | 59.317 | 62.804 | 65.605 | 68.395 | 71.185 | 73.962 | 76.726 | 79.485 | 82.229
Hydrogen Evolution | Gen_BB012 | MW | NPg Northeast | Norton | 0 | 40.087 | 42.235 | 43.147 | 43.839 | 44.504 | 45.326 | 46.288 | 47.584 | 49.001 | 50.487 | 51.767 | 53.348 | 54.293 | 55.003 | 55.227 | 55.45 | 55.758 | 56.893 | 58.355 | 59.773 | 61.15 | 62.332 | 63.484 | 64.616 | 65.719 | 66.817 | 67.877 | 68.933
Hydrogen Evolution | Gen_BB012 | MW | NPg Northeast | Offerton | 0 | 0 | 0 | 0.474 | 0.953 | 1.436 | 2.044 | 2.78 | 3.807 | 4.977 | 6.223 | 7.33 | 8.724 | 9.567 | 10.204 | 10.402 | 10.599 | 10.875 | 11.657 | 12.517 | 13.374 | 14.227 | 14.914 | 15.595 | 16.278 | 16.964 | 17.642 | 18.312 | 18.994
Hydrogen Evolution | Gen_BB012 | MW | NPg Northeast | Osbaldwick | 0 | 5.031 | 5.297 | 7.13 | 8.944 | 10.751 | 13.052 | 15.826 | 19.7 | 24.096 | 28.8 | 32.948 | 38.168 | 41.344 | 43.717 | 44.461 | 45.196 | 46.254 | 49.209 | 52.478 | 55.748 | 59.014 | 61.633 | 64.241 | 66.847 | 69.439 | 72.029 | 74.603 | 77.171
Hydrogen Evolution | Gen_BB012 | MW | NPg Northeast | Poppleton | 0 | 0 | 0 | 0.638 | 1.274 | 1.915 | 2.72 | 3.701 | 5.07 | 6.633 | 8.304 | 9.77 | 11.633 | 12.759 | 13.602 | 13.869 | 14.136 | 14.51 | 15.552 | 16.69 | 17.826 | 18.97 | 19.889 | 20.793 | 21.711 | 22.612 | 23.516 | 24.423 | 25.322
Hydrogen Evolution | Gen_BB012 | MW | NPg Northeast | Saltholme | 0 | 0 | 0 | 1.906 | 3.812 | 5.734 | 8.159 | 11.102 | 15.219 | 19.89 | 24.913 | 29.321 | 34.888 | 38.285 | 40.817 | 41.607 | 42.397 | 43.521 | 46.647 | 50.069 | 53.487 | 56.919 | 59.657 | 62.389 | 65.122 | 67.845 | 70.558 | 73.268 | 75.966
Hydrogen Evolution | Gen_BB012 | MW | NPg Northeast | South Shields | 0 | 0 | 0 | 0.474 | 0.953 | 1.436 | 2.044 | 2.78 | 3.807 | 4.977 | 6.223 | 7.33 | 8.724 | 9.567 | 10.204 | 10.402 | 10.599 | 10.875 | 11.657 | 12.517 | 13.374 | 14.227 | 14.914 | 15.595 | 16.278 | 16.964 | 17.642 | 18.312 | 18.994
Hydrogen Evolution | Gen_BB012 | MW | NPg Northeast | Spennymoor | 0 | 8.448 | 8.907 | 11.535 | 14.13 | 16.724 | 20.008 | 23.981 | 29.531 | 35.81 | 42.542 | 48.472 | 55.932 | 60.477 | 63.867 | 64.929 | 65.982 | 67.487 | 71.73 | 76.416 | 81.098 | 85.784 | 89.537 | 93.281 | 97.016 | 100.731 | 104.445 | 108.134 | 111.819
Hydrogen Evolution | Gen_BB012 | MW | NPg Northeast | Stella North | 0 | 0 | 0 | 1.267 | 2.547 | 3.82 | 5.439 | 7.402 | 10.149 | 13.257 | 16.608 | 19.55 | 23.265 | 25.527 | 27.214 | 27.738 | 28.262 | 29.011 | 31.095 | 33.379 | 35.662 | 37.949 | 39.768 | 41.596 | 43.411 | 45.223 | 47.042 | 48.845 | 50.644
Hydrogen Evolution | Gen_BB012 | MW | NPg Northeast | Stella South | 0 | 5.022 | 5.288 | 6.611 | 7.917 | 9.214 | 10.86 | 12.85 | 15.631 | 18.78 | 22.151 | 25.114 | 28.853 | 31.127 | 32.824 | 33.36 | 33.887 | 34.64 | 36.759 | 39.119 | 41.471 | 43.825 | 45.716 | 47.592 | 49.464 | 51.34 | 53.2 | 55.052 | 56.897
Hydrogen Evolution | Gen_BB012 | MW | NPg Northeast | Tynemouth 1 | 0 | 0 | 0 | 0.474 | 0.953 | 1.436 | 2.044 | 2.78 | 3.807 | 4.977 | 6.223 | 7.33 | 8.724 | 9.567 | 10.204 | 10.402 | 10.599 | 10.875 | 11.657 | 12.517 | 13.374 | 14.227 | 14.914 | 15.595 | 16.278 | 16.964 | 17.642 | 18.312 | 18.994
Hydrogen Evolution | Gen_BB012 | MW | NPg Northeast | West Boldon | 0 | 9.485 | 9.99 | 10.568 | 11.097 | 11.625 | 12.284 | 13.074 | 14.162 | 15.393 | 16.703 | 17.841 | 19.28 | 20.156 | 20.801 | 21.005 | 21.208 | 21.502 | 22.367 | 23.36 | 24.349 | 25.336 | 26.131 | 26.932 | 27.712 | 28.499 | 29.274 | 30.047 | 30.807
Hydrogen Evolution | Gen_BB012 | MW | NPg Yorkshire | Bradford West | 0 | 5.022 | 5.288 | 5.662 | 6.011 | 6.351 | 6.78 | 7.299 | 8.026 | 8.835 | 9.695 | 10.454 | 11.404 | 11.984 | 12.415 | 12.547 | 12.688 | 12.88 | 13.445 | 14.084 | 14.723 | 15.36 | 15.887 | 16.393 | 16.908 | 17.412 | 17.915 | 18.418 | 18.919
Hydrogen Evolution | Gen_BB012 | MW | NPg Yorkshire | Camblesforth | 0 | 0 | 0 | 1.267 | 2.547 | 3.82 | 5.439 | 7.402 | 10.149 | 13.257 | 16.608 | 19.55 | 23.265 | 25.527 | 27.214 | 27.738 | 28.262 | 29.011 | 31.095 | 33.379 | 35.662 | 37.949 | 39.768 | 41.596 | 43.411 | 45.223 | 47.042 | 48.845 | 50.644
Hydrogen Evolution | Gen_BB012 | MW | NPg Yorkshire | Creyke Beck | 0 | 22.442 | 23.635 | 25.577 | 27.39 | 29.206 | 31.488 | 34.228 | 38.034 | 42.33 | 46.912 | 50.941 | 55.989 | 59.062 | 61.359 | 62.075 | 62.791 | 63.804 | 66.781 | 70.157 | 73.514 | 76.861 | 79.567 | 82.261 | 84.932 | 87.601 | 90.239 | 92.872 | 95.472
Hydrogen Evolution | Gen_BB012 | MW | NPg Yorkshire | Drax | 0 | 0 | 0 | 1.267 | 2.547 | 3.82 | 5.439 | 7.402 | 10.149 | 13.257 | 16.608 | 19.55 | 23.265 | 25.527 | 27.214 | 27.738 | 428.262 | 429.011 | 431.095 | 433.379 | 435.662 | 437.949 | 439.768 | 441.596 | 443.411 | 445.223 | 447.042 | 448.845 | 450.644
Hydrogen Evolution | Gen_BB012 | MW | NPg Yorkshire | Elland | 0 | 0 | 0 | 0.319 | 0.632 | 0.957 | 1.36 | 1.85 | 2.535 | 3.312 | 4.152 | 4.89 | 5.816 | 6.384 | 6.806 | 6.934 | 7.063 | 7.25 | 7.771 | 8.345 | 8.913 | 9.485 | 9.94 | 10.396 | 10.855 | 11.306 | 11.758 | 12.211 | 12.666
Hydrogen Evolution | Gen_BB012 | MW | NPg Yorkshire | Ferrybridge A | 0 | 10.062 | 10.595 | 11.981 | 13.306 | 14.626 | 16.299 | 18.327 | 21.131 | 24.312 | 27.712 | 30.698 | 34.459 | 36.747 | 38.452 | 38.992 | 39.522 | 40.279 | 42.452 | 44.878 | 47.301 | 49.72 | 51.673 | 53.609 | 55.537 | 57.467 | 59.378 | 61.279 | 63.171
Hydrogen Evolution | Gen_BB012 | MW | NPg Yorkshire | Ferrybridge B (_M) | 0 | 13.516 | 14.241 | 15.656 | 16.999 | 18.344 | 20.036 | 22.074 | 24.91 | 28.104 | 31.524 | 34.534 | 38.302 | 40.598 | 42.31 | 42.852 | 43.384 | 44.144 | 46.348 | 48.825 | 51.296 | 53.76 | 55.757 | 57.733 | 59.71 | 61.666 | 63.612 | 65.547 | 67.482
Hydrogen Evolution | Gen_BB012 | MW | NPg Yorkshire | Grimsby West | 0 | 10.062 | 10.604 | 14.516 | 18.391 | 22.275 | 27.186 | 33.13 | 41.439 | 50.836 | 60.929 | 69.798 | 80.98 | 87.791 | 92.881 | 94.477 | 96.055 | 98.301 | 104.642 | 111.636 | 118.624 | 125.618 | 131.21 | 136.801 | 142.369 | 147.923 | 153.462 | 158.97 | 164.469
Hydrogen Evolution | Gen_BB012 | MW | NPg Yorkshire | Jordanthorpe | 0 | 0 | 0 | 0.511 | 1.017 | 1.528 | 2.174 | 2.957 | 4.06 | 5.307 | 6.64 | 7.824 | 9.306 | 10.207 | 10.884 | 11.101 | 11.308 | 11.604 | 12.44 | 13.35 | 14.267 | 15.18 | 15.907 | 16.638 | 17.362 | 18.089 | 18.819 | 19.54 | 20.253
Hydrogen Evolution | Gen_BB012 | MW | NPg Yorkshire | Keadby | 0 | 86.503 | 91.13 | 93.763 | 95.925 | 98.037 | 100.661 | 103.771 | 107.993 | 112.69 | 117.649 | 121.945 | 127.301 | 130.539 | 132.941 | 133.709 | 134.456 | 135.531 | 139.062 | 143.409 | 147.663 | 151.837 | 155.344 | 158.781 | 162.18 | 165.523 | 168.824 | 172.071 | 175.279
Hydrogen Evolution | Gen_BB012 | MW | NPg Yorkshire | Kirkstall B | 0 | 0 | 0 | 0.319 | 0.632 | 0.957 | 1.36 | 1.85 | 2.535 | 3.312 | 4.152 | 4.89 | 5.816 | 6.384 | 6.806 | 6.934 | 7.063 | 7.25 | 7.771 | 8.345 | 8.913 | 9.485 | 9.94 | 10.396 | 10.855 | 11.306 | 11.758 | 12.211 | 12.666
Hydrogen Evolution | Gen_BB012 | MW | NPg Yorkshire | Neepsend | 0 | 0 | 0 | 0.511 | 1.017 | 1.528 | 2.174 | 2.957 | 4.06 | 5.307 | 6.64 | 7.824 | 9.306 | 10.207 | 10.884 | 11.101 | 11.308 | 11.604 | 12.44 | 13.35 | 14.267 | 15.18 | 15.907 | 16.638 | 17.362 | 18.089 | 18.819 | 19.54 | 20.253
Hydrogen Evolution | Gen_BB012 | MW | NPg Yorkshire | Norton Lees | 0 | 0 | 0 | 0.511 | 1.017 | 1.528 | 2.174 | 2.957 | 4.06 | 5.307 | 6.64 | 7.824 | 9.306 | 10.207 | 10.884 | 11.101 | 11.308 | 11.604 | 12.44 | 13.35 | 14.267 | 15.18 | 15.907 | 16.638 | 17.362 | 18.089 | 18.819 | 19.54 | 20.253
Hydrogen Evolution | Gen_BB012 | MW | NPg Yorkshire | Pitsmoor | 0 | 0 | 0 | 0.511 | 1.017 | 1.528 | 2.174 | 2.957 | 4.06 | 5.307 | 6.64 | 7.824 | 9.306 | 10.207 | 10.884 | 11.101 | 11.308 | 11.604 | 12.44 | 13.35 | 14.267 | 15.18 | 15.907 | 16.638 | 17.362 | 18.089 | 18.819 | 19.54 | 20.253
Hydrogen Evolution | Gen_BB012 | MW | NPg Yorkshire | Saltend North | 0 | 6.113 | 6.435 | 8.197 | 9.933 | 11.662 | 13.857 | 16.505 | 20.205 | 24.397 | 28.885 | 32.843 | 37.815 | 40.847 | 43.114 | 43.819 | 44.525 | 45.525 | 48.358 | 51.489 | 54.618 | 57.751 | 60.255 | 62.757 | 65.256 | 67.741 | 70.211 | 72.686 | 75.144
Hydrogen Evolution | Gen_BB012 | MW | NPg Yorkshire | Sheffield City | 0 | 0 | 0 | 0.511 | 1.017 | 1.528 | 2.174 | 2.957 | 4.06 | 5.307 | 6.64 | 7.824 | 9.306 | 10.207 | 10.884 | 11.101 | 11.308 | 11.604 | 12.44 | 13.35 | 14.267 | 15.18 | 15.907 | 16.638 | 17.362 | 18.089 | 18.819 | 19.54 | 20.253
Hydrogen Evolution | Gen_BB012 | MW | NPg Yorkshire | Skelton Grange | 0 | 10.189 | 10.739 | 11.161 | 11.537 | 11.901 | 12.368 | 12.916 | 13.666 | 14.508 | 15.407 | 16.18 | 17.163 | 17.747 | 18.188 | 18.332 | 18.467 | 18.663 | 19.274 | 20 | 20.711 | 21.416 | 21.997 | 22.573 | 23.136 | 23.706 | 24.262 | 24.815 | 25.354
Hydrogen Evolution | Gen_BB012 | MW | NPg Yorkshire | Templeborough | 0 | 0 | 0 | 0.511 | 1.017 | 1.528 | 2.174 | 2.957 | 4.06 | 5.307 | 6.64 | 7.824 | 9.306 | 10.207 | 10.884 | 11.101 | 11.308 | 11.604 | 12.44 | 13.35 | 14.267 | 15.18 | 15.907 | 16.638 | 17.362 | 18.089 | 18.819 | 19.54 | 20.253
Hydrogen Evolution | Gen_BB012 | MW | NPg Yorkshire | Thorpe Marsh | 0 | 20.53 | 21.632 | 23.625 | 25.521 | 27.411 | 29.786 | 32.647 | 36.631 | 41.117 | 45.919 | 50.125 | 55.417 | 58.632 | 61.043 | 61.788 | 62.542 | 63.603 | 66.704 | 70.196 | 73.683 | 77.152 | 79.962 | 82.752 | 85.531 | 88.289 | 91.037 | 93.762 | 96.475
Hydrogen Evolution | Gen_BB012 | MW | NPg Yorkshire | Thurcroft | 0 | 0 | 0 | 0.511 | 1.017 | 1.528 | 2.174 | 2.957 | 4.06 | 5.307 | 6.64 | 7.824 | 9.306 | 10.207 | 10.884 | 11.101 | 11.308 | 11.604 | 12.44 | 13.35 | 14.267 | 15.18 | 15.907 | 16.638 | 17.362 | 18.089 | 18.819 | 19.54 | 20.253
Hydrogen Evolution | Gen_BB012 | MW | NPg Yorkshire | West Melton | 0 | 0 | 0 | 0.511 | 1.017 | 1.528 | 2.174 | 2.957 | 4.06 | 5.307 | 6.64 | 7.824 | 9.306 | 10.207 | 10.884 | 11.101 | 11.308 | 11.604 | 12.44 | 13.35 | 14.267 | 15.18 | 15.907 | 16.638 | 17.362 | 18.089 | 18.819 | 19.54 | 20.253
Hydrogen Evolution | Gen_BB012 | MW | NPg Yorkshire | Wincobank | 0 | 0 | 0 | 0.511 | 1.017 | 1.528 | 2.174 | 2.957 | 4.06 | 5.307 | 6.64 | 7.824 | 9.306 | 10.207 | 10.884 | 11.101 | 11.308 | 11.604 | 12.44 | 13.35 | 14.267 | 15.18 | 15.907 | 16.638 | 17.362 | 18.089 | 18.819 | 19.54 | 20.253
Hydrogen Evolution | Gen_BB012 | MW | SHETL | Direct(SHETL) | 0 | 0 | 0 | 0.264 | 0.559 | 0.865 | 1.24 | 1.664 | 451.983 | 452.625 | 453.348 | 454.083 | 904.968 | 905.696 | 906.375 | 906.887 | 907.408 | 907.979 | 908.844 | 909.804 | 910.816 | 911.871 | 912.868 | 913.896 | 914.956 | 916.068 | 917.201 | 918.386 | 919.592
Hydrogen Evolution | Gen_BB012 | MW | SPEN | Ayr | 0 | 0 | 0 | 0 | 0 | 0 | 0 | 0 | 0 | 0 | 0 | 0 | 0 | 0 | 0 | 0 | 0 | 0 | 0 | 0 | 0 | 0 | 0 | 0 | 0 | 0 | 0 | 0 | 0
Hydrogen Evolution | Gen_BB012 | MW | SPEN | Bainsford | 0 | 0 | 0 | 0.684 | 1.43 | 2.237 | 3.173 | 4.287 | 4.986 | 6.737 | 8.73 | 10.777 | 13.263 | 15.396 | 17.422 | 19.041 | 20.691 | 22.499 | 25.102 | 28.002 | 31.051 | 34.249 | 37.296 | 40.47 | 43.773 | 47.192 | 50.73 | 54.395 | 58.177
Hydrogen Evolution | Gen_BB012 | MW | SPEN | Bathgate | 0 | 0 | 0 | 0.684 | 1.43 | 2.237 | 3.173 | 4.287 | 4.986 | 6.737 | 8.73 | 10.777 | 13.263 | 15.396 | 17.422 | 19.041 | 20.691 | 22.499 | 25.102 | 28.002 | 31.051 | 34.249 | 37.296 | 40.47 | 43.773 | 47.192 | 50.73 | 54.395 | 58.177
Hydrogen Evolution | Gen_BB012 | MW | SPEN | Berwick | 0 | 0 | 0 | 0.082 | 0.165 | 0.258 | 0.37 | 0.502 | 0.58 | 0.781 | 1.012 | 1.253 | 1.545 | 1.787 | 2.029 | 2.213 | 2.405 | 2.618 | 2.919 | 3.252 | 3.609 | 3.98 | 4.337 | 4.707 | 5.092 | 5.491 | 5.895 | 6.323 | 6.765
Hydrogen Evolution | Gen_BB012 | MW | SPEN | Bonnybridge | 0 | 0 | 0 | 0.684 | 1.43 | 2.237 | 3.173 | 4.287 | 4.986 | 6.737 | 8.73 | 10.777 | 13.263 | 15.396 | 17.422 | 19.041 | 20.691 | 22.499 | 25.102 | 28.002 | 31.051 | 34.249 | 37.296 | 40.47 | 43.773 | 47.192 | 50.73 | 54.395 | 58.177
Hydrogen Evolution | Gen_BB012 | MW | SPEN | Braehead Park | 0 | 0 | 0 | 0 | 0 | 0 | 0 | 0 | 0 | 0 | 0 | 0 | 0 | 0 | 0 | 0 | 0 | 0 | 0 | 0 | 0 | 0 | 0 | 0 | 0 | 0 | 0 | 0 | 0
Hydrogen Evolution | Gen_BB012 | MW | SPEN | Carntyne | 0 | 0 | 0 | 0.082 | 0.165 | 0.258 | 0.37 | 0.502 | 0.58 | 0.781 | 1.012 | 1.253 | 1.545 | 1.787 | 2.029 | 2.213 | 2.405 | 2.618 | 2.919 | 3.252 | 3.609 | 3.98 | 4.337 | 4.707 | 5.092 | 5.491 | 5.895 | 6.323 | 6.765
Hydrogen Evolution | Gen_BB012 | MW | SPEN | Carsfad | 0 | 0 | 0 | 0.082 | 0.165 | 0.258 | 0.37 | 0.502 | 0.58 | 0.781 | 1.012 | 1.253 | 1.545 | 1.787 | 2.029 | 2.213 | 2.405 | 2.618 | 2.919 | 3.252 | 3.609 | 3.98 | 4.337 | 4.707 | 5.092 | 5.491 | 5.895 | 6.323 | 6.765
Hydrogen Evolution | Gen_BB012 | MW | SPEN | Chapelcross | 0 | 0 | 0 | 0.082 | 0.165 | 0.258 | 0.37 | 0.502 | 0.58 | 0.781 | 1.012 | 1.253 | 1.545 | 1.787 | 2.029 | 2.213 | 2.405 | 2.618 | 2.919 | 3.252 | 3.609 | 3.98 | 4.337 | 4.707 | 5.092 | 5.491 | 5.895 | 6.323 | 6.765
Hydrogen Evolution | Gen_BB012 | MW | SPEN | Charlotte Street | 0 | 0 | 0 | 0.082 | 0.165 | 0.258 | 0.37 | 0.502 | 0.58 | 0.781 | 1.012 | 1.253 | 1.545 | 1.787 | 2.029 | 2.213 | 2.405 | 2.618 | 2.919 | 3.252 | 3.609 | 3.98 | 4.337 | 4.707 | 5.092 | 5.491 | 5.895 | 6.323 | 6.765
Hydrogen Evolution | Gen_BB012 | MW | SPEN | Clyde’s Mill | 0 | 0 | 0 | 0.082 | 0.165 | 0.258 | 0.37 | 0.502 | 0.58 | 0.781 | 1.012 | 1.253 | 1.545 | 1.787 | 2.029 | 2.213 | 2.405 | 2.618 | 2.919 | 3.252 | 3.609 | 3.98 | 4.337 | 4.707 | 5.092 | 5.491 | 5.895 | 6.323 | 6.765 | GSP also referred to as Westburn Road
Hydrogen Evolution | Gen_BB012 | MW | SPEN | Coatbridge | 0 | 0 | 0 | 0.082 | 0.165 | 0.258 | 0.37 | 0.502 | 0.58 | 0.781 | 1.012 | 1.253 | 1.545 | 1.787 | 2.029 | 2.213 | 2.405 | 2.618 | 2.919 | 3.252 | 3.609 | 3.98 | 4.337 | 4.707 | 5.092 | 5.491 | 5.895 | 6.323 | 6.765
Hydrogen Evolution | Gen_BB012 | MW | SPEN | Cockenzie | 0 | 0 | 0 | 0 | 0 | 0 | 0 | 0 | 0 | 0 | 0 | 0 | 0 | 0 | 0 | 0 | 0 | 0 | 0 | 0 | 0 | 0 | 0 | 0 | 0 | 0 | 0 | 0 | 0
Hydrogen Evolution | Gen_BB012 | MW | SPEN | Coylton | 0 | 0 | 0 | 0.082 | 0.165 | 0.258 | 0.37 | 0.502 | 0.58 | 0.781 | 1.012 | 1.253 | 1.545 | 1.787 | 2.029 | 2.213 | 2.405 | 2.618 | 2.919 | 3.252 | 3.609 | 3.98 | 4.337 | 4.707 | 5.092 | 5.491 | 5.895 | 6.323 | 6.765
Hydrogen Evolution | Gen_BB012 | MW | SPEN | Crookston B | 0 | 0 | 0 | 0.082 | 0.165 | 0.258 | 0.37 | 0.502 | 0.58 | 0.781 | 1.012 | 1.253 | 1.545 | 1.787 | 2.029 | 2.213 | 2.405 | 2.618 | 2.919 | 3.252 | 3.609 | 3.98 | 4.337 | 4.707 | 5.092 | 5.491 | 5.895 | 6.323 | 6.765
Hydrogen Evolution | Gen_BB012 | MW | SPEN | Cumbernauld | 0 | 0 | 0 | 0.684 | 1.43 | 2.237 | 3.173 | 4.287 | 4.986 | 6.737 | 8.73 | 10.777 | 13.263 | 15.396 | 17.422 | 19.041 | 20.691 | 22.499 | 25.102 | 28.002 | 31.051 | 34.249 | 37.296 | 40.47 | 43.773 | 47.192 | 50.73 | 54.395 | 58.177
Hydrogen Evolution | Gen_BB012 | MW | SPEN | Cupar | 0 | 12.875 | 15.712 | 16.559 | 17.383 | 18.262 | 19.287 | 20.475 | 21.271 | 23.118 | 25.196 | 27.308 | 29.863 | 32.035 | 34.087 | 35.716 | 37.385 | 39.196 | 41.93 | 45.054 | 48.312 | 51.705 | 54.946 | 58.296 | 61.755 | 65.334 | 69.024 | 72.834 | 76.755
Hydrogen Evolution | Gen_BB012 | MW | SPEN | Currie | 0 | 0 | 0 | 0 | 0 | 0 | 0 | 0 | 0 | 0 | 0 | 0 | 0 | 0 | 0 | 0 | 0 | 0 | 0 | 0 | 0 | 0 | 0 | 0 | 0 | 0 | 0 | 0 | 0
Hydrogen Evolution | Gen_BB012 | MW | SPEN | Dalmarnock | 0 | 0 | 0 | 0.082 | 0.165 | 0.258 | 0.37 | 0.502 | 0.58 | 0.781 | 1.012 | 1.253 | 1.545 | 1.787 | 2.029 | 2.213 | 2.405 | 2.618 | 2.919 | 3.252 | 3.609 | 3.98 | 4.337 | 4.707 | 5.092 | 5.491 | 5.895 | 6.323 | 6.765
Hydrogen Evolution | Gen_BB012 | MW | SPEN | Devol Moor | 0 | 0 | 0 | 0.082 | 0.165 | 0.258 | 0.37 | 0.502 | 0.58 | 0.781 | 1.012 | 1.253 | 1.545 | 1.787 | 2.029 | 2.213 | 2.405 | 2.618 | 2.919 | 3.252 | 3.609 | 3.98 | 4.337 | 4.707 | 5.092 | 5.491 | 5.895 | 6.323 | 6.765
Hydrogen Evolution | Gen_BB012 | MW | SPEN | Devonside | 0 | 24.912 | 30.422 | 31.421 | 32.32 | 33.256 | 34.355 | 35.622 | 36.509 | 38.454 | 40.613 | 42.785 | 45.405 | 47.613 | 49.69 | 51.328 | 52.996 | 54.828 | 57.686 | 61.019 | 64.472 | 68.038 | 71.451 | 74.965 | 78.59 | 82.308 | 86.151 | 90.087 | 94.138
Hydrogen Evolution | Gen_BB012 | MW | SPEN | Dewar Place | 0 | 0 | 0 | 0 | 0 | 0 | 0 | 0 | 0 | 0 | 0 | 0 | 0 | 0 | 0 | 0 | 0 | 0 | 0 | 0 | 0 | 0 | 0 | 0 | 0 | 0 | 0 | 0 | 0
Hydrogen Evolution | Gen_BB012 | MW | SPEN | Drumchapel | 0 | 0 | 0 | 0 | 0 | 0 | 0 | 0 | 0 | 0 | 0 | 0 | 0 | 0 | 0 | 0 | 0 | 0 | 0 | 0 | 0 | 0 | 0 | 0 | 0 | 0 | 0 | 0 | 0
Hydrogen Evolution | Gen_BB012 | MW | SPEN | Drumcross | 0 | 0 | 0 | 0.684 | 1.43 | 2.237 | 3.173 | 4.287 | 4.986 | 6.737 | 8.73 | 10.777 | 13.263 | 15.396 | 17.422 | 19.041 | 20.691 | 22.499 | 25.102 | 28.002 | 31.051 | 34.249 | 37.296 | 40.47 | 43.773 | 47.192 | 50.73 | 54.395 | 58.177
Hydrogen Evolution | Gen_BB012 | MW | SPEN | Dumfries 33 | 0 | 0 | 0 | 0.082 | 0.165 | 0.258 | 0.37 | 0.502 | 0.58 | 0.781 | 1.012 | 1.253 | 1.545 | 1.787 | 2.029 | 2.213 | 2.405 | 2.618 | 2.919 | 3.252 | 3.609 | 3.98 | 4.337 | 4.707 | 5.092 | 5.491 | 5.895 | 6.323 | 6.765
Hydrogen Evolution | Gen_BB012 | MW | SPEN | Dunbar | 0 | 0 | 0 | 0.082 | 0.165 | 0.258 | 0.37 | 0.502 | 0.58 | 0.781 | 1.012 | 1.253 | 1.545 | 1.787 | 2.029 | 2.213 | 2.405 | 2.618 | 2.919 | 3.252 | 3.609 | 3.98 | 4.337 | 4.707 | 5.092 | 5.491 | 5.895 | 6.323 | 6.765
Hydrogen Evolution | Gen_BB012 | MW | SPEN | Dunfermline | 0 | 0 | 0 | 0.684 | 1.43 | 2.237 | 3.173 | 4.287 | 4.986 | 6.737 | 8.73 | 10.777 | 13.263 | 15.396 | 17.422 | 19.041 | 20.691 | 22.499 | 25.102 | 28.002 | 31.051 | 34.249 | 37.296 | 40.47 | 43.773 | 47.192 | 50.73 | 54.395 | 58.177
Hydrogen Evolution | Gen_BB012 | MW | SPEN | Earlstoun | 0 | 0 | 0 | 0.082 | 0.165 | 0.258 | 0.37 | 0.502 | 0.58 | 0.781 | 1.012 | 1.253 | 1.545 | 1.787 | 2.029 | 2.213 | 2.405 | 2.618 | 2.919 | 3.252 | 3.609 | 3.98 | 4.337 | 4.707 | 5.092 | 5.491 | 5.895 | 6.323 | 6.765
Hydrogen Evolution | Gen_BB012 | MW | SPEN | East Kilbride | 0 | 0 | 0 | 0.082 | 0.165 | 0.258 | 0.37 | 0.502 | 0.58 | 0.781 | 1.012 | 1.253 | 1.545 | 1.787 | 2.029 | 2.213 | 2.405 | 2.618 | 2.919 | 3.252 | 3.609 | 3.98 | 4.337 | 4.707 | 5.092 | 5.491 | 5.895 | 6.323 | 6.765
Hydrogen Evolution | Gen_BB012 | MW | SPEN | East Kilbride South | 0 | 0 | 0 | 0.082 | 0.165 | 0.258 | 0.37 | 0.502 | 0.58 | 0.781 | 1.012 | 1.253 | 1.545 | 1.787 | 2.029 | 2.213 | 2.405 | 2.618 | 2.919 | 3.252 | 3.609 | 3.98 | 4.337 | 4.707 | 5.092 | 5.491 | 5.895 | 6.323 | 6.765
Hydrogen Evolution | Gen_BB012 | MW | SPEN | Easterhouse | 0 | 0 | 0 | 0 | 0 | 0 | 0 | 0 | 0 | 0 | 0 | 0 | 0 | 0 | 0 | 0 | 0 | 0 | 0 | 0 | 0 | 0 | 0 | 0 | 0 | 0 | 0 | 0 | 0
Hydrogen Evolution | Gen_BB012 | MW | SPEN | Eccles | 0 | 0 | 0 | 0.082 | 0.165 | 0.258 | 0.37 | 0.502 | 0.58 | 0.781 | 1.012 | 1.253 | 1.545 | 1.787 | 2.029 | 2.213 | 2.405 | 2.618 | 2.919 | 3.252 | 3.609 | 3.98 | 4.337 | 4.707 | 5.092 | 5.491 | 5.895 | 6.323 | 6.765
Hydrogen Evolution | Gen_BB012 | MW | SPEN | Elderslie | 0 | 0 | 0 | 0 | 0 | 0 | 0 | 0 | 0 | 0 | 0 | 0 | 0 | 0 | 0 | 0 | 0 | 0 | 0 | 0 | 0 | 0 | 0 | 0 | 0 | 0 | 0 | 0 | 0
Hydrogen Evolution | Gen_BB012 | MW | SPEN | Erskine | 0 | 0 | 0 | 0 | 0 | 0 | 0 | 0 | 0 | 0 | 0 | 0 | 0 | 0 | 0 | 0 | 0 | 0 | 0 | 0 | 0 | 0 | 0 | 0 | 0 | 0 | 0 | 0 | 0
Hydrogen Evolution | Gen_BB012 | MW | SPEN | Finnieston | 0 | 0 | 0 | 0 | 0 | 0 | 0 | 0 | 0 | 0 | 0 | 0 | 0 | 0 | 0 | 0 | 0 | 0 | 0 | 0 | 0 | 0 | 0 | 0 | 0 | 0 | 0 | 0 | 0
Hydrogen Evolution | Gen_BB012 | MW | SPEN | Galashiels | 0 | 0 | 0 | 0.082 | 0.165 | 0.258 | 0.37 | 0.502 | 0.58 | 0.781 | 1.012 | 1.253 | 1.545 | 1.787 | 2.029 | 2.213 | 2.405 | 2.618 | 2.919 | 3.252 | 3.609 | 3.98 | 4.337 | 4.707 | 5.092 | 5.491 | 5.895 | 6.323 | 6.765
Hydrogen Evolution | Gen_BB012 | MW | SPEN | Giffnock | 0 | 0 | 0 | 0.082 | 0.165 | 0.258 | 0.37 | 0.502 | 0.58 | 0.781 | 1.012 | 1.253 | 1.545 | 1.787 | 2.029 | 2.213 | 2.405 | 2.618 | 2.919 | 3.252 | 3.609 | 3.98 | 4.337 | 4.707 | 5.092 | 5.491 | 5.895 | 6.323 | 6.765
Hydrogen Evolution | Gen_BB012 | MW | SPEN | Glenlee | 0 | 0 | 0 | 0.082 | 0.165 | 0.258 | 0.37 | 0.502 | 0.58 | 0.781 | 1.012 | 1.253 | 1.545 | 1.787 | 2.029 | 2.213 | 2.405 | 2.618 | 2.919 | 3.252 | 3.609 | 3.98 | 4.337 | 4.707 | 5.092 | 5.491 | 5.895 | 6.323 | 6.765
Hydrogen Evolution | Gen_BB012 | MW | SPEN | Glenluce | 0 | 0 | 0 | 0.082 | 0.165 | 0.258 | 0.37 | 0.502 | 0.58 | 0.781 | 1.012 | 1.253 | 1.545 | 1.787 | 2.029 | 2.213 | 2.405 | 2.618 | 2.919 | 3.252 | 3.609 | 3.98 | 4.337 | 4.707 | 5.092 | 5.491 | 5.895 | 6.323 | 6.765
Hydrogen Evolution | Gen_BB012 | MW | SPEN | Glenniston | 0 | 0 | 0 | 0.684 | 1.43 | 2.237 | 3.173 | 4.287 | 4.986 | 6.737 | 8.73 | 10.777 | 13.263 | 15.396 | 17.422 | 19.041 | 20.691 | 22.499 | 25.102 | 28.002 | 31.051 | 34.249 | 37.296 | 40.47 | 43.773 | 47.192 | 50.73 | 54.395 | 58.177
Hydrogen Evolution | Gen_BB012 | MW | SPEN | Glenrothes | 0 | 0 | 0 | 0.684 | 1.43 | 2.237 | 3.173 | 4.287 | 4.986 | 6.737 | 8.73 | 10.777 | 13.263 | 15.396 | 17.422 | 19.041 | 20.691 | 22.499 | 25.102 | 28.002 | 31.051 | 34.249 | 37.296 | 40.47 | 43.773 | 47.192 | 50.73 | 54.395 | 58.177
Hydrogen Evolution | Gen_BB012 | MW | SPEN | Gorgie | 0 | 0 | 0 | 0 | 0 | 0 | 0 | 0 | 0 | 0 | 0 | 0 | 0 | 0 | 0 | 0 | 0 | 0 | 0 | 0 | 0 | 0 | 0 | 0 | 0 | 0 | 0 | 0 | 0
Hydrogen Evolution | Gen_BB012 | MW | SPEN | Govan | 0 | 0 | 0 | 0 | 0 | 0 | 0 | 0 | 0 | 0 | 0 | 0 | 0 | 0 | 0 | 0 | 0 | 0 | 0 | 0 | 0 | 0 | 0 | 0 | 0 | 0 | 0 | 0 | 0
Hydrogen Evolution | Gen_BB012 | MW | SPEN | Grangemouth C | 0 | 0 | 0 | 0.082 | 0.165 | 0.258 | 0.37 | 0.502 | 0.58 | 0.781 | 1.012 | 1.253 | 1.545 | 1.787 | 2.029 | 2.213 | 2.405 | 2.618 | 2.919 | 3.252 | 3.609 | 3.98 | 4.337 | 4.707 | 5.092 | 5.491 | 5.895 | 6.323 | 6.765
Hydrogen Evolution | Gen_BB012 | MW | SPEN | Haggs Road | 0 | 0 | 0 | 0 | 0 | 0 | 0 | 0 | 0 | 0 | 0 | 0 | 0 | 0 | 0 | 0 | 0 | 0 | 0 | 0 | 0 | 0 | 0 | 0 | 0 | 0 | 0 | 0 | 0
Hydrogen Evolution | Gen_BB012 | MW | SPEN | Hawick | 0 | 0 | 0 | 0.082 | 0.165 | 0.258 | 0.37 | 0.502 | 0.58 | 0.781 | 1.012 | 1.253 | 1.545 | 1.787 | 2.029 | 2.213 | 2.405 | 2.618 | 2.919 | 3.252 | 3.609 | 3.98 | 4.337 | 4.707 | 5.092 | 5.491 | 5.895 | 6.323 | 6.765
Hydrogen Evolution | Gen_BB012 | MW | SPEN | Helensburgh | 0 | 0 | 0 | 0 | 0 | 0 | 0 | 0 | 0 | 0 | 0 | 0 | 0 | 0 | 0 | 0 | 0 | 0 | 0 | 0 | 0 | 0 | 0 | 0 | 0 | 0 | 0 | 0 | 0
Hydrogen Evolution | Gen_BB012 | MW | SPEN | Hunterston Farm | 0 | 0 | 0 | 0.082 | 0.165 | 0.258 | 0.37 | 0.502 | 0.58 | 0.781 | 1.012 | 1.253 | 1.545 | 1.787 | 2.029 | 2.213 | 2.405 | 2.618 | 2.919 | 3.252 | 3.609 | 3.98 | 4.337 | 4.707 | 5.092 | 5.491 | 5.895 | 6.323 | 6.765
Hydrogen Evolution | Gen_BB012 | MW | SPEN | Inverkeithing | 0 | 0 | 0 | 0.684 | 1.43 | 2.237 | 3.173 | 4.287 | 4.986 | 6.737 | 8.73 | 10.777 | 13.263 | 15.396 | 17.422 | 19.041 | 20.691 | 22.499 | 25.102 | 28.002 | 31.051 | 34.249 | 37.296 | 40.47 | 43.773 | 47.192 | 50.73 | 54.395 | 58.177
Hydrogen Evolution | Gen_BB012 | MW | SPEN | Johnstone | 0 | 0 | 0 | 0.082 | 0.165 | 0.258 | 0.37 | 0.502 | 0.58 | 0.781 | 1.012 | 1.253 | 1.545 | 1.787 | 2.029 | 2.213 | 2.405 | 2.618 | 2.919 | 3.252 | 3.609 | 3.98 | 4.337 | 4.707 | 5.092 | 5.491 | 5.895 | 6.323 | 6.765
Hydrogen Evolution | Gen_BB012 | MW | SPEN | Kaimes | 0 | 5.834 | 7.129 | 7.276 | 7.404 | 7.529 | 7.678 | 7.839 | 7.97 | 8.214 | 8.484 | 8.754 | 9.068 | 9.337 | 9.582 | 9.779 | 9.976 | 10.185 | 10.555 | 10.989 | 11.441 | 11.901 | 12.341 | 12.791 | 13.241 | 13.713 | 14.196 | 14.69 | 15.195
Hydrogen Evolution | Gen_BB012 | MW | SPEN | Kendoon | 0 | 0 | 0 | 0.082 | 0.165 | 0.258 | 0.37 | 0.502 | 0.58 | 0.781 | 1.012 | 1.253 | 1.545 | 1.787 | 2.029 | 2.213 | 2.405 | 2.618 | 2.919 | 3.252 | 3.609 | 3.98 | 4.337 | 4.707 | 5.092 | 5.491 | 5.895 | 6.323 | 6.765
Hydrogen Evolution | Gen_BB012 | MW | SPEN | Kilbowie 33 | 0 | 0 | 0 | 0.684 | 1.43 | 2.237 | 3.173 | 4.287 | 4.986 | 6.737 | 8.73 | 10.777 | 13.263 | 15.396 | 17.422 | 19.041 | 20.691 | 22.499 | 25.102 | 28.002 | 31.051 | 34.249 | 37.296 | 40.47 | 43.773 | 47.192 | 50.73 | 54.395 | 58.177
Hydrogen Evolution | Gen_BB012 | MW | SPEN | Killermont | 0 | 0 | 0 | 0.684 | 1.43 | 2.237 | 3.173 | 4.287 | 4.986 | 6.737 | 8.73 | 10.777 | 13.263 | 15.396 | 17.422 | 19.041 | 20.691 | 22.499 | 25.102 | 28.002 | 31.051 | 34.249 | 37.296 | 40.47 | 43.773 | 47.192 | 50.73 | 54.395 | 58.177
Hydrogen Evolution | Gen_BB012 | MW | SPEN | Kilwinning | 0 | 0 | 0 | 0.082 | 0.165 | 0.258 | 0.37 | 0.502 | 0.58 | 0.781 | 1.012 | 1.253 | 1.545 | 1.787 | 2.029 | 2.213 | 2.405 | 2.618 | 2.919 | 3.252 | 3.609 | 3.98 | 4.337 | 4.707 | 5.092 | 5.491 | 5.895 | 6.323 | 6.765
Hydrogen Evolution | Gen_BB012 | MW | SPEN | Leven | 0 | 0 | 0 | 0.684 | 1.43 | 2.237 | 3.173 | 4.287 | 4.986 | 6.737 | 8.73 | 10.777 | 13.263 | 15.396 | 17.422 | 19.041 | 20.691 | 22.499 | 25.102 | 28.002 | 31.051 | 34.249 | 37.296 | 40.47 | 43.773 | 47.192 | 50.73 | 54.395 | 58.177
Hydrogen Evolution | Gen_BB012 | MW | SPEN | Livingston East | 0 | 0 | 0 | 0.082 | 0.165 | 0.258 | 0.37 | 0.502 | 0.58 | 0.781 | 1.012 | 1.253 | 1.545 | 1.787 | 2.029 | 2.213 | 2.405 | 2.618 | 2.919 | 3.252 | 3.609 | 3.98 | 4.337 | 4.707 | 5.092 | 5.491 | 5.895 | 6.323 | 6.765
Hydrogen Evolution | Gen_BB012 | MW | SPEN | Maybole | 0 | 0 | 0 | 0.082 | 0.165 | 0.258 | 0.37 | 0.502 | 0.58 | 0.781 | 1.012 | 1.253 | 1.545 | 1.787 | 2.029 | 2.213 | 2.405 | 2.618 | 2.919 | 3.252 | 3.609 | 3.98 | 4.337 | 4.707 | 5.092 | 5.491 | 5.895 | 6.323 | 6.765
Hydrogen Evolution | Gen_BB012 | MW | SPEN | New Cumnock | 0 | 0 | 0 | 0 | 0 | 0 | 0 | 0 | 0 | 0 | 0 | 0 | 0 | 0 | 0 | 0 | 0 | 0 | 0 | 0 | 0 | 0 | 0 | 0 | 0 | 0 | 0 | 0 | 0
Hydrogen Evolution | Gen_BB012 | MW | SPEN | Newarthill | 0 | 0 | 0 | 0.082 | 0.165 | 0.258 | 0.37 | 0.502 | 0.58 | 0.781 | 1.012 | 1.253 | 1.545 | 1.787 | 2.029 | 2.213 | 2.405 | 2.618 | 2.919 | 3.252 | 3.609 | 3.98 | 4.337 | 4.707 | 5.092 | 5.491 | 5.895 | 6.323 | 6.765
Hydrogen Evolution | Gen_BB012 | MW | SPEN | Newton Stewart | 0 | 0 | 0 | 0.082 | 0.165 | 0.258 | 0.37 | 0.502 | 0.58 | 0.781 | 1.012 | 1.253 | 1.545 | 1.787 | 2.029 | 2.213 | 2.405 | 2.618 | 2.919 | 3.252 | 3.609 | 3.98 | 4.337 | 4.707 | 5.092 | 5.491 | 5.895 | 6.323 | 6.765
Hydrogen Evolution | Gen_BB012 | MW | SPEN | Paisley | 0 | 0 | 0 | 0 | 0 | 0 | 0 | 0 | 0 | 0 | 0 | 0 | 0 | 0 | 0 | 0 | 0 | 0 | 0 | 0 | 0 | 0 | 0 | 0 | 0 | 0 | 0 | 0 | 0
Hydrogen Evolution | Gen_BB012 | MW | SPEN | Partick | 0 | 0 | 0 | 0 | 0 | 0 | 0 | 0 | 0 | 0 | 0 | 0 | 0 | 0 | 0 | 0 | 0 | 0 | 0 | 0 | 0 | 0 | 0 | 0 | 0 | 0 | 0 | 0 | 0
Hydrogen Evolution | Gen_BB012 | MW | SPEN | Port Dundas | 0 | 0 | 0 | 0.684 | 1.43 | 2.237 | 3.173 | 4.287 | 4.986 | 6.737 | 8.73 | 10.777 | 13.263 | 15.396 | 17.422 | 19.041 | 20.691 | 22.499 | 25.102 | 28.002 | 31.051 | 34.249 | 37.296 | 40.47 | 43.773 | 47.192 | 50.73 | 54.395 | 58.177
Hydrogen Evolution | Gen_BB012 | MW | SPEN | Portobello | 0 | 0 | 0 | 0.082 | 0.165 | 0.258 | 0.37 | 0.502 | 0.58 | 0.781 | 1.012 | 1.253 | 1.545 | 1.787 | 2.029 | 2.213 | 2.405 | 2.618 | 2.919 | 3.252 | 3.609 | 3.98 | 4.337 | 4.707 | 5.092 | 5.491 | 5.895 | 6.323 | 6.765
Hydrogen Evolution | Gen_BB012 | MW | SPEN | Ravenscraig | 0 | 0 | 0 | 0 | 0 | 0 | 0 | 0 | 0 | 0 | 0 | 0 | 0 | 0 | 0 | 0 | 0 | 0 | 0 | 0 | 0 | 0 | 0 | 0 | 0 | 0 | 0 | 0 | 0
Hydrogen Evolution | Gen_BB012 | MW | SPEN | Redhouse | 0 | 25.877 | 31.595 | 32.607 | 33.511 | 34.452 | 35.558 | 36.831 | 37.725 | 39.668 | 41.843 | 44.019 | 46.635 | 48.846 | 50.935 | 52.564 | 54.242 | 56.065 | 58.942 | 62.292 | 65.761 | 69.341 | 72.768 | 76.295 | 79.923 | 83.663 | 87.517 | 91.463 | 95.525
Hydrogen Evolution | Gen_BB012 | MW | SPEN | Saltcoats A | 0 | 0 | 0 | 0 | 0 | 0 | 0 | 0 | 0 | 0 | 0 | 0 | 0 | 0 | 0 | 0 | 0 | 0 | 0 | 0 | 0 | 0 | 0 | 0 | 0 | 0 | 0 | 0 | 0
Hydrogen Evolution | Gen_BB012 | MW | SPEN | Saltcoats B | 0 | 0 | 0 | 0.082 | 0.165 | 0.258 | 0.37 | 0.502 | 0.58 | 0.781 | 1.012 | 1.253 | 1.545 | 1.787 | 2.029 | 2.213 | 2.405 | 2.618 | 2.919 | 3.252 | 3.609 | 3.98 | 4.337 | 4.707 | 5.092 | 5.491 | 5.895 | 6.323 | 6.765
Hydrogen Evolution | Gen_BB012 | MW | SPEN | Shrubhill | 0 | 0 | 0 | 0 | 0 | 0 | 0 | 0 | 0 | 0 | 0 | 0 | 0 | 0 | 0 | 0 | 0 | 0 | 0 | 0 | 0 | 0 | 0 | 0 | 0 | 0 | 0 | 0 | 0
Hydrogen Evolution | Gen_BB012 | MW | SPEN | Sighthill | 0 | 0 | 0 | 0.082 | 0.165 | 0.258 | 0.37 | 0.502 | 0.58 | 0.781 | 1.012 | 1.253 | 1.545 | 1.787 | 2.029 | 2.213 | 2.405 | 2.618 | 2.919 | 3.252 | 3.609 | 3.98 | 4.337 | 4.707 | 5.092 | 5.491 | 5.895 | 6.323 | 6.765
Hydrogen Evolution | Gen_BB012 | MW | SPEN | Spango Valley | 0 | 0 | 0 | 0 | 0 | 0 | 0 | 0 | 0 | 0 | 0 | 0 | 0 | 0 | 0 | 0 | 0 | 0 | 0 | 0 | 0 | 0 | 0 | 0 | 0 | 0 | 0 | 0 | 0
Hydrogen Evolution | Gen_BB012 | MW | SPEN | St Andrews Cross | 0 | 0 | 0 | 0 | 0 | 0 | 0 | 0 | 0 | 0 | 0 | 0 | 0 | 0 | 0 | 0 | 0 | 0 | 0 | 0 | 0 | 0 | 0 | 0 | 0 | 0 | 0 | 0 | 0
Hydrogen Evolution | Gen_BB012 | MW | SPEN | Stirling | 0 | 0 | 0 | 0.684 | 1.43 | 2.237 | 3.173 | 4.287 | 4.986 | 6.737 | 8.73 | 10.777 | 13.263 | 15.396 | 17.422 | 19.041 | 20.691 | 22.499 | 25.102 | 28.002 | 31.051 | 34.249 | 37.296 | 40.47 | 43.773 | 47.192 | 50.73 | 54.395 | 58.177
Hydrogen Evolution | Gen_BB012 | MW | SPEN | Strathaven | 0 | 0 | 0 | 0.082 | 0.165 | 0.258 | 0.37 | 0.502 | 0.58 | 0.781 | 1.012 | 1.253 | 1.545 | 1.787 | 2.029 | 2.213 | 2.405 | 2.618 | 2.919 | 3.252 | 3.609 | 3.98 | 4.337 | 4.707 | 5.092 | 5.491 | 5.895 | 6.323 | 6.765
Hydrogen Evolution | Gen_BB012 | MW | SPEN | Strathleven | 0 | 0 | 0 | 0.684 | 1.43 | 2.237 | 3.173 | 4.287 | 4.986 | 6.737 | 8.73 | 10.777 | 13.263 | 15.396 | 17.422 | 19.041 | 20.691 | 22.499 | 25.102 | 28.002 | 31.051 | 34.249 | 37.296 | 40.47 | 43.773 | 47.192 | 50.73 | 54.395 | 58.177
Hydrogen Evolution | Gen_BB012 | MW | SPEN | Telford Road | 0 | 0 | 0 | 0.082 | 0.165 | 0.258 | 0.37 | 0.502 | 0.58 | 0.781 | 1.012 | 1.253 | 1.545 | 1.787 | 2.029 | 2.213 | 2.405 | 2.618 | 2.919 | 3.252 | 3.609 | 3.98 | 4.337 | 4.707 | 5.092 | 5.491 | 5.895 | 6.323 | 6.765
Hydrogen Evolution | Gen_BB012 | MW | SPEN | Tongland | 0 | 0 | 0 | 0.082 | 0.165 | 0.258 | 0.37 | 0.502 | 0.58 | 0.781 | 1.012 | 1.253 | 1.545 | 1.787 | 2.029 | 2.213 | 2.405 | 2.618 | 2.919 | 3.252 | 3.609 | 3.98 | 4.337 | 4.707 | 41.092 | 41.491 | 41.895 | 42.323 | 42.765
Hydrogen Evolution | Gen_BB012 | MW | SPEN | West George Street | 0 | 0 | 0 | 0 | 0 | 0 | 0 | 0 | 0 | 0 | 0 | 0 | 0 | 0 | 0 | 0 | 0 | 0 | 0 | 0 | 0 | 0 | 0 | 0 | 0 | 0 | 0 | 0 | 0
Hydrogen Evolution | Gen_BB012 | MW | SPEN | Westfield | 0 | 0 | 0 | 0.684 | 1.43 | 2.237 | 3.173 | 4.287 | 4.986 | 6.737 | 8.73 | 10.777 | 13.263 | 15.396 | 17.422 | 19.041 | 20.691 | 22.499 | 25.102 | 28.002 | 31.051 | 34.249 | 37.296 | 40.47 | 43.773 | 47.192 | 50.73 | 54.395 | 58.177
Hydrogen Evolution | Gen_BB012 | MW | SPEN | Whitehouse | 0 | 0 | 0 | 0 | 0 | 0 | 0 | 0 | 0 | 0 | 0 | 0 | 0 | 0 | 0 | 0 | 0 | 0 | 0 | 0 | 0 | 0 | 0 | 0 | 0 | 0 | 0 | 0 | 0
Hydrogen Evolution | Gen_BB012 | MW | SPEN | Wishaw | 0 | 0 | 0 | 0.082 | 0.165 | 0.258 | 0.37 | 0.502 | 0.58 | 0.781 | 1.012 | 1.253 | 1.545 | 1.787 | 2.029 | 2.213 | 2.405 | 2.618 | 2.919 | 3.252 | 3.609 | 3.98 | 4.337 | 4.707 | 5.092 | 5.491 | 5.895 | 6.323 | 6.765
Hydrogen Evolution | Gen_BB012 | MW | SPEN Manweb | Birkenhead | 0 | 1.082 | 1.146 | 1.577 | 2.007 | 2.439 | 2.988 | 3.645 | 4.565 | 5.608 | 6.734 | 7.719 | 8.963 | 9.719 | 10.281 | 10.459 | 10.638 | 10.885 | 11.589 | 12.361 | 13.146 | 13.916 | 14.539 | 15.155 | 15.782 | 16.391 | 17.012 | 17.623 | 18.236
Hydrogen Evolution | Gen_BB012 | MW | SPEN Manweb | Capenhurst | 0 | 4.49 | 4.729 | 5.197 | 5.654 | 6.093 | 6.66 | 7.336 | 8.288 | 9.352 | 10.489 | 11.489 | 12.748 | 13.514 | 14.091 | 14.262 | 14.442 | 14.692 | 15.427 | 16.259 | 17.082 | 17.907 | 18.562 | 19.227 | 19.883 | 20.538 | 21.183 | 21.828 | 22.473
Hydrogen Evolution | Gen_BB012 | MW | SPEN Manweb | Carrington | 0 | 1.506 | 1.588 | 2.024 | 2.456 | 2.89 | 3.441 | 4.101 | 5.023 | 6.069 | 7.198 | 8.185 | 9.43 | 10.188 | 10.75 | 10.928 | 11.107 | 11.355 | 12.063 | 12.84 | 13.632 | 14.408 | 15.036 | 15.656 | 16.288 | 16.901 | 17.527 | 18.142 | 18.759
Hydrogen Evolution | Gen_BB012 | MW | SPEN Manweb | Connah's Quay | 0 | 94.311 | 99.352 | 101.65 | 103.421 | 105.152 | 107.275 | 109.768 | 113.128 | 116.839 | 120.732 | 124.082 | 128.226 | 130.73 | 132.597 | 133.182 | 133.766 | 134.591 | 137.506 | 141.206 | 144.807 | 148.328 | 151.312 | 154.248 | 157.119 | 159.938 | 162.719 | 165.441 | 168.119
Hydrogen Evolution | Gen_BB012 | MW | SPEN Manweb | Fiddlers Ferry | 0 | 7.601 | 8.005 | 8.088 | 8.128 | 8.164 | 8.205 | 8.248 | 8.297 | 8.346 | 8.389 | 8.422 | 8.457 | 8.477 | 8.491 | 8.496 | 8.501 | 8.507 | 8.574 | 8.688 | 8.794 | 8.893 | 8.987 | 9.076 | 9.161 | 9.243 | 9.32 | 9.394 | 9.465
Hydrogen Evolution | Gen_BB012 | MW | SPEN Manweb | Frodsham | 0 | 53.052 | 55.889 | 56.898 | 57.603 | 58.283 | 59.1 | 60.059 | 61.316 | 62.691 | 64.107 | 65.317 | 66.802 | 67.692 | 68.356 | 68.569 | 68.771 | 69.07 | 70.232 | 71.783 | 73.286 | 74.745 | 76.011 | 77.237 | 78.435 | 79.609 | 80.75 | 81.868 | 82.966
Hydrogen Evolution | Gen_BB012 | MW | SPEN Manweb | Kirkby (_D) | 0 | 2.029 | 2.139 | 2.161 | 2.172 | 2.181 | 2.192 | 2.204 | 2.217 | 2.23 | 2.242 | 2.25 | 2.26 | 2.265 | 2.269 | 2.27 | 2.271 | 2.273 | 2.291 | 2.321 | 2.35 | 2.376 | 2.401 | 2.425 | 2.448 | 2.47 | 2.49 | 2.51 | 2.529
Hydrogen Evolution | Gen_BB012 | MW | SPEN Manweb | Legacy | 0 | 65.693 | 69.21 | 72.463 | 75.362 | 78.229 | 81.818 | 86.113 | 92.035 | 98.68 | 105.741 | 111.918 | 119.644 | 124.337 | 127.839 | 128.939 | 130.028 | 131.57 | 136.317 | 141.862 | 147.355 | 152.779 | 157.239 | 161.656 | 166.032 | 170.368 | 174.656 | 178.913 | 183.122
Hydrogen Evolution | Gen_BB012 | MW | SPEN Manweb | Lister Drive | 0 | 3.03 | 3.186 | 3.219 | 3.235 | 3.249 | 3.265 | 3.282 | 3.302 | 3.321 | 3.339 | 3.352 | 3.366 | 3.374 | 3.379 | 3.381 | 3.383 | 3.385 | 3.412 | 3.457 | 3.5 | 3.539 | 3.577 | 3.612 | 3.646 | 3.678 | 3.709 | 3.739 | 3.767
Hydrogen Evolution | Gen_BB012 | MW | SPEN Manweb | Pentir | 0 | 25.129 | 26.478 | 33.099 | 39.596 | 46.105 | 54.336 | 64.299 | 78.191 | 93.91 | 110.773 | 125.61 | 144.273 | 155.646 | 164.147 | 166.801 | 169.435 | 173.201 | 183.844 | 195.614 | 207.386 | 219.153 | 228.579 | 237.982 | 247.359 | 256.709 | 266.019 | 275.29 | 284.527
Hydrogen Evolution | Gen_BB012 | MW | SPEN Manweb | Rainhill | 0 | 3.607 | 3.799 | 3.839 | 3.858 | 3.875 | 3.894 | 3.915 | 3.938 | 3.961 | 3.982 | 3.997 | 4.014 | 4.024 | 4.03 | 4.032 | 4.035 | 4.038 | 4.069 | 4.123 | 4.174 | 4.221 | 4.266 | 4.308 | 4.348 | 4.387 | 4.424 | 4.459 | 4.492
Hydrogen Evolution | Gen_BB012 | MW | SPEN Manweb | St. Asaph | 0 | 0 | 0 | 0 | 0 | 0 | 0 | 0 | 0 | 0 | 0 | 0 | 0 | 0 | 0 | 0 | 0 | 0 | 0 | 0 | 0 | 0 | 0 | 0 | 0 | 0 | 0 | 0 | 0
Hydrogen Evolution | Gen_BB012 | MW | SPEN Manweb | Trawsfynydd | 0 | 12.181 | 12.833 | 14.234 | 15.569 | 16.909 | 18.593 | 20.624 | 23.451 | 26.636 | 30.048 | 33.052 | 36.814 | 39.107 | 40.826 | 41.358 | 41.889 | 42.648 | 44.84 | 47.297 | 49.76 | 52.196 | 54.176 | 56.137 | 58.098 | 60.04 | 61.973 | 63.906 | 65.818
Hydrogen Evolution | Gen_BB012 | MW | SPEN Manweb | Wylfa | 0 | 30.016 | 31.622 | 35.762 | 39.743 | 43.712 | 48.73 | 54.796 | 63.224 | 72.759 | 82.957 | 91.922 | 103.196 | 110.059 | 115.185 | 116.784 | 118.375 | 120.646 | 127.163 | 134.448 | 141.724 | 148.969 | 154.817 | 160.633 | 166.425 | 172.192 | 177.934 | 183.647 | 189.322
Hydrogen Evolution | Gen_BB012 | MW | SPTL | Direct(SPTL) | 0 | 0 | 0 | 0.328 | 0.66 | 1.031 | 1.48 | 2.008 | 2.32 | 87.124 | 88.048 | 89.013 | 240.179 | 241.149 | 242.117 | 242.85 | 243.622 | 244.473 | 245.676 | 247.007 | 248.435 | 249.922 | 301.346 | 302.828 | 304.368 | 305.965 | 307.579 | 309.291 | 311.061
Hydrogen Evolution | Gen_BB012 | MW | SSEN (SHEPD) | Abernethy | 0 | 40.646 | 45.52 | 46.455 | 47.242 | 48.052 | 49.001 | 50.097 | 50.974 | 52.541 | 54.258 | 55.932 | 57.956 | 59.568 | 61.045 | 62.138 | 63.251 | 64.488 | 66.6 | 69.136 | 71.715 | 74.368 | 76.873 | 79.431 | 82.045 | 84.726 | 87.456 | 90.253 | 93.122
Hydrogen Evolution | Gen_BB012 | MW | SSEN (SHEPD) | Alness | 0 | 0 | 0 | 0.565 | 1.173 | 1.822 | 2.599 | 3.506 | 4.163 | 5.514 | 7.037 | 8.574 | 10.441 | 11.965 | 13.392 | 14.463 | 15.554 | 16.764 | 18.587 | 20.607 | 22.733 | 24.945 | 27.032 | 29.194 | 31.44 | 33.761 | 36.156 | 38.625 | 41.179
Hydrogen Evolution | Gen_BB012 | MW | SSEN (SHEPD) | Arbroath | 0 | 43.892 | 50.854 | 51.381 | 51.637 | 51.867 | 52.125 | 52.397 | 52.71 | 53.019 | 53.296 | 53.505 | 53.729 | 53.854 | 53.94 | 53.972 | 54.003 | 54.042 | 54.467 | 55.191 | 55.867 | 56.498 | 57.094 | 57.661 | 58.202 | 58.717 | 59.21 | 59.68 | 60.13
Hydrogen Evolution | Gen_BB012 | MW | SSEN (SHEPD) | Ardkinglas | 0 | 0 | 0 | 0.191 | 0.394 | 0.607 | 0.87 | 1.172 | 1.394 | 1.844 | 2.355 | 2.868 | 3.49 | 4.004 | 4.48 | 4.837 | 5.204 | 5.61 | 6.215 | 6.895 | 7.604 | 8.342 | 9.038 | 9.762 | 10.515 | 11.285 | 12.094 | 12.921 | 13.765
Hydrogen Evolution | Gen_BB012 | MW | SSEN (SHEPD) | Ardmore | 0 | 0 | 0 | 1.213 | 2.529 | 3.93 | 5.596 | 7.541 | 8.961 | 11.874 | 15.171 | 18.458 | 22.483 | 25.785 | 28.851 | 31.157 | 33.513 | 36.117 | 40.036 | 44.398 | 48.966 | 53.73 | 58.229 | 62.89 | 67.725 | 72.722 | 77.882 | 83.213 | 88.706
Hydrogen Evolution | Gen_BB012 | MW | SSEN (SHEPD) | Beauly | 0 | 0 | 0 | 0 | 0 | 0 | 0 | 0 | 0 | 0 | 0 | 0 | 0 | 0 | 0 | 0 | 0 | 0 | 0 | 0 | 0 | 0 | 0 | 0 | 0 | 0 | 0 | 0 | 0
Hydrogen Evolution | Gen_BB012 | MW | SSEN (SHEPD) | Berryburn | 0 | 0 | 0 | 0 | 0 | 0 | 0 | 0 | 0 | 0 | 0 | 0 | 0 | 0 | 0 | 0 | 0 | 0 | 0 | 0 | 0 | 0 | 0 | 0 | 0 | 0 | 0 | 0 | 0
Hydrogen Evolution | Gen_BB012 | MW | SSEN (SHEPD) | Boat of Garten | 0 | 0 | 0 | 0.137 | 0.293 | 0.451 | 0.638 | 0.865 | 1.029 | 1.364 | 1.74 | 2.117 | 2.584 | 2.963 | 3.312 | 3.582 | 3.853 | 4.153 | 4.601 | 5.103 | 5.631 | 6.176 | 6.687 | 7.224 | 7.788 | 8.357 | 8.952 | 9.564 | 10.191
Hydrogen Evolution | Gen_BB012 | MW | SSEN (SHEPD) | Braco West | 0 | 0 | 0 | 0.109 | 0.229 | 0.35 | 0.5 | 0.679 | 0.804 | 1.063 | 1.362 | 1.652 | 2.012 | 2.313 | 2.585 | 2.787 | 3 | 3.232 | 3.586 | 3.977 | 4.382 | 4.813 | 5.218 | 5.628 | 6.063 | 6.513 | 6.977 | 7.456 | 7.939
Hydrogen Evolution | Gen_BB012 | MW | SSEN (SHEPD) | Bridge of Dun | 0 | 0 | 0 | 0 | 0 | 0 | 0 | 0 | 0 | 0 | 0 | 0 | 0 | 0 | 0 | 0 | 0 | 0 | 0 | 0 | 0 | 0 | 0 | 0 | 0 | 0 | 0 | 0 | 0
Hydrogen Evolution | Gen_BB012 | MW | SSEN (SHEPD) | Broadford-Skye | 0 | 0 | 0 | 0.046 | 0.092 | 0.138 | 0.204 | 0.27 | 0.318 | 0.423 | 0.539 | 0.665 | 0.801 | 0.927 | 1.034 | 1.121 | 1.198 | 1.295 | 1.431 | 1.587 | 1.755 | 1.925 | 2.087 | 2.251 | 2.427 | 2.605 | 2.795 | 2.976 | 3.18
Hydrogen Evolution | Gen_BB012 | MW | SSEN (SHEPD) | Brora | 0 | 0 | 0 | 0 | 0 | 0 | 0 | 0 | 0 | 0 | 0 | 0 | 0 | 0 | 0 | 0 | 0 | 0 | 0 | 0 | 0 | 0 | 0 | 0 | 0 | 0 | 0 | 0 | 0
Hydrogen Evolution | Gen_BB012 | MW | SSEN (SHEPD) | Burghmuir | 0 | 2.416 | 2.798 | 2.863 | 2.914 | 2.973 | 3.034 | 3.106 | 3.171 | 3.274 | 3.386 | 3.494 | 3.633 | 3.737 | 3.829 | 3.898 | 3.977 | 4.057 | 4.195 | 4.368 | 4.541 | 4.712 | 4.884 | 5.055 | 5.226 | 5.408 | 5.579 | 5.772 | 5.954
Hydrogen Evolution | Gen_BB012 | MW | SSEN (SHEPD) | Cairnford | 0 | 0 | 0 | 0 | 0 | 0 | 0 | 0 | 0 | 0 | 0 | 0 | 0 | 0 | 0 | 0 | 0 | 0 | 0 | 0 | 0 | 0 | 0 | 0 | 0 | 0 | 0 | 0 | 0
Hydrogen Evolution | Gen_BB012 | MW | SSEN (SHEPD) | Carradale | 0 | 0 | 0 | 0.091 | 0.183 | 0.285 | 0.398 | 0.539 | 0.645 | 0.847 | 1.088 | 1.32 | 1.611 | 1.845 | 2.068 | 2.232 | 2.405 | 2.589 | 2.871 | 3.183 | 3.51 | 3.85 | 4.174 | 4.502 | 4.854 | 5.21 | 5.579 | 5.963 | 6.36
Hydrogen Evolution | Gen_BB012 | MW | SSEN (SHEPD) | Cassley | 0 | 0 | 0 | 0.164 | 0.339 | 0.525 | 0.749 | 1.014 | 1.207 | 1.6 | 2.033 | 2.478 | 3.023 | 3.46 | 3.877 | 4.186 | 4.504 | 4.853 | 5.374 | 5.965 | 6.583 | 7.219 | 7.822 | 8.452 | 9.099 | 9.774 | 10.465 | 11.184 | 11.919
Hydrogen Evolution | Gen_BB012 | MW | SSEN (SHEPD) | Ceannacroc | 0 | 0 | 0 | 0 | 0 | 0 | 0 | 0 | 0 | 0 | 0 | 0 | 0 | 0 | 0 | 0 | 0 | 0 | 0 | 0 | 0 | 0 | 0 | 0 | 0 | 0 | 0 | 0 | 0
Hydrogen Evolution | Gen_BB012 | MW | SSEN (SHEPD) | Charleston | 0 | 0 | 0 | 45 | 45 | 45 | 45 | 45 | 45 | 45 | 45 | 45 | 45 | 45 | 45 | 45 | 45 | 45 | 45 | 45 | 45 | 45 | 45 | 45 | 45 | 45 | 45 | 45 | 45
Hydrogen Evolution | Gen_BB012 | MW | SSEN (SHEPD) | Clachan | 0 | 0 | 0 | 0.374 | 0.779 | 1.215 | 1.73 | 2.334 | 2.769 | 3.669 | 4.682 | 5.707 | 6.951 | 7.971 | 8.912 | 9.626 | 10.35 | 11.154 | 12.372 | 13.722 | 15.129 | 16.603 | 17.994 | 19.432 | 20.926 | 22.466 | 24.062 | 25.715 | 27.403
Hydrogen Evolution | Gen_BB012 | MW | SSEN (SHEPD) | Clayhills | 0 | 0 | 0 | 0.036 | 0.073 | 0.12 | 0.167 | 0.223 | 0.271 | 0.358 | 0.454 | 0.551 | 0.667 | 0.774 | 0.862 | 0.929 | 0.997 | 1.074 | 1.199 | 1.322 | 1.457 | 1.604 | 1.743 | 1.883 | 2.024 | 2.167 | 2.322 | 2.489 | 2.646
Hydrogen Evolution | Gen_BB012 | MW | SSEN (SHEPD) | Coupar Angus | 0 | 0 | 0 | 0.228 | 0.486 | 0.755 | 1.064 | 1.441 | 1.712 | 2.268 | 2.894 | 3.523 | 4.3 | 4.922 | 5.514 | 5.948 | 6.402 | 6.895 | 7.646 | 8.482 | 9.359 | 10.267 | 11.125 | 12.013 | 12.942 | 13.89 | 14.879 | 15.897 | 16.945
Hydrogen Evolution | Gen_BB012 | MW | SSEN (SHEPD) | Craigiebuckler | 0 | 0 | 0 | 0 | 0 | 0 | 0 | 0 | 0 | 0 | 0 | 0 | 0 | 0 | 0 | 0 | 0 | 0 | 0 | 0 | 0 | 0 | 0 | 0 | 0 | 0 | 0 | 0 | 0
Hydrogen Evolution | Gen_BB012 | MW | SSEN (SHEPD) | Dallas | 0 | 0 | 0 | 0 | 0 | 0 | 0 | 0 | 0 | 0 | 0 | 0 | 0 | 0 | 0 | 0 | 0 | 0 | 0 | 0 | 0 | 0 | 0 | 0 | 0 | 0 | 0 | 0 | 0
Hydrogen Evolution | Gen_BB012 | MW | SSEN (SHEPD) | Dounreay | 0 | 0 | 0 | 0.456 | 0.953 | 1.482 | 2.109 | 2.836 | 3.367 | 4.469 | 5.713 | 6.95 | 8.467 | 9.71 | 10.855 | 11.733 | 12.612 | 13.599 | 15.069 | 16.719 | 18.431 | 20.223 | 21.916 | 23.678 | 25.491 | 27.374 | 29.316 | 31.328 | 33.389
Hydrogen Evolution | Gen_BB012 | MW | SSEN (SHEPD) | Dudhope | 0 | 0 | 0 | 0.109 | 0.229 | 0.35 | 0.5 | 0.679 | 0.804 | 1.063 | 1.362 | 1.652 | 2.012 | 2.313 | 2.585 | 2.787 | 3 | 3.232 | 3.586 | 3.977 | 4.382 | 4.813 | 5.218 | 5.628 | 6.063 | 6.513 | 6.977 | 7.456 | 7.939
Hydrogen Evolution | Gen_BB012 | MW | SSEN (SHEPD) | Dunbeath | 0 | 0 | 0 | 0 | 0 | 0 | 0 | 0 | 0 | 0 | 0 | 0 | 0 | 0 | 0 | 0 | 0 | 0 | 0 | 0 | 0 | 0 | 0 | 0 | 0 | 0 | 0 | 0 | 0
Hydrogen Evolution | Gen_BB012 | MW | SSEN (SHEPD) | Dunoon | 0 | 0 | 0 | 0.684 | 1.43 | 2.237 | 3.173 | 4.287 | 4.986 | 6.737 | 8.73 | 10.777 | 13.263 | 15.396 | 17.422 | 19.041 | 20.691 | 22.499 | 25.102 | 28.002 | 31.051 | 34.249 | 37.296 | 40.47 | 43.773 | 47.192 | 50.73 | 54.395 | 58.177
Hydrogen Evolution | Gen_BB012 | MW | SSEN (SHEPD) | Dunvegan | 0 | 0 | 0 | 0.1 | 0.202 | 0.313 | 0.453 | 0.604 | 0.72 | 0.96 | 1.22 | 1.491 | 1.812 | 2.074 | 2.326 | 2.509 | 2.703 | 2.906 | 3.228 | 3.575 | 3.946 | 4.331 | 4.691 | 5.065 | 5.453 | 5.856 | 6.273 | 6.704 | 7.149
Hydrogen Evolution | Gen_BB012 | MW | SSEN (SHEPD) | Dyce | 0 | 0 | 0 | 0.629 | 1.31 | 2.043 | 2.905 | 3.915 | 4.649 | 6.172 | 7.879 | 9.59 | 11.68 | 13.389 | 14.981 | 16.187 | 17.413 | 18.759 | 20.801 | 23.066 | 25.43 | 27.913 | 30.244 | 32.673 | 35.179 | 37.773 | 40.454 | 43.222 | 46.077
Hydrogen Evolution | Gen_BB012 | MW | SSEN (SHEPD) | Elgin | 0 | 2.795 | 3.24 | 3.273 | 3.29 | 3.304 | 3.321 | 3.338 | 3.358 | 3.378 | 3.395 | 3.409 | 3.423 | 3.431 | 3.436 | 3.438 | 3.44 | 3.443 | 3.47 | 3.516 | 3.559 | 3.599 | 3.637 | 3.674 | 3.708 | 3.741 | 3.772 | 3.802 | 3.831
Hydrogen Evolution | Gen_BB012 | MW | SSEN (SHEPD) | Fasnakyle | 0 | 0 | 0 | 0.091 | 0.192 | 0.295 | 0.416 | 0.567 | 0.664 | 0.884 | 1.135 | 1.377 | 1.678 | 1.921 | 2.154 | 2.327 | 2.501 | 2.695 | 2.987 | 3.311 | 3.658 | 4.01 | 4.347 | 4.697 | 5.051 | 5.429 | 5.811 | 6.206 | 6.616
Hydrogen Evolution | Gen_BB012 | MW | SSEN (SHEPD) | Fetteresso | 0 | 0 | 0 | 0 | 0 | 0 | 0 | 0 | 0 | 0 | 0 | 0 | 0 | 0 | 0 | 0 | 0 | 0 | 0 | 0 | 0 | 0 | 0 | 0 | 0 | 0 | 0 | 0 | 0
Hydrogen Evolution | Gen_BB012 | MW | SSEN (SHEPD) | Fiddes | 0 | 0 | 0 | 1.213 | 2.511 | 3.903 | 5.559 | 7.495 | 8.905 | 11.808 | 15.076 | 18.344 | 22.34 | 25.622 | 28.669 | 30.966 | 33.302 | 35.887 | 39.784 | 44.124 | 48.659 | 53.4 | 57.864 | 62.501 | 67.301 | 72.274 | 77.398 | 82.694 | 88.152
Hydrogen Evolution | Gen_BB012 | MW | SSEN (SHEPD) | Fort Augustus | 0 | 0 | 0 | 0.255 | 0.531 | 0.828 | 1.175 | 1.59 | 1.88 | 2.493 | 3.187 | 3.883 | 4.729 | 5.419 | 6.069 | 6.551 | 7.044 | 7.596 | 8.419 | 9.334 | 10.301 | 11.3 | 12.25 | 13.231 | 14.243 | 15.297 | 16.381 | 17.496 | 18.653
Hydrogen Evolution | Gen_BB012 | MW | SSEN (SHEPD) | Fort William | 0 | 0 | 0 | 1.039 | 2.153 | 3.35 | 4.773 | 6.435 | 7.642 | 10.133 | 12.939 | 15.752 | 19.184 | 22 | 24.611 | 26.579 | 28.597 | 30.814 | 34.159 | 37.885 | 41.779 | 45.84 | 49.677 | 53.66 | 57.778 | 62.041 | 66.45 | 70.991 | 75.688
Hydrogen Evolution | Gen_BB012 | MW | SSEN (SHEPD) | Fraserburgh | 0 | 2.29 | 2.653 | 2.745 | 2.813 | 2.899 | 2.988 | 3.096 | 3.18 | 3.331 | 3.509 | 3.675 | 3.881 | 4.043 | 4.193 | 4.31 | 4.418 | 4.546 | 4.756 | 5.005 | 5.255 | 5.514 | 5.765 | 6.017 | 6.269 | 6.533 | 6.809 | 7.085 | 7.374
Hydrogen Evolution | Gen_BB012 | MW | SSEN (SHEPD) | Glenfarclas | 0 | 0 | 0 | 0 | 0 | 0 | 0 | 0 | 0 | 0 | 0 | 0 | 0 | 0 | 0 | 0 | 0 | 0 | 0 | 0 | 0 | 0 | 0 | 0 | 0 | 0 | 0 | 0 | 0
Hydrogen Evolution | Gen_BB012 | MW | SSEN (SHEPD) | Grudie Bridge | 0 | 0 | 0 | 0.72 | 1.494 | 2.329 | 3.312 | 4.473 | 5.304 | 7.038 | 8.985 | 10.938 | 13.32 | 15.282 | 17.096 | 18.466 | 19.857 | 21.396 | 23.72 | 26.308 | 29.019 | 31.843 | 34.51 | 37.268 | 40.127 | 43.087 | 46.149 | 49.311 | 52.564
Hydrogen Evolution | Gen_BB012 | MW | SSEN (SHEPD) | Inverness | 0 | 0 | 0 | 0.182 | 0.376 | 0.589 | 0.833 | 1.125 | 1.338 | 1.769 | 2.26 | 2.754 | 3.356 | 3.851 | 4.308 | 4.655 | 5.003 | 5.39 | 5.973 | 6.631 | 7.307 | 8.021 | 8.693 | 9.383 | 10.112 | 10.858 | 11.621 | 12.423 | 13.242
Hydrogen Evolution | Gen_BB012 | MW | SSEN (SHEPD) | Keith | 0 | 0 | 0 | 1.523 | 3.171 | 4.934 | 7.021 | 9.466 | 11.234 | 14.904 | 19.03 | 23.168 | 28.214 | 32.35 | 36.193 | 39.088 | 42.052 | 45.314 | 50.233 | 55.711 | 61.439 | 67.416 | 73.062 | 78.915 | 84.973 | 91.238 | 97.72 | 104.406 | 111.297
Hydrogen Evolution | Gen_BB012 | MW | SSEN (SHEPD) | Killin | 0 | 0 | 0 | 0.419 | 0.871 | 1.353 | 1.924 | 2.594 | 3.077 | 4.074 | 5.211 | 6.333 | 7.723 | 8.85 | 9.907 | 10.699 | 11.51 | 12.4 | 13.745 | 15.24 | 16.815 | 18.448 | 19.99 | 21.591 | 23.25 | 24.966 | 26.742 | 28.564 | 30.454
Hydrogen Evolution | Gen_BB012 | MW | SSEN (SHEPD) | Kinlochleven | 0 | 0 | 0 | 0 | 0 | 0 | 0 | 0 | 0 | 0 | 0 | 0 | 0 | 0 | 0 | 0 | 0 | 0 | 0 | 0 | 0 | 0 | 0 | 0 | 0 | 0 | 0 | 0 | 0
Hydrogen Evolution | Gen_BB012 | MW | SSEN (SHEPD) | Kintore | 0 | 3.949 | 4.575 | 5.717 | 6.919 | 8.201 | 9.722 | 11.502 | 12.806 | 15.459 | 18.443 | 21.43 | 25.067 | 28.05 | 30.814 | 32.891 | 35.018 | 37.364 | 40.935 | 44.927 | 49.095 | 53.44 | 57.54 | 61.795 | 66.186 | 70.731 | 75.423 | 80.258 | 85.249
Hydrogen Evolution | Gen_BB012 | MW | SSEN (SHEPD) | Lairg | 0 | 0 | 0 | 0.41 | 0.843 | 1.316 | 1.869 | 2.52 | 2.993 | 3.971 | 5.07 | 6.172 | 7.514 | 8.62 | 9.649 | 10.421 | 11.203 | 12.074 | 13.387 | 14.848 | 16.368 | 17.967 | 19.464 | 21.028 | 22.64 | 24.31 | 26.038 | 27.822 | 29.654
Hydrogen Evolution | Gen_BB012 | MW | SSEN (SHEPD) | Lunanhead | 0 | 20.314 | 23.536 | 23.817 | 23.972 | 24.116 | 24.291 | 24.473 | 24.657 | 24.886 | 25.111 | 25.314 | 25.535 | 25.689 | 25.826 | 25.908 | 25.99 | 26.086 | 26.397 | 26.866 | 27.314 | 27.753 | 28.157 | 28.559 | 28.951 | 29.343 | 29.726 | 30.099 | 30.476
Hydrogen Evolution | Gen_BB012 | MW | SSEN (SHEPD) | Lyndhurst | 0 | 0 | 0 | 0 | 0 | 0 | 0 | 0 | 0 | 0 | 0 | 0 | 0 | 0 | 0 | 0 | 0 | 0 | 0 | 0 | 0 | 0 | 0 | 0 | 0 | 0 | 0 | 0 | 0
Hydrogen Evolution | Gen_BB012 | MW | SSEN (SHEPD) | Macduff | 0 | 0 | 0 | 1.213 | 2.529 | 3.93 | 5.596 | 7.541 | 8.961 | 11.874 | 15.171 | 18.458 | 22.483 | 25.785 | 28.851 | 31.157 | 33.513 | 36.117 | 40.036 | 44.398 | 48.966 | 53.74 | 58.229 | 62.9 | 67.725 | 72.722 | 77.892 | 83.213 | 88.706
Hydrogen Evolution | Gen_BB012 | MW | SSEN (SHEPD) | Milton of Craigie | 0 | 0 | 0 | 0.483 | 26.008 | 26.565 | 27.22 | 27.994 | 28.555 | 29.714 | 31.025 | 32.33 | 33.925 | 35.236 | 36.449 | 37.365 | 38.302 | 39.338 | 40.9 | 42.63 | 44.442 | 46.336 | 48.121 | 49.968 | 51.885 | 53.874 | 55.924 | 58.033 | 60.224
Hydrogen Evolution | Gen_BB012 | MW | SSEN (SHEPD) | Mybster | 0 | 0 | 0 | 0.985 | 2.053 | 3.185 | 4.533 | 6.118 | 7.259 | 9.635 | 12.296 | 14.964 | 18.231 | 20.911 | 23.385 | 25.257 | 27.169 | 29.279 | 32.458 | 36.004 | 39.697 | 43.564 | 47.215 | 50.99 | 54.907 | 58.957 | 63.15 | 67.464 | 71.921
Hydrogen Evolution | Gen_BB012 | MW | SSEN (SHEPD) | Nairn | 0 | 0 | 0 | 0 | 0 | 0 | 0 | 0 | 0 | 0 | 0 | 0 | 0 | 0 | 0 | 0 | 0 | 0 | 0 | 0 | 0 | 0 | 0 | 0 | 0 | 0 | 0 | 0 | 0
Hydrogen Evolution | Gen_BB012 | MW | SSEN (SHEPD) | Orrin | 0 | 0 | 0 | 0 | 0 | 0 | 0 | 0 | 0 | 0 | 0 | 0 | 0 | 0 | 0 | 0 | 0 | 0 | 0 | 0 | 0 | 0 | 0 | 0 | 0 | 0 | 0 | 0 | 0
Hydrogen Evolution | Gen_BB012 | MW | SSEN (SHEPD) | Persley | 0 | 0 | 0 | 0.465 | 0.962 | 1.5 | 2.128 | 2.873 | 3.405 | 4.516 | 5.769 | 7.026 | 8.562 | 9.815 | 10.98 | 11.858 | 12.756 | 13.743 | 15.243 | 16.895 | 18.639 | 20.453 | 22.159 | 23.934 | 25.78 | 27.676 | 29.642 | 31.678 | 33.762
Hydrogen Evolution | Gen_BB012 | MW | SSEN (SHEPD) | Peterhead Grange | 0 | 0 | 0 | 35 | 35 | 35 | 35 | 35 | 35 | 35 | 35 | 35 | 35 | 35 | 35 | 35 | 35 | 35 | 35 | 35 | 35 | 35 | 35 | 35 | 35 | 35 | 35 | 35 | 35
Hydrogen Evolution | Gen_BB012 | MW | SSEN (SHEPD) | Peterhead Shell | 0 | 0 | 0 | 0 | 0 | 0 | 0 | 0 | 0 | 0 | 0 | 0 | 0 | 0 | 0 | 0 | 0 | 0 | 0 | 0 | 0 | 0 | 0 | 0 | 0 | 0 | 0 | 0 | 0
Hydrogen Evolution | Gen_BB012 | MW | SSEN (SHEPD) | Port Ann | 0 | 0 | 0 | 1.131 | 2.355 | 3.663 | 5.217 | 7.039 | 8.353 | 11.084 | 14.149 | 17.224 | 20.977 | 24.055 | 26.908 | 29.069 | 31.261 | 33.691 | 37.349 | 41.42 | 45.675 | 50.131 | 54.318 | 58.674 | 63.18 | 67.845 | 72.659 | 77.632 | 82.752
Hydrogen Evolution | Gen_BB012 | MW | SSEN (SHEPD) | Quoich | 0 | 0 | 0 | 0.128 | 0.257 | 0.405 | 0.574 | 0.781 | 0.926 | 1.223 | 1.561 | 1.899 | 2.317 | 2.657 | 2.967 | 3.209 | 3.45 | 3.721 | 4.127 | 4.574 | 5.046 | 5.534 | 5.998 | 6.477 | 6.972 | 7.492 | 8.017 | 8.568 | 9.134
Hydrogen Evolution | Gen_BB012 | MW | SSEN (SHEPD) | Rannoch | 0 | 0 | 0 | 0.556 | 1.145 | 1.786 | 2.535 | 3.422 | 4.06 | 5.391 | 6.885 | 8.375 | 10.202 | 11.698 | 13.085 | 14.137 | 15.209 | 16.39 | 18.162 | 20.147 | 22.218 | 24.384 | 26.424 | 28.539 | 30.728 | 33 | 35.337 | 37.757 | 40.25
Hydrogen Evolution | Gen_BB012 | MW | SSEN (SHEPD) | Redmoss | 0 | 0 | 0 | 0.419 | 0.871 | 1.353 | 1.915 | 2.585 | 3.068 | 4.074 | 5.202 | 6.333 | 7.714 | 8.84 | 9.898 | 10.689 | 11.5 | 12.391 | 13.735 | 15.23 | 16.795 | 18.428 | 19.97 | 21.571 | 23.229 | 24.946 | 26.71 | 28.543 | 30.422
Hydrogen Evolution | Gen_BB012 | MW | SSEN (SHEPD) | Shin | 0 | 0 | 0 | 0 | 0 | 0 | 0 | 0 | 0 | 0 | 0 | 0 | 0 | 0 | 0 | 0 | 0 | 0 | 0 | 0 | 0 | 0 | 0 | 0 | 0 | 0 | 0 | 0 | 0
Hydrogen Evolution | Gen_BB012 | MW | SSEN (SHEPD) | Sloy | 0 | 0 | 0 | 0.073 | 0.147 | 0.23 | 0.333 | 0.446 | 0.533 | 0.706 | 0.908 | 1.101 | 1.344 | 1.539 | 1.723 | 1.858 | 2.003 | 2.158 | 2.387 | 2.654 | 2.925 | 3.208 | 3.475 | 3.755 | 4.038 | 4.345 | 4.644 | 4.967 | 5.293
Hydrogen Evolution | Gen_BB012 | MW | SSEN (SHEPD) | St Fergus Gas Terminal | 0 | 0 | 0 | 0.675 | 1.393 | 2.172 | 3.09 | 4.166 | 4.948 | 6.558 | 8.38 | 10.198 | 12.414 | 14.24 | 15.928 | 17.202 | 18.506 | 19.948 | 22.115 | 24.525 | 27.046 | 29.678 | 32.159 | 34.73 | 37.4 | 40.159 | 43.018 | 45.954 | 48.99
Hydrogen Evolution | Gen_BB012 | MW | SSEN (SHEPD) | Strichen | 0 | 10.324 | 36.958 | 37.957 | 38.956 | 40.022 | 41.28 | 42.751 | 43.839 | 46.01 | 48.447 | 50.865 | 95.915 | 98.313 | 100.536 | 102.203 | 103.91 | 105.787 | 108.711 | 112.017 | 115.462 | 119.046 | 122.421 | 125.907 | 129.505 | 133.226 | 137.059 | 141.004 | 145.061
Hydrogen Evolution | Gen_BB012 | MW | SSEN (SHEPD) | Tarland | 0 | 10.874 | 12.598 | 12.884 | 13.122 | 13.365 | 13.644 | 13.966 | 14.228 | 14.687 | 15.19 | 15.676 | 16.257 | 16.725 | 17.154 | 17.461 | 17.777 | 18.126 | 18.752 | 19.501 | 20.265 | 21.055 | 21.794 | 22.543 | 23.312 | 24.091 | 24.892 | 25.715 | 26.549
Hydrogen Evolution | Gen_BB012 | MW | SSEN (SHEPD) | Taynuilt | 0 | 0 | 0 | 0.857 | 1.778 | 2.771 | 3.941 | 5.309 | 6.305 | 8.364 | 10.678 | 12.999 | 15.828 | 18.158 | 20.313 | 21.934 | 23.594 | 25.424 | 28.186 | 31.264 | 34.472 | 37.829 | 40.994 | 44.287 | 47.687 | 51.204 | 54.839 | 58.589 | 62.456
Hydrogen Evolution | Gen_BB012 | MW | SSEN (SHEPD) | Thurso | 0 | 0 | 0 | 1.906 | 3.959 | 6.167 | 8.769 | 11.828 | 14.05 | 18.63 | 23.787 | 28.95 | 35.26 | 40.436 | 45.239 | 48.857 | 52.556 | 56.631 | 62.779 | 69.628 | 76.786 | 84.26 | 91.31 | 98.623 | 106.199 | 114.037 | 122.129 | 130.491 | 139.105
Hydrogen Evolution | Gen_BB012 | MW | SSEN (SHEPD) | Tummel Bridge | 0 | 0 | 0 | 0.201 | 0.403 | 0.635 | 0.897 | 1.218 | 1.441 | 1.919 | 2.45 | 2.972 | 3.623 | 4.157 | 4.652 | 5.019 | 5.405 | 5.821 | 6.457 | 7.16 | 7.892 | 8.663 | 9.382 | 10.141 | 10.917 | 11.723 | 12.556 | 13.419 | 14.299
Hydrogen Evolution | Gen_BB012 | MW | SSEN (SHEPD) | Willowdale | 0 | 0 | 0 | 0 | 0 | 0 | 0 | 0 | 0 | 0 | 0 | 0 | 0 | 0 | 0 | 0 | 0 | 0 | 0 | 0 | 0 | 0 | 0 | 0 | 0 | 0 | 0 | 0 | 0
Hydrogen Evolution | Gen_BB012 | MW | SSEN (SHEPD) | Woodhill | 0 | 0 | 0 | 0 | 0 | 0 | 0 | 0 | 0 | 0 | 0 | 0 | 0 | 0 | 0 | 0 | 0 | 0 | 0 | 0 | 0 | 0 | 0 | 0 | 0 | 0 | 0 | 0 | 0
Hydrogen Evolution | Gen_BB012 | MW | SSEN South | Acton Lane 66kV | 0 | 0 | 0 | 0.228 | 0.458 | 0.69 | 0.99 | 1.348 | 1.843 | 2.409 | 3.017 | 3.551 | 4.234 | 4.645 | 4.949 | 5.048 | 5.137 | 5.275 | 5.654 | 6.073 | 6.484 | 6.898 | 7.234 | 7.562 | 7.891 | 8.221 | 8.553 | 8.886 | 9.209
Hydrogen Evolution | Gen_BB012 | MW | SSEN South | Botley Wood | 0 | 40.096 | 42.244 | 48.39 | 54.331 | 60.28 | 67.776 | 76.842 | 89.453 | 103.714 | 118.992 | 132.418 | 149.298 | 159.583 | 167.258 | 169.665 | 172.052 | 175.445 | 185.178 | 196.035 | 206.88 | 217.689 | 226.39 | 235.066 | 243.693 | 252.291 | 260.86 | 269.37 | 277.847
Hydrogen Evolution | Gen_BB012 | MW | SSEN South | Bramley | 0 | 93.698 | 98.711 | 102.27 | 105.318 | 108.318 | 112.057 | 116.509 | 122.614 | 129.438 | 136.66 | 142.958 | 150.814 | 155.579 | 159.122 | 160.24 | 161.347 | 162.921 | 167.914 | 173.88 | 179.765 | 185.555 | 190.361 | 195.107 | 199.796 | 204.421 | 209.005 | 213.535 | 218.005
Hydrogen Evolution | Gen_BB012 | MW | SSEN South | Chickerell | 0 | 29.538 | 31.117 | 40.749 | 50.253 | 59.765 | 71.791 | 86.364 | 106.684 | 129.692 | 154.394 | 176.115 | 203.456 | 220.117 | 232.571 | 236.461 | 240.324 | 245.839 | 261.373 | 278.533 | 295.702 | 312.847 | 326.596 | 340.299 | 353.971 | 367.599 | 381.181 | 394.714 | 408.191
Hydrogen Evolution | Gen_BB012 | MW | SSEN South | Cowley | 0 | 257.147 | 270.9 | 283.86 | 295.418 | 306.867 | 321.195 | 338.352 | 361.985 | 388.52 | 416.761 | 441.417 | 472.303 | 491.059 | 505.049 | 509.434 | 513.788 | 519.988 | 538.917 | 561.013 | 582.888 | 604.54 | 622.309 | 639.903 | 657.332 | 674.605 | 691.72 | 708.672 | 725.466
Hydrogen Evolution | Gen_BB012 | MW | SSEN South | Ealing | 0 | 0 | 0 | 0.228 | 0.458 | 0.69 | 0.99 | 1.348 | 1.843 | 2.409 | 3.017 | 3.551 | 4.234 | 4.645 | 4.949 | 5.048 | 5.137 | 5.275 | 5.654 | 6.073 | 6.484 | 6.898 | 7.234 | 7.562 | 7.891 | 8.221 | 8.553 | 8.886 | 9.209
Hydrogen Evolution | Gen_BB012 | MW | SSEN South | East Claydon (_H) | 0 | 0 | 0 | 0 | 0 | 0 | 0 | 0 | 0 | 0 | 0 | 0 | 0 | 0 | 0 | 0 | 0 | 0 | 0 | 0 | 0 | 0 | 0 | 0 | 0 | 0 | 0 | 0 | 0
Hydrogen Evolution | Gen_BB012 | MW | SSEN South | Fawley | 0 | 81.544 | 85.905 | 92.504 | 98.674 | 104.811 | 112.538 | 121.828 | 134.718 | 149.243 | 164.76 | 178.356 | 195.437 | 205.82 | 213.579 | 216.012 | 218.416 | 221.853 | 231.941 | 243.43 | 254.846 | 266.206 | 275.419 | 284.572 | 293.673 | 302.713 | 311.695 | 320.62 | 329.483
Hydrogen Evolution | Gen_BB012 | MW | SSEN South | Fleet | 0 | 62.285 | 65.618 | 68.834 | 71.715 | 74.565 | 78.136 | 82.412 | 88.312 | 94.935 | 101.977 | 108.139 | 115.849 | 120.533 | 124.03 | 125.127 | 126.214 | 127.753 | 132.47 | 137.964 | 143.409 | 148.789 | 153.206 | 157.584 | 161.921 | 166.221 | 170.474 | 174.698 | 178.875
Hydrogen Evolution | Gen_BB012 | MW | SSEN South | Iver 132kV | 0 | 0 | 0 | 0.283 | 0.568 | 0.847 | 1.212 | 1.646 | 2.254 | 2.945 | 3.689 | 4.349 | 5.168 | 5.667 | 6.05 | 6.168 | 6.277 | 6.445 | 6.911 | 7.414 | 7.921 | 8.432 | 8.835 | 9.24 | 9.647 | 10.055 | 10.455 | 10.856 | 11.258
Hydrogen Evolution | Gen_BB012 | MW | SSEN South | Iver 66kV | 0 | 0 | 0 | 0.283 | 0.568 | 0.847 | 1.212 | 1.646 | 2.254 | 2.945 | 3.689 | 4.349 | 5.168 | 5.667 | 6.05 | 6.168 | 6.277 | 6.445 | 6.911 | 7.414 | 7.921 | 8.432 | 8.835 | 9.24 | 9.647 | 10.055 | 10.455 | 10.856 | 11.258
Hydrogen Evolution | Gen_BB012 | MW | SSEN South | Laleham | 0 | 3.066 | 3.231 | 3.547 | 3.849 | 4.151 | 4.523 | 4.975 | 5.603 | 6.323 | 7.075 | 7.748 | 8.581 | 9.098 | 9.477 | 9.597 | 9.718 | 9.888 | 10.371 | 10.931 | 11.481 | 12.021 | 12.473 | 12.914 | 13.345 | 13.786 | 14.217 | 14.647 | 15.078
Hydrogen Evolution | Gen_BB012 | MW | SSEN South | Lovedean | 0 | 182.717 | 192.486 | 200.191 | 206.897 | 213.516 | 221.783 | 231.643 | 245.19 | 260.362 | 276.46 | 290.492 | 308.045 | 318.688 | 326.629 | 329.119 | 331.597 | 335.115 | 346.094 | 359.102 | 371.933 | 384.615 | 395.078 | 405.42 | 415.654 | 425.774 | 435.789 | 445.699 | 455.494
Hydrogen Evolution | Gen_BB012 | MW | SSEN South | Mannington | 0 | 338.123 | 356.21 | 369.206 | 380.346 | 391.328 | 405.011 | 421.312 | 443.637 | 468.627 | 495.093 | 518.146 | 546.932 | 564.39 | 577.388 | 581.48 | 585.539 | 591.301 | 609.555 | 631.356 | 652.833 | 674.021 | 691.572 | 708.912 | 726.028 | 742.95 | 759.693 | 776.231 | 792.575
Hydrogen Evolution | Gen_BB012 | MW | SSEN South | Melksham | 0 | 469.717 | 494.837 | 510.119 | 522.804 | 535.267 | 550.729 | 569.083 | 594.098 | 622.001 | 651.453 | 677.037 | 708.902 | 728.206 | 742.579 | 747.102 | 751.601 | 757.962 | 778.765 | 804.061 | 828.9 | 853.33 | 873.726 | 893.827 | 913.636 | 933.169 | 952.454 | 971.475 | 990.262
Hydrogen Evolution | Gen_BB012 | MW | SSEN South | Minety | 0 | 353.388 | 372.292 | 386.303 | 398.371 | 410.279 | 425.121 | 442.82 | 467.078 | 494.238 | 523.022 | 548.103 | 579.427 | 598.432 | 612.595 | 617.043 | 621.458 | 627.735 | 647.513 | 671.063 | 694.274 | 717.184 | 736.143 | 754.867 | 773.374 | 791.675 | 809.772 | 827.661 | 845.363
Hydrogen Evolution | Gen_BB012 | MW | SSEN South | North Hyde | 0 | 0 | 0 | 0.283 | 0.568 | 0.847 | 1.212 | 1.646 | 2.254 | 2.945 | 3.689 | 4.349 | 5.168 | 5.667 | 6.05 | 6.168 | 6.277 | 6.445 | 6.911 | 7.414 | 7.921 | 8.432 | 8.835 | 9.24 | 9.647 | 10.055 | 10.455 | 10.856 | 11.258
Hydrogen Evolution | Gen_BB012 | MW | SSEN South | Nursling | 0 | 88.559 | 93.296 | 99.972 | 106.179 | 112.35 | 120.105 | 129.444 | 142.369 | 156.949 | 172.506 | 186.132 | 203.246 | 213.647 | 221.419 | 223.847 | 226.265 | 229.708 | 239.857 | 251.451 | 262.965 | 274.407 | 283.717 | 292.952 | 302.132 | 311.247 | 320.301 | 329.294 | 338.211
Hydrogen Evolution | Gen_BB012 | MW | UKPN Eastern | Amersham Main | 0 | 9.954 | 10.487 | 10.878 | 11.216 | 11.542 | 11.961 | 12.451 | 13.124 | 13.878 | 14.679 | 15.373 | 16.247 | 16.773 | 17.173 | 17.298 | 17.413 | 17.589 | 18.143 | 18.795 | 19.442 | 20.082 | 20.609 | 21.131 | 21.649 | 22.153 | 22.665 | 23.162 | 23.657
Hydrogen Evolution | Gen_BB012 | MW | UKPN Eastern | Braintree | 0 | 16.094 | 16.948 | 19.668 | 22.295 | 24.935 | 28.259 | 32.275 | 37.865 | 44.193 | 50.979 | 56.932 | 64.427 | 68.992 | 72.406 | 73.473 | 74.531 | 76.042 | 80.352 | 85.152 | 89.942 | 94.728 | 98.575 | 102.409 | 106.219 | 110.025 | 113.817 | 117.581 | 121.327
Hydrogen Evolution | Gen_BB012 | MW | UKPN Eastern | Bramford | 0 | 218.9 | 230.605 | 235.259 | 238.695 | 242.022 | 246.083 | 250.816 | 257.144 | 264.097 | 271.324 | 277.532 | 285.17 | 289.769 | 293.183 | 294.265 | 295.343 | 296.859 | 302.501 | 309.855 | 316.998 | 323.946 | 329.899 | 335.725 | 341.422 | 346.998 | 352.475 | 357.826 | 363.085
Hydrogen Evolution | Gen_BB012 | MW | UKPN Eastern | Brimsdown | 0 | 5.022 | 5.288 | 7.887 | 10.465 | 13.043 | 16.308 | 20.261 | 25.78 | 32.037 | 38.759 | 44.665 | 52.118 | 56.654 | 60.038 | 61.098 | 62.149 | 63.651 | 67.864 | 72.498 | 77.133 | 81.774 | 85.484 | 89.188 | 92.885 | 96.563 | 100.242 | 103.897 | 107.551
Hydrogen Evolution | Gen_BB012 | MW | UKPN Eastern | Burwell Main | 0 | 236.13 | 248.754 | 279.246 | 308.531 | 337.767 | 374.661 | 419.183 | 481.119 | 551.095 | 626.03 | 691.821 | 774.559 | 824.914 | 862.54 | 874.308 | 885.981 | 902.642 | 950.555 | 1004.258 | 1057.81 | 1111.193 | 1154.241 | 1197.094 | 1239.762 | 1282.22 | 1324.483 | 1366.507 | 1408.312
Hydrogen Evolution | Gen_BB012 | MW | UKPN Eastern | Clacton | 0 | 0 | 0 | 2.261 | 4.536 | 6.821 | 9.713 | 13.213 | 18.119 | 23.673 | 29.642 | 34.904 | 41.525 | 45.558 | 48.58 | 49.518 | 50.457 | 51.797 | 55.511 | 59.579 | 63.659 | 67.747 | 70.995 | 74.249 | 77.495 | 80.735 | 83.976 | 87.195 | 90.414
Hydrogen Evolution | Gen_BB012 | MW | UKPN Eastern | Eaton Socon | 0 | 255.182 | 268.825 | 276.693 | 283.138 | 289.462 | 297.301 | 306.597 | 319.237 | 333.318 | 348.161 | 361.041 | 377.068 | 386.772 | 393.99 | 396.27 | 398.528 | 401.729 | 412.314 | 425.263 | 437.971 | 450.447 | 460.896 | 471.186 | 481.312 | 491.306 | 501.156 | 510.865 | 520.437
Hydrogen Evolution | Gen_BB012 | MW | UKPN Eastern | Elstree | 0 | 5.022 | 5.288 | 5.626 | 5.938 | 6.25 | 6.632 | 7.095 | 7.736 | 8.459 | 9.231 | 9.913 | 10.755 | 11.277 | 11.659 | 11.781 | 11.903 | 12.074 | 12.575 | 13.164 | 13.741 | 14.307 | 14.783 | 15.247 | 15.699 | 16.162 | 16.612 | 17.062 | 17.511
Hydrogen Evolution | Gen_BB012 | MW | UKPN Eastern | Loudwater | 0 | 0 | 0 | 0.283 | 0.568 | 0.847 | 1.212 | 1.646 | 2.254 | 2.945 | 3.689 | 4.349 | 5.168 | 5.667 | 6.05 | 6.168 | 6.277 | 6.445 | 6.911 | 7.414 | 7.921 | 8.432 | 8.835 | 9.24 | 9.647 | 10.055 | 10.455 | 10.856 | 11.258
Hydrogen Evolution | Gen_BB012 | MW | UKPN Eastern | Mill Hill | 0 | 0 | 0 | 0.283 | 0.568 | 0.847 | 1.212 | 1.646 | 2.254 | 2.945 | 3.689 | 4.349 | 5.168 | 5.667 | 6.05 | 6.168 | 6.277 | 6.445 | 6.911 | 7.414 | 7.921 | 8.432 | 8.835 | 9.24 | 9.647 | 10.055 | 10.455 | 10.856 | 11.258
Hydrogen Evolution | Gen_BB012 | MW | UKPN Eastern | Norwich Main | 0 | 238.258 | 251.001 | 271.368 | 290.469 | 309.491 | 333.433 | 362.267 | 402.254 | 447.344 | 495.537 | 537.782 | 590.841 | 623.117 | 647.219 | 654.761 | 662.245 | 672.915 | 704.183 | 739.682 | 774.996 | 810.117 | 838.588 | 866.895 | 895.035 | 922.988 | 950.783 | 978.381 | 1005.809
Hydrogen Evolution | Gen_BB012 | MW | UKPN Eastern | Pelham | 0 | 163.061 | 171.783 | 176.1 | 179.516 | 182.847 | 186.956 | 191.799 | 198.354 | 205.621 | 213.242 | 219.84 | 228.018 | 232.962 | 236.63 | 237.793 | 238.944 | 240.573 | 246.179 | 253.185 | 260.031 | 266.737 | 272.4 | 277.961 | 283.427 | 288.792 | 294.084 | 299.279 | 304.406
Hydrogen Evolution | Gen_BB012 | MW | UKPN Eastern | Rayleigh | 0 | 62.961 | 66.331 | 73.11 | 79.559 | 85.997 | 94.102 | 103.882 | 117.469 | 132.815 | 149.23 | 163.629 | 181.736 | 192.755 | 200.982 | 203.551 | 206.111 | 209.75 | 220.303 | 232.196 | 244.039 | 255.838 | 265.368 | 274.861 | 284.295 | 293.679 | 303.016 | 312.295 | 321.522
Hydrogen Evolution | Gen_BB012 | MW | UKPN Eastern | Rye House | 0 | 5.031 | 5.297 | 7.896 | 10.465 | 13.052 | 16.317 | 20.271 | 25.789 | 32.047 | 38.769 | 44.674 | 52.118 | 56.654 | 60.048 | 61.108 | 62.158 | 63.661 | 67.873 | 72.508 | 77.143 | 81.784 | 85.494 | 89.199 | 92.885 | 96.573 | 100.252 | 103.908 | 107.562
Hydrogen Evolution | Gen_BB012 | MW | UKPN Eastern | Sheringham Shoal | 0 | 0 | 0 | 0 | 0 | 0 | 0 | 0 | 0 | 0 | 0 | 0 | 0 | 0 | 0 | 0 | 0 | 0 | 0 | 0 | 0 | 0 | 0 | 0 | 0 | 0 | 0 | 0 | 0
Hydrogen Evolution | Gen_BB012 | MW | UKPN Eastern | Sundon | 0 | 125.715 | 132.436 | 138.88 | 144.648 | 150.355 | 157.503 | 166.07 | 177.868 | 191.122 | 205.221 | 217.542 | 232.967 | 242.337 | 249.323 | 251.518 | 253.693 | 256.791 | 266.235 | 277.24 | 288.138 | 298.921 | 307.771 | 316.539 | 325.216 | 333.817 | 342.356 | 350.793 | 359.169
Hydrogen Evolution | Gen_BB012 | MW | UKPN Eastern | Tilbury | 0 | 18.484 | 19.475 | 25.768 | 31.981 | 38.198 | 46.075 | 55.605 | 68.902 | 83.955 | 100.114 | 114.33 | 132.23 | 143.126 | 151.282 | 153.823 | 156.354 | 159.957 | 170.118 | 181.343 | 192.564 | 203.782 | 212.763 | 221.722 | 230.668 | 239.578 | 248.461 | 257.307 | 266.119
Hydrogen Evolution | Gen_BB012 | MW | UKPN Eastern | Tottenham | 0 | 0 | 0 | 0.319 | 0.632 | 0.957 | 1.36 | 1.85 | 2.535 | 3.312 | 4.152 | 4.89 | 5.816 | 6.384 | 6.806 | 6.934 | 7.063 | 7.25 | 7.771 | 8.345 | 8.913 | 9.485 | 9.94 | 10.396 | 10.855 | 11.306 | 11.758 | 12.211 | 12.666
Hydrogen Evolution | Gen_BB012 | MW | UKPN Eastern | Walpole (_A) | 0 | 199.118 | 209.768 | 217.023 | 223.171 | 229.237 | 236.777 | 245.748 | 258.023 | 271.747 | 286.268 | 298.905 | 314.671 | 324.231 | 331.358 | 333.592 | 335.823 | 338.97 | 349.061 | 361.168 | 373.093 | 384.836 | 394.592 | 404.223 | 413.732 | 423.117 | 432.395 | 441.558 | 450.618
Hydrogen Evolution | Gen_BB012 | MW | UKPN Eastern | Warley | 0 | 5.004 | 5.27 | 11.416 | 17.558 | 23.711 | 31.515 | 40.969 | 54.179 | 69.146 | 85.227 | 99.385 | 117.222 | 128.083 | 136.215 | 138.747 | 141.27 | 144.862 | 154.904 | 165.927 | 176.959 | 188.001 | 196.815 | 205.616 | 214.411 | 223.177 | 231.922 | 240.637 | 249.324
Hydrogen Evolution | Gen_BB012 | MW | UKPN Eastern | Watford South | 0 | 0 | 0 | 0.283 | 0.568 | 0.847 | 1.212 | 1.646 | 2.254 | 2.945 | 3.689 | 4.349 | 5.168 | 5.667 | 6.05 | 6.168 | 6.277 | 6.445 | 6.911 | 7.414 | 7.921 | 8.432 | 8.835 | 9.24 | 9.647 | 10.055 | 10.455 | 10.856 | 11.258
Hydrogen Evolution | Gen_BB012 | MW | UKPN Eastern | West Thurrock | 0 | 0 | 0 | 0.319 | 0.632 | 0.957 | 1.36 | 1.85 | 2.535 | 3.312 | 4.152 | 4.89 | 5.816 | 6.384 | 6.806 | 6.934 | 7.063 | 7.25 | 7.771 | 8.345 | 8.913 | 9.485 | 9.94 | 10.396 | 10.855 | 11.306 | 11.758 | 12.211 | 12.666
Hydrogen Evolution | Gen_BB012 | MW | UKPN Eastern | Wymondley | 0 | 37.923 | 39.952 | 42.91 | 45.653 | 48.397 | 51.838 | 55.977 | 61.709 | 68.177 | 75.088 | 81.135 | 88.732 | 93.353 | 96.806 | 97.887 | 98.959 | 100.487 | 104.99 | 110.118 | 115.213 | 120.284 | 124.401 | 128.492 | 132.557 | 136.586 | 140.601 | 144.577 | 148.538
Hydrogen Evolution | Gen_BB012 | MW | UKPN London | Acton Lane 22kV | 0 | 0 | 0 | 0.228 | 0.458 | 0.69 | 0.99 | 1.348 | 1.843 | 2.409 | 3.017 | 3.551 | 4.234 | 4.645 | 4.949 | 5.048 | 5.137 | 5.275 | 5.654 | 6.073 | 6.484 | 6.898 | 7.234 | 7.562 | 7.891 | 8.221 | 8.553 | 8.886 | 9.209
Hydrogen Evolution | Gen_BB012 | MW | UKPN London | Barking | 0 | 1.361 | 1.435 | 1.769 | 2.098 | 2.421 | 2.831 | 3.329 | 4.022 | 4.817 | 5.656 | 6.4 | 7.332 | 7.904 | 8.328 | 8.457 | 8.596 | 8.785 | 9.318 | 9.902 | 10.489 | 11.079 | 11.561 | 12.023 | 12.498 | 12.963 | 13.429 | 13.895 | 14.363
Hydrogen Evolution | Gen_BB012 | MW | UKPN London | Barking West | 0 | 0 | 0 | 0.319 | 0.632 | 0.957 | 1.36 | 1.85 | 2.535 | 3.312 | 4.152 | 4.89 | 5.816 | 6.384 | 6.806 | 6.934 | 7.063 | 7.25 | 7.771 | 8.345 | 8.913 | 9.485 | 9.94 | 10.396 | 10.855 | 11.306 | 11.758 | 12.211 | 12.666
Hydrogen Evolution | Gen_BB012 | MW | UKPN London | Beddington (_C) | 0 | 0 | 0 | 0.365 | 0.724 | 1.095 | 1.554 | 2.111 | 2.9 | 3.792 | 4.748 | 5.583 | 6.646 | 7.292 | 7.773 | 7.931 | 8.079 | 8.286 | 8.883 | 9.54 | 10.192 | 10.838 | 11.358 | 11.88 | 12.405 | 12.921 | 13.439 | 13.959 | 14.47
Hydrogen Evolution | Gen_BB012 | MW | UKPN London | Canal Bank | 0 | 0 | 0 | 0.228 | 0.458 | 0.69 | 0.99 | 1.348 | 1.843 | 2.409 | 3.017 | 3.551 | 4.234 | 4.645 | 4.949 | 5.048 | 5.137 | 5.275 | 5.654 | 6.073 | 6.484 | 6.898 | 7.234 | 7.562 | 7.891 | 8.221 | 8.553 | 8.886 | 9.209
Hydrogen Evolution | Gen_BB012 | MW | UKPN London | City Road | 0 | 0 | 0 | 0.228 | 0.458 | 0.69 | 0.99 | 1.348 | 1.843 | 2.409 | 3.017 | 3.551 | 4.234 | 4.645 | 4.949 | 5.048 | 5.137 | 5.275 | 5.654 | 6.073 | 6.484 | 6.898 | 7.234 | 7.562 | 7.891 | 8.221 | 8.553 | 8.886 | 9.209
Hydrogen Evolution | Gen_BB012 | MW | UKPN London | Greenford | 0 | 0 | 0 | 0.228 | 0.458 | 0.69 | 0.99 | 1.348 | 1.843 | 2.409 | 3.017 | 3.551 | 4.234 | 4.645 | 4.949 | 5.048 | 5.137 | 5.275 | 5.654 | 6.073 | 6.484 | 6.898 | 7.234 | 7.562 | 7.891 | 8.221 | 8.553 | 8.886 | 9.209
Hydrogen Evolution | Gen_BB012 | MW | UKPN London | Hackney 132kV | 0 | 0 | 0 | 0.319 | 0.632 | 0.957 | 1.36 | 1.85 | 2.535 | 3.312 | 4.152 | 4.89 | 5.816 | 6.384 | 6.806 | 6.934 | 7.063 | 7.25 | 7.771 | 8.345 | 8.913 | 9.485 | 9.94 | 10.396 | 10.855 | 11.306 | 11.758 | 12.211 | 12.666
Hydrogen Evolution | Gen_BB012 | MW | UKPN London | Hackney 66kV | 0 | 0 | 0 | 0.319 | 0.632 | 0.957 | 1.36 | 1.85 | 2.535 | 3.312 | 4.152 | 4.89 | 5.816 | 6.384 | 6.806 | 6.934 | 7.063 | 7.25 | 7.771 | 8.345 | 8.913 | 9.485 | 9.94 | 10.396 | 10.855 | 11.306 | 11.758 | 12.211 | 12.666
Hydrogen Evolution | Gen_BB012 | MW | UKPN London | Hurst | 0 | 0 | 0 | 0.365 | 0.724 | 1.095 | 1.554 | 2.111 | 2.9 | 3.792 | 4.748 | 5.583 | 6.646 | 7.292 | 7.773 | 7.931 | 8.079 | 8.286 | 8.883 | 9.54 | 10.192 | 10.838 | 11.358 | 11.88 | 12.405 | 12.921 | 13.439 | 13.959 | 14.47
Hydrogen Evolution | Gen_BB012 | MW | UKPN London | Islington | 0 | 0 | 0 | 0 | 0 | 0 | 0 | 0 | 0 | 0 | 0 | 0 | 0 | 0 | 0 | 0 | 0 | 0 | 0 | 0 | 0 | 0 | 0 | 0 | 0 | 0 | 0 | 0 | 0
Hydrogen Evolution | Gen_BB012 | MW | UKPN London | Littlebrook (_C) | 0 | 1.019 | 1.074 | 1.45 | 1.824 | 2.191 | 2.655 | 3.227 | 4.013 | 4.911 | 5.873 | 6.723 | 7.78 | 8.429 | 8.921 | 9.07 | 9.219 | 9.437 | 10.043 | 10.705 | 11.372 | 12.041 | 12.574 | 13.108 | 13.634 | 14.171 | 14.69 | 15.219 | 15.739
Hydrogen Evolution | Gen_BB012 | MW | UKPN London | Lodge Road | 0 | 0 | 0 | 0.228 | 0.458 | 0.69 | 0.99 | 1.348 | 1.843 | 2.409 | 3.017 | 3.551 | 4.234 | 4.645 | 4.949 | 5.048 | 5.137 | 5.275 | 5.654 | 6.073 | 6.484 | 6.898 | 7.234 | 7.562 | 7.891 | 8.221 | 8.553 | 8.886 | 9.209
Hydrogen Evolution | Gen_BB012 | MW | UKPN London | New Cross | 0 | 0 | 0 | 0.848 | 1.695 | 2.55 | 3.626 | 4.937 | 6.763 | 8.844 | 11.066 | 13.037 | 15.504 | 17.011 | 18.14 | 18.495 | 18.841 | 19.344 | 20.733 | 22.253 | 23.774 | 25.296 | 26.516 | 27.731 | 28.941 | 30.156 | 31.354 | 32.567 | 33.762
Hydrogen Evolution | Gen_BB012 | MW | UKPN London | Perivale | 0 | 0 | 0 | 0.228 | 0.458 | 0.69 | 0.99 | 1.348 | 1.843 | 2.409 | 3.017 | 3.551 | 4.234 | 4.645 | 4.949 | 5.048 | 5.137 | 5.275 | 5.654 | 6.073 | 6.484 | 6.898 | 7.234 | 7.562 | 7.891 | 8.221 | 8.553 | 8.886 | 9.209
Hydrogen Evolution | Gen_BB012 | MW | UKPN London | Redbridge | 0 | 0 | 0 | 0.319 | 0.632 | 0.957 | 1.36 | 1.85 | 2.535 | 3.312 | 4.152 | 4.89 | 5.816 | 6.384 | 6.806 | 6.934 | 7.063 | 7.25 | 7.771 | 8.345 | 8.913 | 9.485 | 9.94 | 10.396 | 10.855 | 11.306 | 11.758 | 12.211 | 12.666
Hydrogen Evolution | Gen_BB012 | MW | UKPN London | St John's Wood | 0 | 0 | 0 | 0.228 | 0.458 | 0.69 | 0.99 | 1.348 | 1.843 | 2.409 | 3.017 | 3.551 | 4.234 | 4.645 | 4.949 | 5.048 | 5.137 | 5.275 | 5.654 | 6.073 | 6.484 | 6.898 | 7.234 | 7.562 | 7.891 | 8.221 | 8.553 | 8.886 | 9.209
Hydrogen Evolution | Gen_BB012 | MW | UKPN London | West Ham | 0 | 0 | 0 | 0.319 | 0.632 | 0.957 | 1.36 | 1.85 | 2.535 | 3.312 | 4.152 | 4.89 | 5.816 | 6.384 | 6.806 | 6.934 | 7.063 | 7.25 | 7.771 | 8.345 | 8.913 | 9.485 | 9.94 | 10.396 | 10.855 | 11.306 | 11.758 | 12.211 | 12.666
Hydrogen Evolution | Gen_BB012 | MW | UKPN London | Willesden 132kV | 0 | 0 | 0 | 0.228 | 0.458 | 0.69 | 0.99 | 1.348 | 1.843 | 2.409 | 3.017 | 3.551 | 4.234 | 4.645 | 4.949 | 5.048 | 5.137 | 5.275 | 5.654 | 6.073 | 6.484 | 6.898 | 7.234 | 7.562 | 7.891 | 8.221 | 8.553 | 8.886 | 9.209
Hydrogen Evolution | Gen_BB012 | MW | UKPN London | Willesden 66kV | 0 | 0 | 0 | 0.228 | 0.458 | 0.69 | 0.99 | 1.348 | 1.843 | 2.409 | 3.017 | 3.551 | 4.234 | 4.645 | 4.949 | 5.048 | 5.137 | 5.275 | 5.654 | 6.073 | 6.484 | 6.898 | 7.234 | 7.562 | 7.891 | 8.221 | 8.553 | 8.886 | 9.209
Hydrogen Evolution | Gen_BB012 | MW | UKPN London | Wimbledon North | 0 | 0 | 0 | 0.848 | 1.695 | 2.55 | 3.626 | 4.937 | 6.763 | 8.844 | 11.066 | 13.037 | 15.504 | 17.011 | 18.14 | 18.495 | 18.841 | 19.344 | 20.733 | 22.253 | 23.774 | 25.296 | 26.516 | 27.731 | 28.941 | 30.156 | 31.354 | 32.567 | 33.762
Hydrogen Evolution | Gen_BB012 | MW | UKPN London | Wimbledon South | 0 | 0 | 0 | 0.848 | 1.695 | 2.55 | 3.626 | 4.937 | 6.763 | 8.844 | 11.066 | 13.037 | 15.504 | 17.011 | 18.14 | 18.495 | 18.841 | 19.344 | 20.733 | 22.253 | 23.774 | 25.296 | 26.516 | 27.731 | 28.941 | 30.156 | 31.354 | 32.567 | 33.762
Hydrogen Evolution | Gen_BB012 | MW | UKPN South East | Beddington (_J) | 0 | 0 | 0 | 0.365 | 0.724 | 1.095 | 1.554 | 2.111 | 2.9 | 3.792 | 4.748 | 5.583 | 6.646 | 7.292 | 7.773 | 7.931 | 8.079 | 8.286 | 8.883 | 9.54 | 10.192 | 10.838 | 11.358 | 11.88 | 12.405 | 12.921 | 13.439 | 13.959 | 14.47
Hydrogen Evolution | Gen_BB012 | MW | UKPN South East | Bolney | 0 | 42.729 | 45.006 | 46.749 | 48.247 | 49.722 | 51.57 | 53.782 | 56.798 | 60.188 | 63.776 | 66.902 | 70.816 | 73.188 | 74.952 | 75.513 | 76.064 | 76.847 | 79.308 | 82.224 | 85.104 | 87.95 | 90.307 | 92.626 | 94.92 | 97.198 | 99.443 | 101.662 | 103.859
Hydrogen Evolution | Gen_BB012 | MW | UKPN South East | Canterbury | 0 | 98.675 | 103.945 | 108.069 | 111.65 | 115.194 | 119.605 | 124.869 | 132.099 | 140.201 | 148.794 | 156.289 | 165.65 | 171.338 | 175.567 | 176.905 | 178.223 | 180.097 | 185.97 | 192.92 | 199.782 | 206.56 | 212.155 | 217.691 | 223.16 | 228.564 | 233.918 | 239.218 | 244.458
Hydrogen Evolution | Gen_BB012 | MW | UKPN South East | Chessington | 0 | 7.745 | 8.158 | 8.608 | 9.017 | 9.416 | 9.916 | 10.526 | 11.356 | 12.297 | 13.298 | 14.176 | 15.265 | 15.932 | 16.436 | 16.589 | 16.742 | 16.965 | 17.63 | 18.394 | 19.154 | 19.912 | 20.527 | 21.141 | 21.742 | 22.351 | 22.948 | 23.533 | 24.116
Hydrogen Evolution | Gen_BB012 | MW | UKPN South East | Kemsley | 0 | 56.659 | 59.689 | 66.399 | 72.814 | 79.223 | 87.294 | 97.039 | 110.584 | 125.89 | 142.268 | 156.64 | 174.718 | 185.721 | 193.937 | 196.512 | 199.058 | 202.701 | 213.199 | 224.987 | 236.752 | 248.459 | 257.921 | 267.33 | 276.693 | 286.01 | 295.282 | 304.5 | 313.679
Hydrogen Evolution | Gen_BB012 | MW | UKPN South East | Kingsnorth | 0 | 5.031 | 5.297 | 8.398 | 11.482 | 14.571 | 18.482 | 23.227 | 29.849 | 37.353 | 45.408 | 52.498 | 61.424 | 66.861 | 70.931 | 72.199 | 73.457 | 75.265 | 80.304 | 85.858 | 91.409 | 96.953 | 101.401 | 105.827 | 110.247 | 114.662 | 119.061 | 123.448 | 127.815
Hydrogen Evolution | Gen_BB012 | MW | UKPN South East | Littlebrook (_J) | 0 | 0 | 0 | 0.365 | 0.724 | 1.095 | 1.554 | 2.111 | 2.9 | 3.792 | 4.748 | 5.583 | 6.646 | 7.292 | 7.773 | 7.931 | 8.079 | 8.286 | 8.883 | 9.54 | 10.192 | 10.838 | 11.358 | 11.88 | 12.405 | 12.921 | 13.439 | 13.959 | 14.47
Hydrogen Evolution | Gen_BB012 | MW | UKPN South East | Ninfield | 0 | 81.238 | 85.589 | 87.745 | 89.446 | 91.115 | 93.168 | 95.588 | 98.863 | 102.491 | 106.299 | 109.602 | 113.685 | 116.156 | 117.989 | 118.576 | 119.151 | 119.965 | 122.765 | 126.26 | 129.678 | 133.028 | 135.86 | 138.633 | 141.367 | 144.047 | 146.685 | 149.279 | 151.846
Hydrogen Evolution | Gen_BB012 | MW | UKPN South East | Northfleet East | 0 | 54.288 | 57.189 | 60.828 | 64.173 | 67.505 | 71.68 | 76.694 | 83.635 | 91.454 | 99.792 | 107.095 | 116.25 | 121.814 | 125.973 | 127.272 | 128.572 | 130.409 | 135.882 | 142.175 | 148.416 | 154.614 | 159.661 | 164.665 | 169.647 | 174.578 | 179.479 | 184.346 | 189.172
Hydrogen Evolution | Gen_BB012 | MW | UKPN South East | Richborough | 0 | 60.247 | 63.47 | 67.174 | 70.551 | 73.903 | 78.109 | 83.165 | 90.145 | 97.993 | 106.375 | 113.694 | 122.886 | 128.465 | 132.635 | 133.939 | 135.232 | 137.075 | 142.609 | 148.983 | 155.307 | 161.582 | 166.702 | 171.787 | 176.826 | 181.83 | 186.792 | 191.707 | 196.588
Hydrogen Evolution | Gen_BB012 | MW | UKPN South East | Sellindge | 0 | 61.086 | 64.345 | 71.104 | 77.543 | 83.972 | 92.067 | 101.836 | 115.411 | 130.745 | 147.149 | 161.54 | 179.638 | 190.653 | 198.876 | 201.454 | 204.003 | 207.65 | 218.186 | 230.041 | 241.868 | 253.633 | 263.149 | 272.61 | 282.022 | 291.387 | 300.704 | 309.976 | 319.185
Hydrogen Evolution | Gen_BB012 | MW | UKPN South East | West Weybridge | 0 | 3.3 | 3.474 | 3.875 | 4.261 | 4.639 | 5.115 | 5.7 | 6.501 | 7.414 | 8.389 | 9.239 | 10.317 | 10.971 | 11.458 | 11.618 | 11.768 | 11.988 | 12.604 | 13.311 | 14.009 | 14.708 | 15.269 | 15.83 | 16.381 | 16.933 | 17.485 | 18.036 | 18.578
Hydrogen Evolution | Gen_BB013 | MW | Electricity North West | Bredbury | 0 | 23.577 | 25.94 | 28.303 | 30.666 | 33.03 | 35.394 | 37.757 | 40.121 | 42.485 | 44.847 | 47.211 | 49.575 | 51.938 | 54.301 | 56.665 | 59.028 | 61.392 | 63.755 | 66.118 | 68.482 | 70.846 | 73.208 | 75.572 | 77.936 | 80.3 | 82.662 | 85.026 | 87.39
Hydrogen Evolution | Gen_BB013 | MW | Electricity North West | Harker | 0 | 41.146 | 45.27 | 49.396 | 53.52 | 57.645 | 61.77 | 65.895 | 70.019 | 74.145 | 78.269 | 82.394 | 86.518 | 90.643 | 94.767 | 98.892 | 103.017 | 107.141 | 111.267 | 115.391 | 119.516 | 123.64 | 127.765 | 131.889 | 136.014 | 140.14 | 144.264 | 148.389 | 152.513
Hydrogen Evolution | Gen_BB013 | MW | Electricity North West | Heysham (NGET) | 0 | 11.948 | 13.146 | 14.343 | 15.542 | 16.739 | 17.937 | 19.134 | 20.332 | 21.53 | 22.728 | 23.926 | 25.124 | 26.32 | 27.518 | 28.716 | 29.914 | 31.112 | 32.31 | 33.508 | 34.704 | 35.902 | 37.1 | 38.298 | 39.496 | 40.694 | 41.892 | 43.088 | 44.286
Hydrogen Evolution | Gen_BB013 | MW | Electricity North West | Hutton | 0 | 23.231 | 25.56 | 27.888 | 30.217 | 32.546 | 34.875 | 37.204 | 39.533 | 41.862 | 44.189 | 46.518 | 48.847 | 51.176 | 53.505 | 55.833 | 58.162 | 60.491 | 62.82 | 65.149 | 67.477 | 69.806 | 72.135 | 74.464 | 76.793 | 79.121 | 81.45 | 83.779 | 86.108
Hydrogen Evolution | Gen_BB013 | MW | Electricity North West | Kearsley 132kV | 0 | 49.914 | 54.917 | 59.92 | 64.924 | 69.928 | 74.93 | 79.934 | 84.938 | 89.942 | 94.945 | 99.949 | 104.952 | 109.956 | 114.959 | 119.962 | 124.966 | 129.969 | 134.973 | 139.976 | 144.98 | 149.983 | 154.987 | 159.99 | 164.994 | 169.997 | 175 | 180.004 | 185.008
Hydrogen Evolution | Gen_BB013 | MW | Electricity North West | Kearsley 33kV | 0 | 0 | 0 | 0 | 0 | 0 | 0 | 0 | 0 | 0 | 0 | 0 | 0 | 0 | 0 | 0 | 0 | 0 | 0 | 0 | 0 | 0 | 0 | 0 | 0 | 0 | 0 | 0 | 0
Hydrogen Evolution | Gen_BB013 | MW | Electricity North West | Kirkby (_G) | 0 | 15.359 | 16.9 | 18.439 | 19.979 | 21.519 | 23.058 | 24.598 | 26.137 | 27.676 | 29.216 | 30.756 | 32.296 | 33.835 | 35.375 | 36.915 | 38.454 | 39.994 | 41.534 | 43.073 | 44.613 | 46.153 | 47.693 | 49.232 | 50.772 | 52.312 | 53.851 | 55.391 | 56.931
Hydrogen Evolution | Gen_BB013 | MW | Electricity North West | Macclesfield | 0 | 7.297 | 8.029 | 8.76 | 9.491 | 10.224 | 10.955 | 11.687 | 12.418 | 13.15 | 13.881 | 14.613 | 15.344 | 16.075 | 16.807 | 17.539 | 18.27 | 19.002 | 19.733 | 20.464 | 21.197 | 21.928 | 22.659 | 23.391 | 24.122 | 24.854 | 25.586 | 26.317 | 27.048
Hydrogen Evolution | Gen_BB013 | MW | Electricity North West | Ormonde | 0 | 0 | 0 | 0 | 0 | 0 | 0 | 0 | 0 | 0 | 0 | 0 | 0 | 0 | 0 | 0 | 0 | 0 | 0 | 0 | 0 | 0 | 0 | 0 | 0 | 0 | 0 | 0 | 0
Hydrogen Evolution | Gen_BB013 | MW | Electricity North West | Padiham | 0 | 24.295 | 26.73 | 29.165 | 31.601 | 34.036 | 36.471 | 38.906 | 41.342 | 43.777 | 46.213 | 48.648 | 51.083 | 53.518 | 55.954 | 58.389 | 60.824 | 63.259 | 65.695 | 68.13 | 70.565 | 73.002 | 75.437 | 77.872 | 80.308 | 82.743 | 85.178 | 87.613 | 90.049
Hydrogen Evolution | Gen_BB013 | MW | Electricity North West | Penwortham East | 0 | 32.547 | 35.81 | 39.072 | 42.335 | 45.598 | 48.861 | 52.123 | 55.386 | 58.649 | 61.912 | 65.174 | 68.436 | 71.699 | 74.962 | 78.224 | 81.487 | 84.75 | 88.013 | 91.275 | 94.538 | 97.801 | 101.063 | 104.325 | 107.588 | 110.851 | 114.114 | 117.377 | 120.639
Hydrogen Evolution | Gen_BB013 | MW | Electricity North West | Penwortham West | 0 | 28.774 | 31.658 | 34.543 | 37.427 | 40.311 | 43.196 | 46.08 | 48.964 | 51.849 | 54.733 | 57.618 | 60.502 | 63.387 | 66.272 | 69.155 | 72.04 | 74.924 | 77.809 | 80.693 | 83.578 | 86.462 | 89.346 | 92.23 | 95.115 | 97.999 | 100.884 | 103.769 | 106.653
Hydrogen Evolution | Gen_BB013 | MW | Electricity North West | Robin Rigg | 0 | 0 | 0 | 0 | 0 | 0 | 0 | 0 | 0 | 0 | 0 | 0 | 0 | 0 | 0 | 0 | 0 | 0 | 0 | 0 | 0 | 0 | 0 | 0 | 0 | 0 | 0 | 0 | 0
Hydrogen Evolution | Gen_BB013 | MW | Electricity North West | Rochdale | 0 | 24.428 | 26.876 | 29.325 | 31.774 | 34.223 | 36.672 | 39.12 | 41.57 | 44.018 | 46.467 | 48.916 | 51.365 | 53.813 | 56.263 | 58.711 | 61.159 | 63.608 | 66.057 | 68.506 | 70.954 | 73.404 | 75.852 | 78.301 | 80.75 | 83.199 | 85.647 | 88.096 | 90.545
Hydrogen Evolution | Gen_BB013 | MW | Electricity North West | South Manchester | 0 | 21.985 | 24.189 | 26.393 | 28.597 | 30.801 | 33.005 | 35.208 | 37.412 | 39.616 | 41.82 | 44.024 | 46.228 | 48.432 | 50.636 | 52.839 | 55.044 | 57.247 | 59.452 | 61.655 | 63.86 | 66.063 | 68.266 | 70.471 | 72.674 | 74.879 | 77.082 | 79.287 | 81.49
Hydrogen Evolution | Gen_BB013 | MW | Electricity North West | Stalybridge | 0 | 30.774 | 33.86 | 36.946 | 40.031 | 43.115 | 46.2 | 49.286 | 52.37 | 55.456 | 58.54 | 61.625 | 64.711 | 67.795 | 70.881 | 73.965 | 77.05 | 80.136 | 83.22 | 86.306 | 89.39 | 92.475 | 95.561 | 98.645 | 101.731 | 104.816 | 107.9 | 110.986 | 114.07
Hydrogen Evolution | Gen_BB013 | MW | Electricity North West | Stanah | 0 | 15.888 | 17.48 | 19.073 | 20.666 | 22.259 | 23.851 | 25.444 | 27.037 | 28.63 | 30.222 | 31.815 | 33.407 | 34.999 | 36.592 | 38.185 | 39.778 | 41.37 | 42.963 | 44.556 | 46.149 | 47.741 | 49.334 | 50.927 | 52.52 | 54.111 | 55.704 | 57.297 | 58.89
Hydrogen Evolution | Gen_BB013 | MW | Electricity North West | Walney 2 | 0 | 0 | 0 | 0 | 0 | 0 | 0 | 0 | 0 | 0 | 0 | 0 | 0 | 0 | 0 | 0 | 0 | 0 | 0 | 0 | 0 | 0 | 0 | 0 | 0 | 0 | 0 | 0 | 0
Hydrogen Evolution | Gen_BB013 | MW | Electricity North West | Washway Farm | 0 | 3.173 | 3.491 | 3.81 | 4.127 | 4.445 | 4.763 | 5.081 | 5.4 | 5.718 | 6.036 | 6.354 | 6.672 | 6.99 | 7.309 | 7.626 | 7.945 | 8.262 | 8.581 | 8.898 | 9.217 | 9.535 | 9.853 | 10.171 | 10.489 | 10.807 | 11.125 | 11.443 | 11.762
Hydrogen Evolution | Gen_BB013 | MW | Electricity North West | Whitegate | 0 | 31.249 | 34.383 | 37.515 | 40.647 | 43.78 | 46.912 | 50.044 | 53.178 | 56.31 | 59.442 | 62.575 | 65.708 | 68.841 | 71.973 | 75.106 | 78.239 | 81.37 | 84.503 | 87.636 | 90.768 | 93.901 | 97.034 | 100.167 | 103.299 | 106.431 | 109.564 | 112.696 | 115.829
Hydrogen Evolution | Gen_BB013 | MW | IDNO - Refer to Comment Field | Tynemouth 2 | 0 | 22.217 | 24.443 | 26.671 | 28.897 | 31.125 | 33.352 | 35.578 | 37.805 | 40.032 | 42.259 | 44.486 | 46.714 | 48.941 | 51.168 | 53.395 | 55.622 | 57.849 | 60.076 | 62.303 | 64.53 | 66.757 | 68.984 | 71.211 | 73.438 | 75.665 | 77.892 | 80.119 | 82.346 | Note: TYNE2 is operated by an IDNO allocated to GSP Group/licence area F
Hydrogen Evolution | Gen_BB013 | MW | NGED East Midlands | Berkswell | 0 | 27.841 | 30.632 | 33.423 | 36.214 | 39.005 | 41.796 | 44.586 | 47.378 | 50.168 | 52.959 | 55.751 | 58.541 | 61.332 | 64.123 | 66.914 | 69.704 | 72.496 | 75.286 | 78.077 | 80.869 | 83.659 | 86.45 | 89.241 | 92.032 | 94.822 | 97.614 | 100.405 | 103.195
Hydrogen Evolution | Gen_BB013 | MW | NGED East Midlands | Bicker Fen | 0 | 26.466 | 29.119 | 31.771 | 34.425 | 37.078 | 39.731 | 42.384 | 45.036 | 47.69 | 50.343 | 52.996 | 55.649 | 58.302 | 60.955 | 63.608 | 66.261 | 68.914 | 71.567 | 74.22 | 76.873 | 79.526 | 82.179 | 84.832 | 87.485 | 90.138 | 92.791 | 95.444 | 98.097
Hydrogen Evolution | Gen_BB013 | MW | NGED East Midlands | Chesterfield | 0 | 78.012 | 85.832 | 93.652 | 101.472 | 109.292 | 117.113 | 124.933 | 132.753 | 140.573 | 148.393 | 156.214 | 164.034 | 171.854 | 179.674 | 187.495 | 195.315 | 203.135 | 210.955 | 218.776 | 226.596 | 234.415 | 242.236 | 250.056 | 257.877 | 265.696 | 273.517 | 281.337 | 289.158
Hydrogen Evolution | Gen_BB013 | MW | NGED East Midlands | Coventry | 0 | 48.617 | 53.491 | 58.366 | 63.238 | 68.112 | 72.985 | 77.86 | 82.733 | 87.608 | 92.481 | 97.354 | 102.228 | 107.102 | 111.975 | 116.849 | 121.722 | 126.597 | 131.47 | 136.343 | 141.217 | 146.091 | 150.965 | 155.838 | 160.711 | 165.586 | 170.459 | 175.332 | 180.206
Hydrogen Evolution | Gen_BB013 | MW | NGED East Midlands | Drakelow | 0 | 27.801 | 30.588 | 33.375 | 36.163 | 38.949 | 41.736 | 44.524 | 47.31 | 50.096 | 52.884 | 55.671 | 58.458 | 61.245 | 64.032 | 66.818 | 69.605 | 72.392 | 75.18 | 77.967 | 80.754 | 83.54 | 86.327 | 89.114 | 91.901 | 94.688 | 97.475 | 100.262 | 103.049
Hydrogen Evolution | Gen_BB013 | MW | NGED East Midlands | East Claydon (_B) | 0 | 41.121 | 45.242 | 49.365 | 53.486 | 57.608 | 61.731 | 65.853 | 69.974 | 74.097 | 78.219 | 82.341 | 86.464 | 90.585 | 94.707 | 98.829 | 102.952 | 107.074 | 111.195 | 115.318 | 119.44 | 123.562 | 127.683 | 131.806 | 135.928 | 140.05 | 144.173 | 148.294 | 152.416
Hydrogen Evolution | Gen_BB013 | MW | NGED East Midlands | Enderby | 0 | 57.437 | 63.195 | 68.953 | 74.71 | 80.469 | 86.226 | 91.983 | 97.742 | 103.499 | 109.257 | 115.015 | 120.772 | 126.531 | 132.288 | 138.046 | 143.804 | 149.562 | 155.319 | 161.077 | 166.835 | 172.592 | 178.351 | 184.108 | 189.865 | 195.624 | 201.381 | 207.14 | 212.897
Hydrogen Evolution | Gen_BB013 | MW | NGED East Midlands | Grendon | 0 | 99.526 | 109.502 | 119.479 | 129.456 | 139.433 | 149.41 | 159.386 | 169.363 | 179.34 | 189.317 | 199.294 | 209.27 | 219.247 | 229.224 | 239.202 | 249.179 | 259.155 | 269.132 | 279.109 | 289.085 | 299.062 | 309.039 | 319.016 | 328.993 | 338.969 | 348.946 | 358.923 | 368.9
Hydrogen Evolution | Gen_BB013 | MW | NGED East Midlands | Ratcliffe | 0 | 52.098 | 57.321 | 62.543 | 67.766 | 72.989 | 78.212 | 83.435 | 88.657 | 93.88 | 99.102 | 104.325 | 109.547 | 114.77 | 119.992 | 125.215 | 130.438 | 135.661 | 140.883 | 146.106 | 151.328 | 156.551 | 161.773 | 166.996 | 172.218 | 177.441 | 182.663 | 187.886 | 193.109
Hydrogen Evolution | Gen_BB013 | MW | NGED East Midlands | Staythorpe | 0 | 40.481 | 44.539 | 48.598 | 52.656 | 56.713 | 60.771 | 64.829 | 68.887 | 72.945 | 77.004 | 81.061 | 85.119 | 89.177 | 93.235 | 97.294 | 101.351 | 105.409 | 109.467 | 113.525 | 117.582 | 121.641 | 125.699 | 129.757 | 133.815 | 137.872 | 141.931 | 145.989 | 150.047
Hydrogen Evolution | Gen_BB013 | MW | NGED East Midlands | Stoke Bardolph | 0 | 34.026 | 37.436 | 40.849 | 44.259 | 47.671 | 51.08 | 54.492 | 57.903 | 61.313 | 64.724 | 68.136 | 71.547 | 74.957 | 78.368 | 81.779 | 85.191 | 88.601 | 92.012 | 95.423 | 98.834 | 102.245 | 105.656 | 109.066 | 112.477 | 115.889 | 119.3 | 122.71 | 126.121
Hydrogen Evolution | Gen_BB013 | MW | NGED East Midlands | Walpole (_B) | 0 | 64.743 | 71.233 | 77.723 | 84.213 | 90.704 | 97.194 | 103.683 | 110.174 | 116.665 | 123.154 | 129.644 | 136.135 | 142.624 | 149.115 | 155.605 | 162.095 | 168.585 | 175.075 | 181.565 | 188.055 | 194.546 | 201.035 | 207.526 | 214.016 | 220.507 | 226.996 | 233.486 | 239.977
Hydrogen Evolution | Gen_BB013 | MW | NGED East Midlands | West Burton | 0 | 54.701 | 60.185 | 65.669 | 71.152 | 76.635 | 82.119 | 87.603 | 93.085 | 98.57 | 104.053 | 109.536 | 115.02 | 120.503 | 125.986 | 131.471 | 136.954 | 142.437 | 147.921 | 153.404 | 158.887 | 164.372 | 169.855 | 175.338 | 180.822 | 186.305 | 191.789 | 197.272 | 202.756
Hydrogen Evolution | Gen_BB013 | MW | NGED East Midlands | Willington | 0 | 67.201 | 73.938 | 80.674 | 87.411 | 94.147 | 100.884 | 107.62 | 114.357 | 121.093 | 127.83 | 134.567 | 141.302 | 148.039 | 154.775 | 161.512 | 168.249 | 174.986 | 181.722 | 188.459 | 195.194 | 201.931 | 208.668 | 215.404 | 222.141 | 228.878 | 235.614 | 242.351 | 249.087
Hydrogen Evolution | Gen_BB013 | MW | NGED South Wales | Aberthaw | 0 | 17.318 | 19.055 | 20.79 | 22.526 | 24.262 | 25.999 | 27.734 | 29.471 | 31.207 | 32.943 | 34.679 | 36.415 | 38.151 | 39.887 | 41.623 | 43.359 | 45.095 | 46.831 | 48.567 | 50.303 | 52.039 | 53.776 | 55.512 | 57.248 | 58.984 | 60.72 | 62.456 | 64.192
Hydrogen Evolution | Gen_BB013 | MW | NGED South Wales | Alpha Steel (Uskmouth) | 0 | 0 | 0 | 0 | 0 | 0 | 0 | 0 | 0 | 0 | 0 | 0 | 0 | 0 | 0 | 0 | 0 | 0 | 0 | 0 | 0 | 0 | 0 | 0 | 0 | 0 | 0 | 0 | 0
Hydrogen Evolution | Gen_BB013 | MW | NGED South Wales | Cardiff East | 0 | 16.875 | 18.566 | 20.258 | 21.95 | 23.642 | 25.332 | 27.024 | 28.716 | 30.408 | 32.099 | 33.791 | 35.483 | 37.175 | 38.865 | 40.557 | 42.249 | 43.94 | 45.632 | 47.324 | 49.015 | 50.707 | 52.399 | 54.089 | 55.781 | 57.473 | 59.165 | 60.856 | 62.548
Hydrogen Evolution | Gen_BB013 | MW | NGED South Wales | Grange | 0 | 1.647 | 1.812 | 1.978 | 2.143 | 2.309 | 2.474 | 2.638 | 2.804 | 2.969 | 3.135 | 3.299 | 3.464 | 3.629 | 3.795 | 3.96 | 4.125 | 4.29 | 4.456 | 4.621 | 4.786 | 4.951 | 5.117 | 5.281 | 5.446 | 5.611 | 5.777 | 5.942 | 6.107
Hydrogen Evolution | Gen_BB013 | MW | NGED South Wales | Imperial Park | 0 | 0 | 0 | 0 | 0 | 0 | 0 | 0 | 0 | 0 | 0 | 0 | 0 | 0 | 0 | 0 | 0 | 0 | 0 | 0 | 0 | 0 | 0 | 0 | 0 | 0 | 0 | 0 | 0
Hydrogen Evolution | Gen_BB013 | MW | NGED South Wales | Pembroke | 0 | 25.661 | 28.233 | 30.804 | 33.377 | 35.949 | 38.522 | 41.094 | 43.667 | 46.239 | 48.811 | 51.384 | 53.956 | 56.527 | 59.1 | 61.672 | 64.245 | 66.817 | 69.389 | 71.962 | 74.534 | 77.107 | 79.679 | 82.251 | 84.824 | 87.396 | 89.967 | 92.54 | 95.112
Hydrogen Evolution | Gen_BB013 | MW | NGED South Wales | Pyle | 0 | 12.534 | 13.791 | 15.047 | 16.304 | 17.56 | 18.817 | 20.072 | 21.329 | 22.585 | 23.842 | 25.099 | 26.355 | 27.612 | 28.868 | 30.124 | 31.381 | 32.638 | 33.894 | 35.15 | 36.406 | 37.664 | 38.92 | 40.176 | 41.433 | 42.689 | 43.945 | 45.202 | 46.459
Hydrogen Evolution | Gen_BB013 | MW | NGED South Wales | Rassau | 0 | 38.32 | 42.16 | 46.003 | 49.844 | 53.685 | 57.527 | 61.368 | 65.21 | 69.05 | 72.891 | 76.733 | 80.574 | 84.416 | 88.257 | 92.099 | 95.94 | 99.782 | 103.623 | 107.463 | 111.305 | 115.146 | 118.988 | 122.829 | 126.671 | 130.512 | 134.353 | 138.195 | 142.036
Hydrogen Evolution | Gen_BB013 | MW | NGED South Wales | Swansea North | 0 | 89.165 | 98.103 | 107.041 | 115.98 | 124.918 | 133.857 | 142.794 | 151.733 | 160.671 | 169.61 | 178.548 | 187.486 | 196.424 | 205.362 | 214.302 | 223.24 | 232.178 | 241.116 | 250.054 | 258.992 | 267.931 | 276.869 | 285.807 | 294.745 | 303.685 | 312.623 | 321.561 | 330.499
Hydrogen Evolution | Gen_BB013 | MW | NGED South Wales | Upper Boat 132kV | 0 | 28.634 | 31.505 | 34.375 | 37.245 | 40.117 | 42.986 | 45.856 | 48.727 | 51.598 | 54.468 | 57.339 | 60.209 | 63.079 | 65.95 | 68.821 | 71.69 | 74.561 | 77.432 | 80.302 | 83.172 | 86.043 | 88.914 | 91.783 | 94.654 | 97.525 | 100.394 | 103.265 | 106.136
Hydrogen Evolution | Gen_BB013 | MW | NGED South Wales | Upper Boat 33kV | 0 | 0 | 0 | 0 | 0 | 0 | 0 | 0 | 0 | 0 | 0 | 0 | 0 | 0 | 0 | 0 | 0 | 0 | 0 | 0 | 0 | 0 | 0 | 0 | 0 | 0 | 0 | 0 | 0
Hydrogen Evolution | Gen_BB013 | MW | NGED South Wales | Uskmouth | 0 | 35.32 | 38.861 | 42.401 | 45.941 | 49.482 | 53.023 | 56.563 | 60.104 | 63.644 | 67.185 | 70.726 | 74.266 | 77.807 | 81.347 | 84.888 | 88.429 | 91.969 | 95.51 | 99.05 | 102.591 | 106.131 | 109.672 | 113.213 | 116.753 | 120.294 | 123.834 | 127.375 | 130.916
Hydrogen Evolution | Gen_BB013 | MW | NGED South West | Abham | 0 | 86.46 | 95.127 | 103.794 | 112.462 | 121.129 | 129.795 | 138.462 | 147.129 | 155.797 | 164.464 | 173.132 | 181.799 | 190.465 | 199.133 | 207.8 | 216.468 | 225.134 | 233.801 | 242.469 | 251.136 | 259.802 | 268.47 | 277.137 | 285.805 | 294.471 | 303.138 | 311.806 | 320.473
Hydrogen Evolution | Gen_BB013 | MW | NGED South West | Alverdiscott | 0 | 74.53 | 82.001 | 89.473 | 96.944 | 104.415 | 111.886 | 119.358 | 126.828 | 134.3 | 141.771 | 149.243 | 156.714 | 164.186 | 171.656 | 179.128 | 186.599 | 194.069 | 201.541 | 209.012 | 216.484 | 223.955 | 231.426 | 238.897 | 246.369 | 253.84 | 261.311 | 268.782 | 276.253
Hydrogen Evolution | Gen_BB013 | MW | NGED South West | Axminster | 0 | 42.867 | 47.164 | 51.462 | 55.758 | 60.056 | 64.352 | 68.649 | 72.946 | 77.244 | 81.541 | 85.838 | 90.135 | 94.433 | 98.729 | 103.027 | 107.323 | 111.621 | 115.917 | 120.215 | 124.513 | 128.809 | 133.107 | 137.404 | 141.701 | 145.998 | 150.295 | 154.592 | 158.89
Hydrogen Evolution | Gen_BB013 | MW | NGED South West | Bridgewater | 0 | 66.345 | 72.996 | 79.647 | 86.297 | 92.948 | 99.599 | 106.25 | 112.9 | 119.551 | 126.201 | 132.852 | 139.503 | 146.154 | 152.804 | 159.455 | 166.105 | 172.756 | 179.407 | 186.058 | 192.709 | 199.36 | 206.009 | 212.66 | 219.311 | 225.962 | 232.613 | 239.264 | 245.914
Hydrogen Evolution | Gen_BB013 | MW | NGED South West | Exeter | 0 | 78.168 | 86.004 | 93.839 | 101.675 | 109.51 | 117.346 | 125.183 | 133.018 | 140.854 | 148.69 | 156.526 | 164.362 | 172.197 | 180.034 | 187.869 | 195.705 | 203.541 | 211.377 | 219.212 | 227.048 | 234.884 | 242.72 | 250.555 | 258.392 | 266.227 | 274.063 | 281.899 | 289.735
Hydrogen Evolution | Gen_BB013 | MW | NGED South West | Indian Queens | 0 | 116.949 | 128.672 | 140.395 | 152.119 | 163.843 | 175.566 | 187.29 | 199.013 | 210.736 | 222.461 | 234.184 | 245.908 | 257.631 | 269.354 | 281.078 | 292.801 | 304.524 | 316.248 | 327.972 | 339.695 | 351.419 | 363.142 | 374.865 | 386.589 | 398.312 | 410.036 | 421.759 | 433.483
Hydrogen Evolution | Gen_BB013 | MW | NGED South West | Landulph | 0 | 44.539 | 49.003 | 53.468 | 57.932 | 62.397 | 66.862 | 71.327 | 75.791 | 80.257 | 84.721 | 89.185 | 93.651 | 98.115 | 102.579 | 107.045 | 111.509 | 115.975 | 120.439 | 124.903 | 129.369 | 133.833 | 138.297 | 142.763 | 147.227 | 151.692 | 156.157 | 160.621 | 165.087
Hydrogen Evolution | Gen_BB013 | MW | NGED South West | Seabank | 0 | 47.057 | 51.774 | 56.491 | 61.208 | 65.925 | 70.643 | 75.36 | 80.077 | 84.794 | 89.512 | 94.229 | 98.946 | 103.663 | 108.381 | 113.098 | 117.815 | 122.532 | 127.25 | 131.967 | 136.684 | 141.401 | 146.119 | 150.836 | 155.552 | 160.269 | 164.987 | 169.704 | 174.421
Hydrogen Evolution | Gen_BB013 | MW | NGED South West | Taunton | 0 | 28.064 | 30.878 | 33.691 | 36.504 | 39.318 | 42.131 | 44.945 | 47.757 | 50.571 | 53.384 | 56.197 | 59.01 | 61.823 | 64.636 | 67.451 | 70.264 | 73.077 | 75.89 | 78.704 | 81.517 | 84.33 | 87.143 | 89.956 | 92.77 | 95.583 | 98.396 | 101.209 | 104.024
Hydrogen Evolution | Gen_BB013 | MW | NGED West Midlands | Bishops Wood | 0 | 122.922 | 135.245 | 147.567 | 159.89 | 172.212 | 184.535 | 196.857 | 209.179 | 221.502 | 233.825 | 246.146 | 258.468 | 270.791 | 283.113 | 295.435 | 307.758 | 320.08 | 332.403 | 344.724 | 357.047 | 369.369 | 381.692 | 394.015 | 406.336 | 418.659 | 430.981 | 443.304 | 455.625
Hydrogen Evolution | Gen_BB013 | MW | NGED West Midlands | Bushbury | 0 | 23.604 | 25.971 | 28.337 | 30.703 | 33.07 | 35.435 | 37.802 | 40.167 | 42.534 | 44.9 | 47.266 | 49.632 | 51.999 | 54.364 | 56.731 | 59.098 | 61.463 | 63.829 | 66.196 | 68.563 | 70.928 | 73.295 | 75.661 | 78.027 | 80.393 | 82.76 | 85.125 | 87.492
Hydrogen Evolution | Gen_BB013 | MW | NGED West Midlands | Bustleholme | 0 | 17.217 | 18.944 | 20.67 | 22.396 | 24.121 | 25.848 | 27.573 | 29.3 | 31.026 | 32.752 | 34.478 | 36.203 | 37.93 | 39.656 | 41.381 | 43.108 | 44.833 | 46.56 | 48.286 | 50.011 | 51.738 | 53.463 | 55.189 | 56.916 | 58.641 | 60.368 | 62.093 | 63.819
Hydrogen Evolution | Gen_BB013 | MW | NGED West Midlands | Cellarhead | 0 | 71.298 | 78.444 | 85.591 | 92.739 | 99.886 | 107.033 | 114.181 | 121.328 | 128.474 | 135.622 | 142.77 | 149.916 | 157.064 | 164.21 | 171.358 | 178.505 | 185.652 | 192.799 | 199.946 | 207.094 | 214.24 | 221.388 | 228.535 | 235.682 | 242.83 | 249.976 | 257.124 | 264.271
Hydrogen Evolution | Gen_BB013 | MW | NGED West Midlands | Feckenham | 0 | 69.159 | 76.092 | 83.023 | 89.957 | 96.889 | 103.823 | 110.756 | 117.688 | 124.621 | 131.553 | 138.486 | 145.418 | 152.351 | 159.285 | 166.218 | 173.15 | 180.083 | 187.015 | 193.948 | 200.881 | 207.813 | 214.746 | 221.679 | 228.612 | 235.545 | 242.478 | 249.41 | 256.343
Hydrogen Evolution | Gen_BB013 | MW | NGED West Midlands | Hams Hall | 0 | 30.328 | 33.368 | 36.409 | 39.449 | 42.489 | 45.528 | 48.569 | 51.61 | 54.65 | 57.69 | 60.73 | 63.77 | 66.81 | 69.851 | 72.891 | 75.932 | 78.972 | 82.011 | 85.051 | 88.092 | 91.132 | 94.173 | 97.213 | 100.253 | 103.293 | 106.333 | 109.373 | 112.414
Hydrogen Evolution | Gen_BB013 | MW | NGED West Midlands | Iron Acton | 0 | 77.678 | 85.465 | 93.253 | 101.039 | 108.826 | 116.613 | 124.4 | 132.186 | 139.974 | 147.76 | 155.548 | 163.334 | 171.121 | 178.908 | 186.695 | 194.481 | 202.269 | 210.055 | 217.842 | 225.629 | 233.416 | 241.202 | 248.99 | 256.776 | 264.563 | 272.35 | 280.137 | 287.923
Hydrogen Evolution | Gen_BB013 | MW | NGED West Midlands | Ironbridge | 0 | 21.135 | 23.253 | 25.371 | 27.491 | 29.609 | 31.728 | 33.847 | 35.965 | 38.084 | 40.202 | 42.321 | 44.44 | 46.558 | 48.677 | 50.795 | 52.914 | 55.033 | 57.151 | 59.27 | 61.389 | 63.507 | 65.626 | 67.744 | 69.863 | 71.982 | 74.1 | 76.219 | 78.338
Hydrogen Evolution | Gen_BB013 | MW | NGED West Midlands | Kitwell | 0 | 18.49 | 20.344 | 22.197 | 24.051 | 25.905 | 27.758 | 29.613 | 31.465 | 33.319 | 35.173 | 37.027 | 38.88 | 40.734 | 42.587 | 44.441 | 46.294 | 48.148 | 50.002 | 51.856 | 53.708 | 55.562 | 57.416 | 59.27 | 61.124 | 62.976 | 64.83 | 66.684 | 68.538
Hydrogen Evolution | Gen_BB013 | MW | NGED West Midlands | Nechells | 0 | 31.989 | 35.195 | 38.401 | 41.608 | 44.814 | 48.021 | 51.228 | 54.435 | 57.641 | 60.847 | 64.055 | 67.261 | 70.468 | 73.674 | 76.881 | 80.088 | 83.295 | 86.501 | 89.707 | 92.914 | 96.12 | 99.328 | 102.534 | 105.741 | 108.947 | 112.154 | 115.361 | 118.567
Hydrogen Evolution | Gen_BB013 | MW | NGED West Midlands | Ocker Hill | 0 | 7.802 | 8.583 | 9.366 | 10.148 | 10.931 | 11.713 | 12.495 | 13.277 | 14.058 | 14.84 | 15.623 | 16.405 | 17.187 | 17.97 | 18.752 | 19.533 | 20.315 | 21.097 | 21.88 | 22.662 | 23.444 | 24.226 | 25.008 | 25.79 | 26.572 | 27.354 | 28.137 | 28.919
Hydrogen Evolution | Gen_BB013 | MW | NGED West Midlands | Oldbury | 0 | 10.956 | 12.055 | 13.153 | 14.25 | 15.349 | 16.448 | 17.547 | 18.644 | 19.743 | 20.841 | 21.939 | 23.038 | 24.136 | 25.233 | 26.333 | 27.43 | 28.529 | 29.627 | 30.725 | 31.824 | 32.922 | 34.02 | 35.119 | 36.217 | 37.315 | 38.414 | 39.512 | 40.611
Hydrogen Evolution | Gen_BB013 | MW | NGED West Midlands | Penn | 0 | 5.369 | 5.908 | 6.445 | 6.983 | 7.521 | 8.061 | 8.599 | 9.137 | 9.675 | 10.213 | 10.751 | 11.289 | 11.827 | 12.365 | 12.903 | 13.443 | 13.981 | 14.519 | 15.057 | 15.595 | 16.133 | 16.671 | 17.21 | 17.748 | 18.286 | 18.824 | 19.362 | 19.9
Hydrogen Evolution | Gen_BB013 | MW | NGED West Midlands | Rugeley | 0 | 15.386 | 16.928 | 18.47 | 20.012 | 21.555 | 23.098 | 24.64 | 26.182 | 27.724 | 29.267 | 30.809 | 32.352 | 33.893 | 35.436 | 36.978 | 38.521 | 40.063 | 41.606 | 43.148 | 44.69 | 46.233 | 47.775 | 49.318 | 50.859 | 52.402 | 53.944 | 55.487 | 57.029
Hydrogen Evolution | Gen_BB013 | MW | NGED West Midlands | Shrewsbury | 0 | 45.283 | 49.823 | 54.362 | 58.902 | 63.441 | 67.981 | 72.521 | 77.06 | 81.599 | 86.139 | 90.678 | 95.217 | 99.757 | 104.297 | 108.836 | 113.375 | 117.914 | 122.454 | 126.994 | 131.533 | 136.072 | 140.612 | 145.151 | 149.691 | 154.23 | 158.769 | 163.309 | 167.848
Hydrogen Evolution | Gen_BB013 | MW | NGED West Midlands | Walham | 0 | 38.986 | 42.894 | 46.803 | 50.71 | 54.618 | 58.526 | 62.435 | 66.343 | 70.25 | 74.159 | 78.067 | 81.976 | 85.883 | 89.791 | 93.7 | 97.608 | 101.515 | 105.424 | 109.332 | 113.24 | 117.148 | 121.056 | 124.965 | 128.873 | 132.78 | 136.689 | 140.597 | 144.505
Hydrogen Evolution | Gen_BB013 | MW | NGED West Midlands | Willenhall | 0 | 20.501 | 22.556 | 24.611 | 26.666 | 28.721 | 30.776 | 32.832 | 34.887 | 36.941 | 38.997 | 41.051 | 43.107 | 45.161 | 47.217 | 49.272 | 51.327 | 53.382 | 55.437 | 57.492 | 59.548 | 61.602 | 63.658 | 65.712 | 67.768 | 69.822 | 71.878 | 73.933 | 75.988
Hydrogen Evolution | Gen_BB013 | MW | NPg Northeast | Blyth 132kV | 0 | 8.74 | 9.617 | 10.493 | 11.369 | 12.246 | 13.122 | 13.998 | 14.874 | 15.75 | 16.627 | 17.502 | 18.379 | 19.256 | 20.131 | 21.007 | 21.884 | 22.76 | 23.636 | 24.512 | 25.389 | 26.264 | 27.141 | 28.017 | 28.894 | 29.769 | 30.646 | 31.522 | 32.398
Hydrogen Evolution | Gen_BB013 | MW | NPg Northeast | Blyth 66kV | 0 | 30.549 | 33.611 | 36.674 | 39.735 | 42.799 | 45.86 | 48.922 | 51.985 | 55.047 | 58.109 | 61.172 | 64.234 | 67.296 | 70.359 | 73.421 | 76.483 | 79.546 | 82.608 | 85.67 | 88.732 | 91.795 | 94.857 | 97.919 | 100.982 | 104.044 | 107.106 | 110.169 | 113.231
Hydrogen Evolution | Gen_BB013 | MW | NPg Northeast | Fourstones | 0 | 0.521 | 0.574 | 0.626 | 0.678 | 0.73 | 0.782 | 0.836 | 0.888 | 0.939 | 0.992 | 1.044 | 1.097 | 1.149 | 1.202 | 1.253 | 1.306 | 1.358 | 1.411 | 1.463 | 1.515 | 1.567 | 1.619 | 1.672 | 1.724 | 1.776 | 1.828 | 1.881 | 1.933
Hydrogen Evolution | Gen_BB013 | MW | NPg Northeast | Hart Moor | 0 | 10.101 | 11.113 | 12.125 | 13.138 | 14.151 | 15.163 | 16.176 | 17.189 | 18.201 | 19.214 | 20.226 | 21.238 | 22.252 | 23.264 | 24.276 | 25.289 | 26.301 | 27.313 | 28.326 | 29.339 | 30.352 | 31.364 | 32.376 | 33.389 | 34.401 | 35.414 | 36.427 | 37.439
Hydrogen Evolution | Gen_BB013 | MW | NPg Northeast | Hawthorn Pit | 0 | 23.774 | 26.158 | 28.541 | 30.925 | 33.308 | 35.691 | 38.075 | 40.458 | 42.842 | 45.225 | 47.607 | 49.991 | 52.374 | 54.758 | 57.141 | 59.525 | 61.907 | 64.291 | 66.674 | 69.058 | 71.441 | 73.825 | 76.207 | 78.59 | 80.974 | 83.357 | 85.741 | 88.124
Hydrogen Evolution | Gen_BB013 | MW | NPg Northeast | Knaresborough | 0 | 13.952 | 15.352 | 16.75 | 18.149 | 19.548 | 20.947 | 22.344 | 23.743 | 25.142 | 26.541 | 27.94 | 29.338 | 30.737 | 32.136 | 33.534 | 34.933 | 36.331 | 37.73 | 39.129 | 40.527 | 41.927 | 43.325 | 44.724 | 46.123 | 47.521 | 48.92 | 50.318 | 51.717
Hydrogen Evolution | Gen_BB013 | MW | NPg Northeast | Lackenby | 0 | 17.512 | 19.267 | 21.022 | 22.778 | 24.533 | 26.289 | 28.044 | 29.801 | 31.555 | 33.311 | 35.067 | 36.822 | 38.578 | 40.332 | 42.088 | 43.844 | 45.599 | 47.354 | 49.11 | 50.865 | 52.621 | 54.377 | 56.131 | 57.887 | 59.643 | 61.398 | 63.154 | 64.91
Hydrogen Evolution | Gen_BB013 | MW | NPg Northeast | Norton | 0 | 74.715 | 82.205 | 89.694 | 97.183 | 104.674 | 112.164 | 119.654 | 127.143 | 134.633 | 142.123 | 149.613 | 157.102 | 164.592 | 172.081 | 179.571 | 187.061 | 194.551 | 202.041 | 209.531 | 217.02 | 224.51 | 232 | 239.489 | 246.979 | 254.469 | 261.958 | 269.449 | 276.939
Hydrogen Evolution | Gen_BB013 | MW | NPg Northeast | Offerton | 0 | 4.5 | 4.952 | 5.402 | 5.854 | 6.304 | 6.756 | 7.207 | 7.658 | 8.11 | 8.56 | 9.012 | 9.463 | 9.913 | 10.365 | 10.816 | 11.267 | 11.718 | 12.17 | 12.62 | 13.072 | 13.523 | 13.974 | 14.425 | 14.877 | 15.327 | 15.778 | 16.23 | 16.68
Hydrogen Evolution | Gen_BB013 | MW | NPg Northeast | Osbaldwick | 0 | 47.583 | 52.354 | 57.124 | 61.894 | 66.664 | 71.434 | 76.204 | 80.974 | 85.744 | 90.513 | 95.284 | 100.054 | 104.824 | 109.593 | 114.364 | 119.134 | 123.903 | 128.673 | 133.444 | 138.214 | 142.983 | 147.754 | 152.524 | 157.294 | 162.063 | 166.834 | 171.604 | 176.374
Hydrogen Evolution | Gen_BB013 | MW | NPg Northeast | Poppleton | 0 | 8.439 | 9.285 | 10.13 | 10.977 | 11.822 | 12.669 | 13.514 | 14.361 | 15.206 | 16.052 | 16.899 | 17.744 | 18.59 | 19.435 | 20.282 | 21.128 | 21.974 | 22.82 | 23.665 | 24.512 | 25.358 | 26.203 | 27.05 | 27.895 | 28.741 | 29.588 | 30.433 | 31.279
Hydrogen Evolution | Gen_BB013 | MW | NPg Northeast | Saltholme | 0 | 0 | 0 | 0 | 0 | 0 | 0 | 0 | 0 | 0 | 0 | 0 | 0 | 0 | 0 | 0 | 0 | 0 | 0 | 0 | 0 | 0 | 0 | 0 | 0 | 0 | 0 | 0 | 0
Hydrogen Evolution | Gen_BB013 | MW | NPg Northeast | South Shields | 0 | 10.864 | 11.953 | 13.042 | 14.132 | 15.22 | 16.309 | 17.399 | 18.487 | 19.577 | 20.665 | 21.754 | 22.844 | 23.932 | 25.022 | 26.11 | 27.2 | 28.288 | 29.378 | 30.466 | 31.556 | 32.646 | 33.734 | 34.823 | 35.912 | 37.001 | 38.09 | 39.179 | 40.268
Hydrogen Evolution | Gen_BB013 | MW | NPg Northeast | Spennymoor | 0 | 24.797 | 27.283 | 29.768 | 32.254 | 34.74 | 37.225 | 39.711 | 42.198 | 44.683 | 47.169 | 49.654 | 52.14 | 54.626 | 57.112 | 59.597 | 62.083 | 64.568 | 67.055 | 69.54 | 72.026 | 74.511 | 76.997 | 79.484 | 81.969 | 84.455 | 86.94 | 89.427 | 91.912
Hydrogen Evolution | Gen_BB013 | MW | NPg Northeast | Stella North | 0 | 13.912 | 15.305 | 16.7 | 18.095 | 19.489 | 20.884 | 22.279 | 23.673 | 25.067 | 26.462 | 27.857 | 29.251 | 30.646 | 32.04 | 33.435 | 34.829 | 36.224 | 37.619 | 39.013 | 40.407 | 41.802 | 43.196 | 44.591 | 45.986 | 47.38 | 48.775 | 50.169 | 51.563
Hydrogen Evolution | Gen_BB013 | MW | NPg Northeast | Stella South | 0 | 33.273 | 36.608 | 39.944 | 43.279 | 46.614 | 49.95 | 53.286 | 56.621 | 59.957 | 63.292 | 66.627 | 69.962 | 73.298 | 76.633 | 79.968 | 83.304 | 86.639 | 89.975 | 93.311 | 96.646 | 99.981 | 103.317 | 106.652 | 109.987 | 113.323 | 116.658 | 119.993 | 123.329
Hydrogen Evolution | Gen_BB013 | MW | NPg Northeast | Tynemouth 1 | 0 | 0 | 0 | 0 | 0 | 0 | 0 | 0 | 0 | 0 | 0 | 0 | 0 | 0 | 0 | 0 | 0 | 0 | 0 | 0 | 0 | 0 | 0 | 0 | 0 | 0 | 0 | 0 | 0
Hydrogen Evolution | Gen_BB013 | MW | NPg Northeast | West Boldon | 0 | 21.848 | 24.038 | 26.228 | 28.418 | 30.608 | 32.798 | 34.988 | 37.178 | 39.369 | 41.559 | 43.749 | 45.94 | 48.129 | 50.319 | 52.509 | 54.7 | 56.89 | 59.08 | 61.269 | 63.459 | 65.65 | 67.84 | 70.03 | 72.221 | 74.411 | 76.6 | 78.79 | 80.981
Hydrogen Evolution | Gen_BB013 | MW | NPg Yorkshire | Bradford West | 0 | 35.764 | 39.349 | 42.934 | 46.52 | 50.105 | 53.689 | 57.275 | 60.859 | 64.445 | 68.03 | 71.615 | 75.2 | 78.786 | 82.371 | 85.956 | 89.541 | 93.126 | 96.711 | 100.297 | 103.882 | 107.467 | 111.052 | 114.637 | 118.222 | 121.807 | 125.392 | 128.977 | 132.562
Hydrogen Evolution | Gen_BB013 | MW | NPg Yorkshire | Camblesforth | 0 | 0 | 0 | 0 | 0 | 0 | 0 | 0 | 0 | 0 | 0 | 0 | 0 | 0 | 0 | 0 | 0 | 0 | 0 | 0 | 0 | 0 | 0 | 0 | 0 | 0 | 0 | 0 | 0
Hydrogen Evolution | Gen_BB013 | MW | NPg Yorkshire | Creyke Beck | 0 | 70.293 | 77.34 | 84.387 | 91.433 | 98.48 | 105.525 | 112.572 | 119.619 | 126.665 | 133.712 | 140.758 | 147.805 | 154.852 | 161.897 | 168.944 | 175.991 | 183.038 | 190.083 | 197.13 | 204.177 | 211.223 | 218.27 | 225.316 | 232.362 | 239.409 | 246.456 | 253.503 | 260.548
Hydrogen Evolution | Gen_BB013 | MW | NPg Yorkshire | Drax | 0 | 6.881 | 7.571 | 8.26 | 8.95 | 9.64 | 10.331 | 11.02 | 11.71 | 12.4 | 13.09 | 13.78 | 14.47 | 15.158 | 15.848 | 16.538 | 17.228 | 17.918 | 18.608 | 19.298 | 19.987 | 20.677 | 21.367 | 22.057 | 22.747 | 23.437 | 24.126 | 24.816 | 25.506
Hydrogen Evolution | Gen_BB013 | MW | NPg Yorkshire | Elland | 0 | 35.37 | 38.917 | 42.462 | 46.008 | 49.554 | 53.1 | 56.645 | 60.19 | 63.736 | 67.283 | 70.828 | 74.373 | 77.919 | 81.465 | 85.011 | 88.556 | 92.102 | 95.648 | 99.194 | 102.739 | 106.285 | 109.83 | 113.377 | 116.922 | 120.468 | 124.013 | 127.56 | 131.105
Hydrogen Evolution | Gen_BB013 | MW | NPg Yorkshire | Ferrybridge A | 0 | 9.86 | 10.848 | 11.838 | 12.825 | 13.813 | 14.803 | 15.791 | 16.779 | 17.768 | 18.756 | 19.744 | 20.733 | 21.722 | 22.71 | 23.698 | 24.687 | 25.675 | 26.664 | 27.651 | 28.64 | 29.629 | 30.617 | 31.606 | 32.594 | 33.582 | 34.571 | 35.56 | 36.548
Hydrogen Evolution | Gen_BB013 | MW | NPg Yorkshire | Ferrybridge B (_M) | 0 | 52.72 | 58.006 | 63.291 | 68.575 | 73.861 | 79.145 | 84.43 | 89.714 | 95 | 100.285 | 105.569 | 110.855 | 116.14 | 121.424 | 126.71 | 131.994 | 137.279 | 142.564 | 147.849 | 153.134 | 158.419 | 163.703 | 168.989 | 174.274 | 179.558 | 184.844 | 190.129 | 195.413
Hydrogen Evolution | Gen_BB013 | MW | NPg Yorkshire | Grimsby West | 0 | 25.747 | 28.327 | 30.909 | 33.489 | 36.07 | 38.652 | 41.233 | 43.814 | 46.395 | 48.975 | 51.557 | 54.137 | 56.719 | 59.299 | 61.88 | 64.462 | 67.042 | 69.624 | 72.204 | 74.785 | 77.367 | 79.947 | 82.529 | 85.109 | 87.69 | 90.271 | 92.852 | 95.434
Hydrogen Evolution | Gen_BB013 | MW | NPg Yorkshire | Jordanthorpe | 0 | 3.573 | 3.932 | 4.289 | 4.649 | 5.007 | 5.365 | 5.722 | 6.081 | 6.439 | 6.797 | 7.156 | 7.514 | 7.873 | 8.231 | 8.589 | 8.947 | 9.305 | 9.663 | 10.021 | 10.38 | 10.739 | 11.097 | 11.455 | 11.813 | 12.171 | 12.529 | 12.887 | 13.245
Hydrogen Evolution | Gen_BB013 | MW | NPg Yorkshire | Keadby | 0 | 65.812 | 72.411 | 79.007 | 85.605 | 92.203 | 98.8 | 105.398 | 111.994 | 118.593 | 125.19 | 131.787 | 138.384 | 144.982 | 151.579 | 158.176 | 164.774 | 171.372 | 177.969 | 184.566 | 191.163 | 197.76 | 204.358 | 210.956 | 217.553 | 224.15 | 230.748 | 237.345 | 243.942
Hydrogen Evolution | Gen_BB013 | MW | NPg Yorkshire | Kirkstall B | 0 | 14.023 | 15.429 | 16.835 | 18.24 | 19.646 | 21.052 | 22.458 | 23.864 | 25.269 | 26.675 | 28.08 | 29.486 | 30.893 | 32.298 | 33.704 | 35.109 | 36.515 | 37.92 | 39.327 | 40.733 | 42.138 | 43.544 | 44.949 | 46.355 | 47.762 | 49.167 | 50.573 | 51.978
Hydrogen Evolution | Gen_BB013 | MW | NPg Yorkshire | Neepsend | 0 | 6.551 | 7.208 | 7.865 | 8.522 | 9.178 | 9.835 | 10.491 | 11.149 | 11.805 | 12.462 | 13.119 | 13.775 | 14.432 | 15.089 | 15.745 | 16.402 | 17.059 | 17.716 | 18.373 | 19.03 | 19.685 | 20.342 | 20.999 | 21.656 | 22.313 | 22.97 | 23.626 | 24.283
Hydrogen Evolution | Gen_BB013 | MW | NPg Yorkshire | Norton Lees | 0 | 2.349 | 2.584 | 2.82 | 3.055 | 3.29 | 3.526 | 3.76 | 3.996 | 4.232 | 4.468 | 4.702 | 4.938 | 5.174 | 5.409 | 5.645 | 5.879 | 6.115 | 6.351 | 6.586 | 6.822 | 7.056 | 7.292 | 7.528 | 7.763 | 7.999 | 8.234 | 8.469 | 8.705
Hydrogen Evolution | Gen_BB013 | MW | NPg Yorkshire | Pitsmoor | 0 | 4.551 | 5.007 | 5.463 | 5.919 | 6.375 | 6.832 | 7.288 | 7.743 | 8.199 | 8.655 | 9.112 | 9.568 | 10.024 | 10.48 | 10.936 | 11.392 | 11.85 | 12.306 | 12.762 | 13.218 | 13.674 | 14.13 | 14.586 | 15.043 | 15.499 | 15.955 | 16.411 | 16.867
Hydrogen Evolution | Gen_BB013 | MW | NPg Yorkshire | Saltend North | 0 | 10.502 | 11.554 | 12.606 | 13.66 | 14.713 | 15.765 | 16.818 | 17.871 | 18.923 | 19.976 | 21.029 | 22.081 | 23.134 | 24.187 | 25.24 | 26.292 | 27.345 | 28.398 | 29.45 | 30.503 | 31.556 | 32.609 | 33.661 | 34.714 | 35.767 | 36.819 | 37.872 | 38.925
Hydrogen Evolution | Gen_BB013 | MW | NPg Yorkshire | Sheffield City | 0 | 0.713 | 0.785 | 0.855 | 0.927 | 0.999 | 1.07 | 1.142 | 1.213 | 1.284 | 1.355 | 1.427 | 1.499 | 1.57 | 1.642 | 1.713 | 1.784 | 1.856 | 1.928 | 1.999 | 2.07 | 2.141 | 2.213 | 2.285 | 2.356 | 2.428 | 2.499 | 2.57 | 2.642
Hydrogen Evolution | Gen_BB013 | MW | NPg Yorkshire | Skelton Grange | 0 | 53.283 | 58.624 | 63.966 | 69.308 | 74.648 | 79.99 | 85.332 | 90.673 | 96.015 | 101.356 | 106.698 | 112.038 | 117.38 | 122.721 | 128.063 | 133.404 | 138.746 | 144.086 | 149.428 | 154.77 | 160.111 | 165.453 | 170.794 | 176.135 | 181.476 | 186.818 | 192.159 | 197.501
Hydrogen Evolution | Gen_BB013 | MW | NPg Yorkshire | Templeborough | 0 | 0 | 0 | 0 | 0 | 0 | 0 | 0 | 0 | 0 | 0 | 0 | 0 | 0 | 0 | 0 | 0 | 0 | 0 | 0 | 0 | 0 | 0 | 0 | 0 | 0 | 0 | 0 | 0
Hydrogen Evolution | Gen_BB013 | MW | NPg Yorkshire | Thorpe Marsh | 0 | 66.287 | 72.931 | 79.576 | 86.222 | 92.866 | 99.511 | 106.155 | 112.801 | 119.445 | 126.091 | 132.735 | 139.38 | 146.025 | 152.669 | 159.315 | 165.96 | 172.604 | 179.249 | 185.894 | 192.539 | 199.184 | 205.828 | 212.474 | 219.118 | 225.763 | 232.408 | 239.052 | 245.698
Hydrogen Evolution | Gen_BB013 | MW | NPg Yorkshire | Thurcroft | 0 | 22.539 | 24.8 | 27.059 | 29.318 | 31.577 | 33.837 | 36.096 | 38.356 | 40.616 | 42.875 | 45.135 | 47.394 | 49.654 | 51.913 | 54.172 | 56.432 | 58.691 | 60.951 | 63.21 | 65.47 | 67.729 | 69.989 | 72.248 | 74.507 | 76.767 | 79.026 | 81.286 | 83.545
Hydrogen Evolution | Gen_BB013 | MW | NPg Yorkshire | West Melton | 0 | 35.958 | 39.562 | 43.167 | 46.772 | 50.376 | 53.98 | 57.585 | 61.189 | 64.794 | 68.399 | 72.003 | 75.608 | 79.213 | 82.816 | 86.421 | 90.026 | 93.63 | 97.235 | 100.84 | 104.444 | 108.049 | 111.654 | 115.257 | 118.862 | 122.466 | 126.071 | 129.676 | 133.28
Hydrogen Evolution | Gen_BB013 | MW | NPg Yorkshire | Wincobank | 0 | 0 | 0 | 0 | 0 | 0 | 0 | 0 | 0 | 0 | 0 | 0 | 0 | 0 | 0 | 0 | 0 | 0 | 0 | 0 | 0 | 0 | 0 | 0 | 0 | 0 | 0 | 0 | 0
Hydrogen Evolution | Gen_BB013 | MW | SHETL | Direct(SHETL) | 0 | 0.331 | 0.366 | 0.398 | 0.431 | 0.465 | 0.497 | 0.531 | 0.565 | 0.598 | 0.631 | 0.664 | 0.698 | 0.731 | 0.764 | 0.798 | 0.831 | 0.863 | 0.896 | 0.93 | 0.963 | 0.996 | 1.029 | 1.063 | 1.096 | 1.129 | 1.163 | 1.196 | 1.229
Hydrogen Evolution | Gen_BB013 | MW | SPEN | Ayr | 0 | 1.839 | 2.023 | 2.207 | 2.392 | 2.576 | 2.761 | 2.944 | 3.129 | 3.313 | 3.498 | 3.681 | 3.866 | 4.051 | 4.235 | 4.419 | 4.603 | 4.788 | 4.971 | 5.156 | 5.341 | 5.525 | 5.71 | 5.893 | 6.078 | 6.262 | 6.447 | 6.63 | 6.815
Hydrogen Evolution | Gen_BB013 | MW | SPEN | Bainsford | 0 | 1.483 | 1.632 | 1.781 | 1.929 | 2.078 | 2.226 | 2.375 | 2.524 | 2.673 | 2.821 | 2.97 | 3.119 | 3.268 | 3.416 | 3.565 | 3.714 | 3.863 | 4.011 | 4.159 | 4.308 | 4.457 | 4.606 | 4.754 | 4.903 | 5.052 | 5.201 | 5.349 | 5.498
Hydrogen Evolution | Gen_BB013 | MW | SPEN | Bathgate | 0 | 5.056 | 5.563 | 6.07 | 6.578 | 7.084 | 7.59 | 8.098 | 8.604 | 9.111 | 9.618 | 10.125 | 10.632 | 11.138 | 11.645 | 12.152 | 12.659 | 13.167 | 13.674 | 14.18 | 14.687 | 15.194 | 15.701 | 16.208 | 16.714 | 17.221 | 17.728 | 18.235 | 18.742
Hydrogen Evolution | Gen_BB013 | MW | SPEN | Berwick | 0 | 6.377 | 7.017 | 7.656 | 8.295 | 8.934 | 9.574 | 10.213 | 10.852 | 11.492 | 12.131 | 12.77 | 13.41 | 14.049 | 14.688 | 15.328 | 15.967 | 16.606 | 17.244 | 17.884 | 18.523 | 19.162 | 19.802 | 20.441 | 21.08 | 21.72 | 22.359 | 22.998 | 23.638
Hydrogen Evolution | Gen_BB013 | MW | SPEN | Bonnybridge | 0 | 4.619 | 5.083 | 5.547 | 6.01 | 6.472 | 6.936 | 7.398 | 7.862 | 8.324 | 8.788 | 9.251 | 9.713 | 10.177 | 10.64 | 11.102 | 11.566 | 12.029 | 12.493 | 12.955 | 13.418 | 13.882 | 14.345 | 14.807 | 15.271 | 15.734 | 16.198 | 16.66 | 17.123
Hydrogen Evolution | Gen_BB013 | MW | SPEN | Braehead Park | 0 | 2.313 | 2.545 | 2.776 | 3.009 | 3.241 | 3.472 | 3.704 | 3.936 | 4.168 | 4.4 | 4.631 | 4.863 | 5.095 | 5.327 | 5.559 | 5.791 | 6.022 | 6.254 | 6.486 | 6.718 | 6.95 | 7.182 | 7.414 | 7.645 | 7.877 | 8.109 | 8.341 | 8.573
Hydrogen Evolution | Gen_BB013 | MW | SPEN | Carntyne | 0 | 0.286 | 0.314 | 0.343 | 0.371 | 0.399 | 0.428 | 0.456 | 0.485 | 0.515 | 0.543 | 0.571 | 0.6 | 0.628 | 0.657 | 0.686 | 0.714 | 0.742 | 0.772 | 0.8 | 0.828 | 0.857 | 0.886 | 0.915 | 0.943 | 0.971 | 1.001 | 1.029 | 1.057
Hydrogen Evolution | Gen_BB013 | MW | SPEN | Carsfad | 0 | 0 | 0 | 0 | 0 | 0 | 0 | 0 | 0 | 0 | 0 | 0 | 0 | 0 | 0 | 0 | 0 | 0 | 0 | 0 | 0 | 0 | 0 | 0 | 0 | 0 | 0 | 0 | 0
Hydrogen Evolution | Gen_BB013 | MW | SPEN | Chapelcross | 0 | 5.873 | 6.462 | 7.05 | 7.638 | 8.227 | 8.816 | 9.404 | 9.994 | 10.581 | 11.171 | 11.76 | 12.348 | 12.937 | 13.526 | 14.114 | 14.703 | 15.291 | 15.88 | 16.469 | 17.057 | 17.646 | 18.235 | 18.823 | 19.412 | 20 | 20.589 | 21.179 | 21.767
Hydrogen Evolution | Gen_BB013 | MW | SPEN | Charlotte Street | 0 | 1.287 | 1.414 | 1.544 | 1.673 | 1.802 | 1.93 | 2.06 | 2.189 | 2.318 | 2.447 | 2.575 | 2.704 | 2.833 | 2.962 | 3.092 | 3.22 | 3.349 | 3.478 | 3.607 | 3.735 | 3.864 | 3.993 | 4.123 | 4.252 | 4.38 | 4.509 | 4.638 | 4.767
Hydrogen Evolution | Gen_BB013 | MW | SPEN | Clyde’s Mill | 0 | 0 | 0 | 0 | 0 | 0 | 0 | 0 | 0 | 0 | 0 | 0 | 0 | 0 | 0 | 0 | 0 | 0 | 0 | 0 | 0 | 0 | 0 | 0 | 0 | 0 | 0 | 0 | 0 | GSP also referred to as Westburn Road
Hydrogen Evolution | Gen_BB013 | MW | SPEN | Coatbridge | 0 | 4.979 | 5.478 | 5.977 | 6.475 | 6.975 | 7.474 | 7.973 | 8.471 | 8.971 | 9.469 | 9.969 | 10.469 | 10.967 | 11.467 | 11.965 | 12.465 | 12.963 | 13.463 | 13.961 | 14.461 | 14.959 | 15.459 | 15.957 | 16.457 | 16.957 | 17.455 | 17.955 | 18.453
Hydrogen Evolution | Gen_BB013 | MW | SPEN | Cockenzie | 0 | 5.953 | 6.55 | 7.146 | 7.743 | 8.34 | 8.936 | 9.534 | 10.13 | 10.728 | 11.324 | 11.921 | 12.517 | 13.114 | 13.711 | 14.308 | 14.905 | 15.501 | 16.098 | 16.695 | 17.292 | 17.888 | 18.485 | 19.081 | 19.679 | 20.276 | 20.872 | 21.469 | 22.066
Hydrogen Evolution | Gen_BB013 | MW | SPEN | Coylton | 0 | 5.08 | 5.59 | 6.099 | 6.608 | 7.118 | 7.627 | 8.136 | 8.645 | 9.155 | 9.664 | 10.173 | 10.683 | 11.192 | 11.701 | 12.211 | 12.719 | 13.229 | 13.738 | 14.247 | 14.757 | 15.266 | 15.775 | 16.285 | 16.794 | 17.304 | 17.812 | 18.321 | 18.831
Hydrogen Evolution | Gen_BB013 | MW | SPEN | Crookston A | 0 | 1.117 | 1.23 | 1.342 | 1.453 | 1.566 | 1.678 | 1.791 | 1.902 | 2.014 | 2.126 | 2.238 | 2.35 | 2.463 | 2.575 | 2.686 | 2.798 | 2.91 | 3.022 | 3.135 | 3.247 | 3.359 | 3.471 | 3.583 | 3.694 | 3.806 | 3.919 | 4.031 | 4.143
Hydrogen Evolution | Gen_BB013 | MW | SPEN | Crookston B | 0 | 1.117 | 1.23 | 1.342 | 1.453 | 1.566 | 1.678 | 1.791 | 1.902 | 2.014 | 2.126 | 2.238 | 2.35 | 2.463 | 2.575 | 2.686 | 2.798 | 2.91 | 3.022 | 3.135 | 3.247 | 3.359 | 3.471 | 3.583 | 3.694 | 3.806 | 3.919 | 4.031 | 4.143
Hydrogen Evolution | Gen_BB013 | MW | SPEN | Cumbernauld | 0 | 3.693 | 4.063 | 4.432 | 4.804 | 5.173 | 5.544 | 5.913 | 6.284 | 6.653 | 7.024 | 7.394 | 7.765 | 8.135 | 8.504 | 8.875 | 9.245 | 9.616 | 9.985 | 10.355 | 10.726 | 11.096 | 11.466 | 11.836 | 12.206 | 12.577 | 12.946 | 13.317 | 13.687
Hydrogen Evolution | Gen_BB013 | MW | SPEN | Cupar | 0 | 9.514 | 10.469 | 11.423 | 12.376 | 13.331 | 14.284 | 15.238 | 16.191 | 17.145 | 18.099 | 19.054 | 20.008 | 20.961 | 21.915 | 22.869 | 23.823 | 24.776 | 25.73 | 26.684 | 27.638 | 28.591 | 29.545 | 30.499 | 31.453 | 32.407 | 33.361 | 34.315 | 35.269
Hydrogen Evolution | Gen_BB013 | MW | SPEN | Currie | 0 | 0.101 | 0.111 | 0.122 | 0.131 | 0.142 | 0.152 | 0.162 | 0.171 | 0.182 | 0.192 | 0.202 | 0.212 | 0.222 | 0.233 | 0.243 | 0.252 | 0.263 | 0.273 | 0.284 | 0.293 | 0.303 | 0.314 | 0.324 | 0.333 | 0.344 | 0.354 | 0.363 | 0.374
Hydrogen Evolution | Gen_BB013 | MW | SPEN | Dalmarnock | 0 | 2.995 | 3.296 | 3.596 | 3.896 | 4.196 | 4.496 | 4.796 | 5.096 | 5.397 | 5.697 | 5.998 | 6.297 | 6.598 | 6.897 | 7.198 | 7.498 | 7.799 | 8.099 | 8.399 | 8.7 | 8.999 | 9.3 | 9.599 | 9.9 | 10.2 | 10.501 | 10.801 | 11.101
Hydrogen Evolution | Gen_BB013 | MW | SPEN | Devol Moor | 0 | 1.682 | 1.85 | 2.019 | 2.186 | 2.356 | 2.525 | 2.693 | 2.862 | 3.03 | 3.199 | 3.367 | 3.535 | 3.704 | 3.873 | 4.041 | 4.21 | 4.378 | 4.547 | 4.715 | 4.884 | 5.053 | 5.221 | 5.39 | 5.558 | 5.727 | 5.895 | 6.064 | 6.233
Hydrogen Evolution | Gen_BB013 | MW | SPEN | Devonside | 0 | 5.017 | 5.52 | 6.022 | 6.526 | 7.028 | 7.531 | 8.034 | 8.537 | 9.039 | 9.543 | 10.045 | 10.548 | 11.052 | 11.554 | 12.057 | 12.559 | 13.063 | 13.565 | 14.068 | 14.572 | 15.074 | 15.577 | 16.079 | 16.583 | 17.086 | 17.588 | 18.092 | 18.594
Hydrogen Evolution | Gen_BB013 | MW | SPEN | Dewar Place | 0 | 0.492 | 0.541 | 0.59 | 0.639 | 0.688 | 0.738 | 0.787 | 0.836 | 0.885 | 0.935 | 0.984 | 1.033 | 1.083 | 1.132 | 1.181 | 1.23 | 1.28 | 1.329 | 1.378 | 1.428 | 1.477 | 1.526 | 1.575 | 1.625 | 1.674 | 1.723 | 1.773 | 1.822
Hydrogen Evolution | Gen_BB013 | MW | SPEN | Drumchapel | 0 | 1.826 | 2.009 | 2.191 | 2.375 | 2.558 | 2.741 | 2.923 | 3.107 | 3.29 | 3.473 | 3.656 | 3.838 | 4.022 | 4.205 | 4.388 | 4.571 | 4.754 | 4.938 | 5.12 | 5.303 | 5.486 | 5.669 | 5.853 | 6.035 | 6.218 | 6.401 | 6.584 | 6.768
Hydrogen Evolution | Gen_BB013 | MW | SPEN | Drumcross | 0 | 0 | 0 | 0 | 0 | 0 | 0 | 0 | 0 | 0 | 0 | 0 | 0 | 0 | 0 | 0 | 0 | 0 | 0 | 0 | 0 | 0 | 0 | 0 | 0 | 0 | 0 | 0 | 0
Hydrogen Evolution | Gen_BB013 | MW | SPEN | Dumfries 11 | 0 | 2.658 | 2.924 | 3.191 | 3.457 | 3.723 | 3.99 | 4.256 | 4.523 | 4.788 | 5.055 | 5.322 | 5.587 | 5.854 | 6.121 | 6.387 | 6.653 | 6.92 | 7.186 | 7.453 | 7.719 | 7.985 | 8.252 | 8.519 | 8.784 | 9.051 | 9.318 | 9.583 | 9.85
Hydrogen Evolution | Gen_BB013 | MW | SPEN | Dumfries 33 | 0 | 2.658 | 2.924 | 3.191 | 3.457 | 3.723 | 3.99 | 4.256 | 4.523 | 4.788 | 5.055 | 5.322 | 5.587 | 5.854 | 6.121 | 6.387 | 6.653 | 6.92 | 7.186 | 7.453 | 7.719 | 7.985 | 8.252 | 8.519 | 8.784 | 9.051 | 9.318 | 9.583 | 9.85
Hydrogen Evolution | Gen_BB013 | MW | SPEN | Dumfries ICI | 0 | 2.658 | 2.924 | 3.191 | 3.457 | 3.723 | 3.99 | 4.256 | 4.523 | 4.788 | 5.055 | 5.322 | 5.587 | 5.854 | 6.121 | 6.387 | 6.653 | 6.92 | 7.186 | 7.453 | 7.719 | 7.985 | 8.252 | 8.519 | 8.784 | 9.051 | 9.318 | 9.583 | 9.85
Hydrogen Evolution | Gen_BB013 | MW | SPEN | Dunbar | 0 | 0 | 0 | 0 | 0 | 0 | 0 | 0 | 0 | 0 | 0 | 0 | 0 | 0 | 0 | 0 | 0 | 0 | 0 | 0 | 0 | 0 | 0 | 0 | 0 | 0 | 0 | 0 | 0
Hydrogen Evolution | Gen_BB013 | MW | SPEN | Dunbar A | 0 | 0 | 0 | 0 | 0 | 0 | 0 | 0 | 0 | 0 | 0 | 0 | 0 | 0 | 0 | 0 | 0 | 0 | 0 | 0 | 0 | 0 | 0 | 0 | 0 | 0 | 0 | 0 | 0
Hydrogen Evolution | Gen_BB013 | MW | SPEN | Dunbar B | 0 | 4.338 | 4.773 | 5.208 | 5.643 | 6.078 | 6.513 | 6.948 | 7.383 | 7.817 | 8.253 | 8.687 | 9.123 | 9.557 | 9.993 | 10.427 | 10.862 | 11.297 | 11.732 | 12.167 | 12.602 | 13.037 | 13.472 | 13.907 | 14.341 | 14.776 | 15.211 | 15.646 | 16.081
Hydrogen Evolution | Gen_BB013 | MW | SPEN | Dunfermline | 0 | 2.511 | 2.763 | 3.014 | 3.266 | 3.517 | 3.77 | 4.021 | 4.273 | 4.525 | 4.776 | 5.028 | 5.279 | 5.531 | 5.783 | 6.034 | 6.287 | 6.539 | 6.79 | 7.042 | 7.294 | 7.545 | 7.797 | 8.048 | 8.3 | 8.552 | 8.803 | 9.055 | 9.308
Hydrogen Evolution | Gen_BB013 | MW | SPEN | Earlstoun | 0 | 0 | 0 | 0 | 0 | 0 | 0 | 0 | 0 | 0 | 0 | 0 | 0 | 0 | 0 | 0 | 0 | 0 | 0 | 0 | 0 | 0 | 0 | 0 | 0 | 0 | 0 | 0 | 0
Hydrogen Evolution | Gen_BB013 | MW | SPEN | East Kilbride | 0 | 6.594 | 7.255 | 7.915 | 8.577 | 9.237 | 9.899 | 10.559 | 11.22 | 11.882 | 12.542 | 13.203 | 13.864 | 14.525 | 15.186 | 15.847 | 16.508 | 17.169 | 17.83 | 18.491 | 19.152 | 19.813 | 20.474 | 21.134 | 21.796 | 22.457 | 23.117 | 23.779 | 24.44
Hydrogen Evolution | Gen_BB013 | MW | SPEN | East Kilbride South | 0 | 0 | 0 | 0 | 0 | 0 | 0 | 0 | 0 | 0 | 0 | 0 | 0 | 0 | 0 | 0 | 0 | 0 | 0 | 0 | 0 | 0 | 0 | 0 | 0 | 0 | 0 | 0 | 0
Hydrogen Evolution | Gen_BB013 | MW | SPEN | Easterhouse | 0 | 5.42 | 5.963 | 6.506 | 7.05 | 7.593 | 8.137 | 8.68 | 9.223 | 9.767 | 10.31 | 10.853 | 11.396 | 11.94 | 12.483 | 13.027 | 13.569 | 14.113 | 14.656 | 15.2 | 15.743 | 16.287 | 16.829 | 17.373 | 17.916 | 18.46 | 19.003 | 19.547 | 20.089
Hydrogen Evolution | Gen_BB013 | MW | SPEN | Eccles | 0 | 9.664 | 10.633 | 11.601 | 12.57 | 13.539 | 14.508 | 15.477 | 16.446 | 17.414 | 18.383 | 19.352 | 20.32 | 21.289 | 22.258 | 23.227 | 24.196 | 25.165 | 26.134 | 27.102 | 28.071 | 29.04 | 30.009 | 30.978 | 31.947 | 32.914 | 33.883 | 34.852 | 35.821
Hydrogen Evolution | Gen_BB013 | MW | SPEN | Elderslie | 0 | 3.058 | 3.364 | 3.671 | 3.978 | 4.285 | 4.591 | 4.897 | 5.205 | 5.511 | 5.817 | 6.123 | 6.431 | 6.737 | 7.043 | 7.351 | 7.657 | 7.963 | 8.269 | 8.577 | 8.883 | 9.189 | 9.495 | 9.803 | 10.109 | 10.415 | 10.723 | 11.029 | 11.335
Hydrogen Evolution | Gen_BB013 | MW | SPEN | Erskine | 0 | 1.163 | 1.279 | 1.396 | 1.514 | 1.63 | 1.746 | 1.863 | 1.98 | 2.096 | 2.213 | 2.33 | 2.445 | 2.562 | 2.679 | 2.796 | 2.912 | 3.029 | 3.146 | 3.263 | 3.379 | 3.495 | 3.612 | 3.728 | 3.845 | 3.962 | 4.079 | 4.195 | 4.312
Hydrogen Evolution | Gen_BB013 | MW | SPEN | Finnieston | 0 | 0 | 0 | 0 | 0 | 0 | 0 | 0 | 0 | 0 | 0 | 0 | 0 | 0 | 0 | 0 | 0 | 0 | 0 | 0 | 0 | 0 | 0 | 0 | 0 | 0 | 0 | 0 | 0
Hydrogen Evolution | Gen_BB013 | MW | SPEN | Galashiels | 0 | 6.734 | 7.408 | 8.083 | 8.758 | 9.433 | 10.108 | 10.783 | 11.459 | 12.134 | 12.809 | 13.483 | 14.158 | 14.834 | 15.509 | 16.183 | 16.858 | 17.534 | 18.209 | 18.884 | 19.558 | 20.233 | 20.909 | 21.584 | 22.258 | 22.933 | 23.609 | 24.284 | 24.959
Hydrogen Evolution | Gen_BB013 | MW | SPEN | Giffnock | 0 | 1.766 | 1.943 | 2.121 | 2.297 | 2.475 | 2.651 | 2.828 | 3.006 | 3.183 | 3.36 | 3.536 | 3.713 | 3.891 | 4.068 | 4.245 | 4.422 | 4.599 | 4.775 | 4.953 | 5.13 | 5.307 | 5.484 | 5.661 | 5.839 | 6.015 | 6.192 | 6.369 | 6.546
Hydrogen Evolution | Gen_BB013 | MW | SPEN | Glenlee | 0 | 0 | 0 | 0 | 0 | 0 | 0 | 0 | 0 | 0 | 0 | 0 | 0 | 0 | 0 | 0 | 0 | 0 | 0 | 0 | 0 | 0 | 0 | 0 | 0 | 0 | 0 | 0 | 0
Hydrogen Evolution | Gen_BB013 | MW | SPEN | Glenluce | 0 | 3.903 | 4.294 | 4.686 | 5.077 | 5.468 | 5.859 | 6.25 | 6.642 | 7.033 | 7.424 | 7.815 | 8.206 | 8.597 | 8.988 | 9.379 | 9.77 | 10.163 | 10.554 | 10.945 | 11.336 | 11.727 | 12.118 | 12.509 | 12.9 | 13.292 | 13.684 | 14.075 | 14.466
Hydrogen Evolution | Gen_BB013 | MW | SPEN | Glenniston | 0 | 2.148 | 2.363 | 2.579 | 2.795 | 3.009 | 3.225 | 3.44 | 3.655 | 3.871 | 4.086 | 4.302 | 4.517 | 4.733 | 4.948 | 5.163 | 5.378 | 5.594 | 5.809 | 6.025 | 6.24 | 6.456 | 6.67 | 6.886 | 7.101 | 7.317 | 7.532 | 7.748 | 7.962
Hydrogen Evolution | Gen_BB013 | MW | SPEN | Glenrothes | 0 | 2.885 | 3.175 | 3.464 | 3.753 | 4.042 | 4.331 | 4.62 | 4.91 | 5.199 | 5.489 | 5.777 | 6.066 | 6.356 | 6.645 | 6.934 | 7.224 | 7.513 | 7.802 | 8.091 | 8.38 | 8.669 | 8.959 | 9.248 | 9.537 | 9.827 | 10.116 | 10.404 | 10.694
Hydrogen Evolution | Gen_BB013 | MW | SPEN | Gorgie | 0 | 0.567 | 0.623 | 0.68 | 0.737 | 0.793 | 0.85 | 0.908 | 0.964 | 1.02 | 1.078 | 1.134 | 1.191 | 1.247 | 1.305 | 1.362 | 1.418 | 1.476 | 1.532 | 1.589 | 1.645 | 1.703 | 1.759 | 1.816 | 1.872 | 1.93 | 1.986 | 2.043 | 2.099
Hydrogen Evolution | Gen_BB013 | MW | SPEN | Govan | 0 | 2.198 | 2.418 | 2.639 | 2.858 | 3.079 | 3.299 | 3.52 | 3.739 | 3.96 | 4.18 | 4.401 | 4.62 | 4.841 | 5.061 | 5.282 | 5.502 | 5.722 | 5.943 | 6.163 | 6.383 | 6.603 | 6.824 | 7.044 | 7.264 | 7.484 | 7.705 | 7.926 | 8.145
Hydrogen Evolution | Gen_BB013 | MW | SPEN | Grangemouth A | 0 | 2.411 | 2.653 | 2.895 | 3.138 | 3.38 | 3.62 | 3.862 | 4.104 | 4.347 | 4.588 | 4.83 | 5.071 | 5.314 | 5.555 | 5.797 | 6.038 | 6.281 | 6.522 | 6.764 | 7.006 | 7.248 | 7.49 | 7.731 | 7.973 | 8.214 | 8.457 | 8.698 | 8.94
Hydrogen Evolution | Gen_BB013 | MW | SPEN | Grangemouth C | 0 | 2.411 | 2.653 | 2.895 | 3.138 | 3.38 | 3.62 | 3.862 | 4.104 | 4.347 | 4.588 | 4.83 | 5.071 | 5.314 | 5.555 | 5.797 | 6.038 | 6.281 | 6.522 | 6.764 | 7.006 | 7.248 | 7.49 | 7.731 | 7.973 | 8.214 | 8.457 | 8.698 | 8.94
Hydrogen Evolution | Gen_BB013 | MW | SPEN | Haggs Road | 0 | 1.204 | 1.324 | 1.445 | 1.567 | 1.687 | 1.808 | 1.928 | 2.05 | 2.17 | 2.291 | 2.411 | 2.532 | 2.653 | 2.773 | 2.894 | 3.015 | 3.135 | 3.256 | 3.378 | 3.498 | 3.619 | 3.739 | 3.86 | 3.981 | 4.101 | 4.222 | 4.342 | 4.463
Hydrogen Evolution | Gen_BB013 | MW | SPEN | Hawick | 0 | 2.939 | 3.234 | 3.528 | 3.823 | 4.118 | 4.412 | 4.707 | 5.001 | 5.296 | 5.591 | 5.885 | 6.18 | 6.474 | 6.769 | 7.064 | 7.358 | 7.653 | 7.949 | 8.242 | 8.537 | 8.831 | 9.126 | 9.422 | 9.715 | 10.011 | 10.306 | 10.6 | 10.895
Hydrogen Evolution | Gen_BB013 | MW | SPEN | Helensburgh | 0 | 1.653 | 1.819 | 1.985 | 2.15 | 2.317 | 2.482 | 2.647 | 2.814 | 2.98 | 3.146 | 3.31 | 3.476 | 3.642 | 3.808 | 3.974 | 4.14 | 4.306 | 4.472 | 4.637 | 4.802 | 4.968 | 5.134 | 5.3 | 5.466 | 5.632 | 5.798 | 5.963 | 6.128
Hydrogen Evolution | Gen_BB013 | MW | SPEN | Hunterston Farm | 0 | 0 | 0 | 0 | 0 | 0 | 0 | 0 | 0 | 0 | 0 | 0 | 0 | 0 | 0 | 0 | 0 | 0 | 0 | 0 | 0 | 0 | 0 | 0 | 0 | 0 | 0 | 0 | 0
Hydrogen Evolution | Gen_BB013 | MW | SPEN | Inverkeithing | 0 | 3.872 | 4.261 | 4.649 | 5.037 | 5.425 | 5.813 | 6.202 | 6.59 | 6.979 | 7.367 | 7.755 | 8.144 | 8.531 | 8.919 | 9.307 | 9.696 | 10.084 | 10.472 | 10.861 | 11.249 | 11.637 | 12.025 | 12.414 | 12.802 | 13.189 | 13.578 | 13.966 | 14.354
Hydrogen Evolution | Gen_BB013 | MW | SPEN | Johnstone | 0 | 2.717 | 2.989 | 3.262 | 3.534 | 3.806 | 4.079 | 4.352 | 4.624 | 4.897 | 5.169 | 5.441 | 5.714 | 5.986 | 6.258 | 6.531 | 6.803 | 7.076 | 7.348 | 7.62 | 7.893 | 8.165 | 8.437 | 8.71 | 8.982 | 9.254 | 9.527 | 9.799 | 10.072
Hydrogen Evolution | Gen_BB013 | MW | SPEN | Kaimes | 0 | 11.416 | 12.559 | 13.703 | 14.848 | 15.992 | 17.137 | 18.282 | 19.426 | 20.57 | 21.714 | 22.858 | 24.002 | 25.148 | 26.292 | 27.436 | 28.58 | 29.724 | 30.869 | 32.013 | 33.158 | 34.302 | 35.446 | 36.591 | 37.735 | 38.879 | 40.023 | 41.167 | 42.313
Hydrogen Evolution | Gen_BB013 | MW | SPEN | Kendoon | 0 | 0 | 0 | 0 | 0 | 0 | 0 | 0 | 0 | 0 | 0 | 0 | 0 | 0 | 0 | 0 | 0 | 0 | 0 | 0 | 0 | 0 | 0 | 0 | 0 | 0 | 0 | 0 | 0
Hydrogen Evolution | Gen_BB013 | MW | SPEN | Kilbowie 11 | 0 | 1.168 | 1.285 | 1.401 | 1.519 | 1.637 | 1.753 | 1.87 | 1.988 | 2.105 | 2.221 | 2.338 | 2.456 | 2.573 | 2.69 | 2.807 | 2.924 | 3.042 | 3.158 | 3.275 | 3.392 | 3.51 | 3.627 | 3.744 | 3.86 | 3.977 | 4.095 | 4.212 | 4.329
Hydrogen Evolution | Gen_BB013 | MW | SPEN | Kilbowie 33 | 0 | 1.168 | 1.285 | 1.401 | 1.519 | 1.637 | 1.753 | 1.87 | 1.988 | 2.105 | 2.221 | 2.338 | 2.456 | 2.573 | 2.69 | 2.807 | 2.924 | 3.042 | 3.158 | 3.275 | 3.392 | 3.51 | 3.627 | 3.744 | 3.86 | 3.977 | 4.095 | 4.212 | 4.329
Hydrogen Evolution | Gen_BB013 | MW | SPEN | Killermont | 0 | 2.916 | 3.208 | 3.501 | 3.792 | 4.086 | 4.378 | 4.669 | 4.963 | 5.255 | 5.547 | 5.839 | 6.131 | 6.423 | 6.717 | 7.009 | 7.301 | 7.593 | 7.885 | 8.177 | 8.47 | 8.763 | 9.055 | 9.347 | 9.639 | 9.931 | 10.224 | 10.516 | 10.809
Hydrogen Evolution | Gen_BB013 | MW | SPEN | Kilwinning | 0 | 3.161 | 3.478 | 3.795 | 4.111 | 4.429 | 4.745 | 5.063 | 5.38 | 5.696 | 6.014 | 6.331 | 6.647 | 6.964 | 7.282 | 7.598 | 7.915 | 8.231 | 8.549 | 8.866 | 9.182 | 9.499 | 9.817 | 10.133 | 10.45 | 10.767 | 11.084 | 11.401 | 11.718
Hydrogen Evolution | Gen_BB013 | MW | SPEN | Lesmahagow | 0 | 0 | 0 | 0 | 0 | 0 | 0 | 0 | 0 | 0 | 0 | 0 | 0 | 0 | 0 | 0 | 0 | 0 | 0 | 0 | 0 | 0 | 0 | 0 | 0 | 0 | 0 | 0 | 0
Hydrogen Evolution | Gen_BB013 | MW | SPEN | Leven | 0 | 3.861 | 4.247 | 4.635 | 5.022 | 5.409 | 5.796 | 6.183 | 6.57 | 6.957 | 7.345 | 7.731 | 8.118 | 8.506 | 8.893 | 9.279 | 9.667 | 10.054 | 10.44 | 10.828 | 11.215 | 11.602 | 11.989 | 12.376 | 12.763 | 13.15 | 13.537 | 13.924 | 14.311
Hydrogen Evolution | Gen_BB013 | MW | SPEN | Livingston East | 0 | 5.391 | 5.93 | 6.471 | 7.011 | 7.551 | 8.093 | 8.633 | 9.173 | 9.713 | 10.254 | 10.794 | 11.334 | 11.875 | 12.415 | 12.955 | 13.496 | 14.036 | 14.576 | 15.117 | 15.657 | 16.198 | 16.738 | 17.278 | 17.819 | 18.359 | 18.899 | 19.44 | 19.98
Hydrogen Evolution | Gen_BB013 | MW | SPEN | Maybole | 0 | 2.106 | 2.317 | 2.528 | 2.739 | 2.95 | 3.161 | 3.372 | 3.583 | 3.794 | 4.006 | 4.217 | 4.428 | 4.639 | 4.85 | 5.061 | 5.272 | 5.483 | 5.695 | 5.906 | 6.117 | 6.328 | 6.539 | 6.75 | 6.961 | 7.172 | 7.383 | 7.594 | 7.806
Hydrogen Evolution | Gen_BB013 | MW | SPEN | Moffat | 0 | 0 | 0 | 0 | 0 | 0 | 0 | 0 | 0 | 0 | 0 | 0 | 0 | 0 | 0 | 0 | 0 | 0 | 0 | 0 | 0 | 0 | 0 | 0 | 0 | 0 | 0 | 0 | 0
Hydrogen Evolution | Gen_BB013 | MW | SPEN | Newarthill | 0 | 1.688 | 1.857 | 2.026 | 2.195 | 2.364 | 2.534 | 2.702 | 2.872 | 3.04 | 3.21 | 3.379 | 3.549 | 3.717 | 3.887 | 4.055 | 4.225 | 4.395 | 4.564 | 4.733 | 4.902 | 5.072 | 5.24 | 5.41 | 5.579 | 5.748 | 5.917 | 6.087 | 6.255
Hydrogen Evolution | Gen_BB013 | MW | SPEN | Newton Stewart | 0 | 0 | 0 | 0 | 0 | 0 | 0 | 0 | 0 | 0 | 0 | 0 | 0 | 0 | 0 | 0 | 0 | 0 | 0 | 0 | 0 | 0 | 0 | 0 | 0 | 0 | 0 | 0 | 0
Hydrogen Evolution | Gen_BB013 | MW | SPEN | Paisley | 0 | 0.445 | 0.489 | 0.534 | 0.579 | 0.624 | 0.668 | 0.713 | 0.758 | 0.802 | 0.846 | 0.892 | 0.936 | 0.98 | 1.025 | 1.07 | 1.114 | 1.159 | 1.203 | 1.248 | 1.293 | 1.337 | 1.382 | 1.427 | 1.471 | 1.515 | 1.561 | 1.605 | 1.649
Hydrogen Evolution | Gen_BB013 | MW | SPEN | Partick | 0 | 0.287 | 0.316 | 0.344 | 0.374 | 0.402 | 0.431 | 0.459 | 0.488 | 0.517 | 0.545 | 0.575 | 0.603 | 0.632 | 0.661 | 0.689 | 0.719 | 0.747 | 0.776 | 0.804 | 0.834 | 0.862 | 0.891 | 0.919 | 0.949 | 0.977 | 1.006 | 1.034 | 1.064
Hydrogen Evolution | Gen_BB013 | MW | SPEN | Port Dundas | 0 | 1.859 | 2.046 | 2.232 | 2.419 | 2.606 | 2.793 | 2.978 | 3.165 | 3.352 | 3.537 | 3.724 | 3.911 | 4.097 | 4.284 | 4.471 | 4.656 | 4.843 | 5.029 | 5.216 | 5.403 | 5.588 | 5.775 | 5.961 | 6.148 | 6.335 | 6.521 | 6.707 | 6.893
Hydrogen Evolution | Gen_BB013 | MW | SPEN | Portobello | 0 | 3.871 | 4.26 | 4.648 | 5.036 | 5.424 | 5.812 | 6.2 | 6.588 | 6.976 | 7.364 | 7.752 | 8.14 | 8.528 | 8.917 | 9.304 | 9.692 | 10.08 | 10.469 | 10.857 | 11.244 | 11.633 | 12.021 | 12.409 | 12.797 | 13.185 | 13.573 | 13.962 | 14.349
Hydrogen Evolution | Gen_BB013 | MW | SPEN | Ravenscraig | 0 | 0 | 0 | 0 | 0 | 0 | 0 | 0 | 0 | 0 | 0 | 0 | 0 | 0 | 0 | 0 | 0 | 0 | 0 | 0 | 0 | 0 | 0 | 0 | 0 | 0 | 0 | 0 | 0
Hydrogen Evolution | Gen_BB013 | MW | SPEN | Redhouse | 0 | 1.536 | 1.69 | 1.843 | 1.998 | 2.152 | 2.306 | 2.459 | 2.613 | 2.768 | 2.922 | 3.075 | 3.23 | 3.383 | 3.537 | 3.692 | 3.845 | 3.999 | 4.153 | 4.307 | 4.46 | 4.615 | 4.769 | 4.922 | 5.077 | 5.23 | 5.385 | 5.539 | 5.692
Hydrogen Evolution | Gen_BB013 | MW | SPEN | Saltcoats A | 0 | 3.326 | 3.66 | 3.994 | 4.327 | 4.661 | 4.993 | 5.327 | 5.66 | 5.994 | 6.327 | 6.661 | 6.995 | 7.327 | 7.661 | 7.995 | 8.328 | 8.662 | 8.996 | 9.328 | 9.662 | 9.995 | 10.329 | 10.663 | 10.995 | 11.329 | 11.663 | 11.996 | 12.33
Hydrogen Evolution | Gen_BB013 | MW | SPEN | Saltcoats B | 0 | 3.326 | 3.66 | 3.994 | 4.327 | 4.661 | 4.993 | 5.327 | 5.66 | 5.994 | 6.327 | 6.661 | 6.995 | 7.327 | 7.661 | 7.995 | 8.328 | 8.662 | 8.996 | 9.328 | 9.662 | 9.995 | 10.329 | 10.663 | 10.995 | 11.329 | 11.663 | 11.996 | 12.33
Hydrogen Evolution | Gen_BB013 | MW | SPEN | Shrubhill | 0 | 0.55 | 0.605 | 0.66 | 0.715 | 0.77 | 0.825 | 0.88 | 0.935 | 0.99 | 1.046 | 1.1 | 1.156 | 1.211 | 1.266 | 1.321 | 1.377 | 1.431 | 1.486 | 1.541 | 1.596 | 1.652 | 1.706 | 1.762 | 1.817 | 1.872 | 1.927 | 1.982 | 2.037
Hydrogen Evolution | Gen_BB013 | MW | SPEN | Sighthill | 0 | 4.087 | 4.498 | 4.907 | 5.317 | 5.726 | 6.136 | 6.546 | 6.956 | 7.366 | 7.775 | 8.185 | 8.595 | 9.005 | 9.414 | 9.824 | 10.234 | 10.644 | 11.052 | 11.462 | 11.872 | 12.282 | 12.691 | 13.101 | 13.511 | 13.921 | 14.331 | 14.74 | 15.15
Hydrogen Evolution | Gen_BB013 | MW | SPEN | Spango Valley | 0 | 1.217 | 1.338 | 1.461 | 1.584 | 1.705 | 1.828 | 1.949 | 2.072 | 2.193 | 2.316 | 2.437 | 2.559 | 2.681 | 2.803 | 2.925 | 3.047 | 3.169 | 3.291 | 3.414 | 3.535 | 3.658 | 3.779 | 3.901 | 4.023 | 4.145 | 4.267 | 4.389 | 4.511
Hydrogen Evolution | Gen_BB013 | MW | SPEN | St Andrews Cross | 0 | 0 | 0 | 0 | 0 | 0 | 0 | 0 | 0 | 0 | 0 | 0 | 0 | 0 | 0 | 0 | 0 | 0 | 0 | 0 | 0 | 0 | 0 | 0 | 0 | 0 | 0 | 0 | 0
Hydrogen Evolution | Gen_BB013 | MW | SPEN | Stirling | 0 | 14.904 | 16.398 | 17.891 | 19.386 | 20.879 | 22.373 | 23.868 | 25.362 | 26.855 | 28.349 | 29.843 | 31.338 | 32.831 | 34.325 | 35.819 | 37.314 | 38.807 | 40.301 | 41.795 | 43.289 | 44.784 | 46.277 | 47.771 | 49.265 | 50.759 | 52.253 | 53.747 | 55.241
Hydrogen Evolution | Gen_BB013 | MW | SPEN | Strathaven | 0 | 2.449 | 2.695 | 2.94 | 3.187 | 3.432 | 3.678 | 3.923 | 4.169 | 4.415 | 4.66 | 4.906 | 5.151 | 5.397 | 5.642 | 5.888 | 6.134 | 6.379 | 6.625 | 6.87 | 7.116 | 7.361 | 7.607 | 7.853 | 8.098 | 8.344 | 8.589 | 8.835 | 9.08
Hydrogen Evolution | Gen_BB013 | MW | SPEN | Strathleven | 0 | 6.2 | 6.822 | 7.443 | 8.065 | 8.686 | 9.307 | 9.929 | 10.551 | 11.172 | 11.794 | 12.415 | 13.037 | 13.658 | 14.28 | 14.901 | 15.523 | 16.144 | 16.765 | 17.387 | 18.008 | 18.63 | 19.251 | 19.873 | 20.494 | 21.117 | 21.738 | 22.36 | 22.981
Hydrogen Evolution | Gen_BB013 | MW | SPEN | Telford Road | 0 | 1.449 | 1.593 | 1.738 | 1.883 | 2.029 | 2.174 | 2.319 | 2.464 | 2.609 | 2.754 | 2.899 | 3.045 | 3.19 | 3.335 | 3.48 | 3.625 | 3.77 | 3.915 | 4.06 | 4.207 | 4.352 | 4.497 | 4.642 | 4.787 | 4.932 | 5.077 | 5.223 | 5.368
Hydrogen Evolution | Gen_BB013 | MW | SPEN | Tongland | 0 | 4.214 | 4.637 | 5.06 | 5.482 | 5.905 | 6.328 | 6.749 | 7.172 | 7.594 | 8.017 | 8.44 | 8.862 | 9.285 | 9.707 | 10.129 | 10.551 | 10.975 | 11.397 | 11.819 | 12.242 | 12.665 | 13.087 | 13.509 | 13.932 | 14.354 | 14.777 | 15.2 | 15.622
Hydrogen Evolution | Gen_BB013 | MW | SPEN | West George Street | 0 | 0 | 0 | 0 | 0 | 0 | 0 | 0 | 0 | 0 | 0 | 0 | 0 | 0 | 0 | 0 | 0 | 0 | 0 | 0 | 0 | 0 | 0 | 0 | 0 | 0 | 0 | 0 | 0
Hydrogen Evolution | Gen_BB013 | MW | SPEN | Westfield | 0 | 2.407 | 2.647 | 2.889 | 3.129 | 3.372 | 3.612 | 3.853 | 4.095 | 4.335 | 4.577 | 4.818 | 5.059 | 5.301 | 5.542 | 5.783 | 6.024 | 6.266 | 6.507 | 6.748 | 6.99 | 7.231 | 7.472 | 7.713 | 7.955 | 8.196 | 8.437 | 8.679 | 8.92
Hydrogen Evolution | Gen_BB013 | MW | SPEN | Whitehouse | 0 | 1.754 | 1.929 | 2.105 | 2.282 | 2.457 | 2.633 | 2.808 | 2.984 | 3.16 | 3.337 | 3.512 | 3.688 | 3.863 | 4.04 | 4.215 | 4.391 | 4.566 | 4.743 | 4.918 | 5.094 | 5.27 | 5.446 | 5.622 | 5.797 | 5.973 | 6.149 | 6.325 | 6.5
Hydrogen Evolution | Gen_BB013 | MW | SPEN | Wishaw | 0 | 5.423 | 5.967 | 6.511 | 7.055 | 7.598 | 8.142 | 8.685 | 9.229 | 9.772 | 10.316 | 10.86 | 11.403 | 11.947 | 12.491 | 13.034 | 13.578 | 14.121 | 14.665 | 15.209 | 15.753 | 16.296 | 16.839 | 17.383 | 17.927 | 18.471 | 19.015 | 19.558 | 20.101
Hydrogen Evolution | Gen_BB013 | MW | SPEN Manweb | Birkenhead | 0 | 13.803 | 15.186 | 16.57 | 17.953 | 19.337 | 20.721 | 22.105 | 23.488 | 24.872 | 26.255 | 27.639 | 29.022 | 30.407 | 31.79 | 33.174 | 34.557 | 35.941 | 37.324 | 38.708 | 40.091 | 41.476 | 42.859 | 44.243 | 45.626 | 47.01 | 48.393 | 49.777 | 51.16
Hydrogen Evolution | Gen_BB013 | MW | SPEN Manweb | Capenhurst | 0 | 16.17 | 17.791 | 19.411 | 21.032 | 22.654 | 24.275 | 25.895 | 27.517 | 29.138 | 30.759 | 32.38 | 34.001 | 35.622 | 37.243 | 38.863 | 40.484 | 42.105 | 43.726 | 45.347 | 46.968 | 48.589 | 50.21 | 51.831 | 53.452 | 55.073 | 56.694 | 58.315 | 59.936
Hydrogen Evolution | Gen_BB013 | MW | SPEN Manweb | Carrington | 0 | 11.665 | 12.834 | 14.004 | 15.172 | 16.341 | 17.512 | 18.681 | 19.849 | 21.019 | 22.188 | 23.357 | 24.527 | 25.697 | 26.865 | 28.035 | 29.204 | 30.373 | 31.542 | 32.712 | 33.882 | 35.05 | 36.22 | 37.39 | 38.558 | 39.728 | 40.897 | 42.066 | 43.235
Hydrogen Evolution | Gen_BB013 | MW | SPEN Manweb | Connah's Quay | 0 | 33.75 | 37.133 | 40.516 | 43.9 | 47.282 | 50.666 | 54.05 | 57.432 | 60.815 | 64.199 | 67.582 | 70.964 | 74.348 | 77.731 | 81.115 | 84.498 | 87.881 | 91.264 | 94.647 | 98.031 | 101.414 | 104.797 | 108.18 | 111.563 | 114.947 | 118.33 | 121.713 | 125.096
Hydrogen Evolution | Gen_BB013 | MW | SPEN Manweb | Fiddlers Ferry | 0 | 33.61 | 36.979 | 40.349 | 43.718 | 47.087 | 50.457 | 53.826 | 57.195 | 60.564 | 63.934 | 67.303 | 70.672 | 74.041 | 77.411 | 80.78 | 84.149 | 87.518 | 90.888 | 94.257 | 97.626 | 100.995 | 104.365 | 107.734 | 111.103 | 114.473 | 117.842 | 121.211 | 124.58
Hydrogen Evolution | Gen_BB013 | MW | SPEN Manweb | Frodsham | 0 | 35.684 | 39.261 | 42.839 | 46.415 | 49.993 | 53.569 | 57.147 | 60.724 | 64.301 | 67.879 | 71.455 | 75.033 | 78.609 | 82.187 | 85.764 | 89.341 | 92.918 | 96.495 | 100.073 | 103.649 | 107.227 | 110.803 | 114.381 | 117.958 | 121.535 | 125.112 | 128.689 | 132.267
Hydrogen Evolution | Gen_BB013 | MW | SPEN Manweb | Kirkby (_D) | 0 | 16.528 | 18.185 | 19.842 | 21.498 | 23.155 | 24.811 | 26.468 | 28.125 | 29.782 | 31.439 | 33.096 | 34.753 | 36.41 | 38.066 | 39.723 | 41.38 | 43.037 | 44.694 | 46.35 | 48.007 | 49.664 | 51.321 | 52.978 | 54.635 | 56.291 | 57.948 | 59.605 | 61.262
Hydrogen Evolution | Gen_BB013 | MW | SPEN Manweb | Legacy | 0 | 50.038 | 55.054 | 60.07 | 65.086 | 70.102 | 75.118 | 80.134 | 85.15 | 90.166 | 95.183 | 100.199 | 105.214 | 110.231 | 115.247 | 120.262 | 125.279 | 130.295 | 135.31 | 140.327 | 145.343 | 150.359 | 155.375 | 160.391 | 165.407 | 170.424 | 175.439 | 180.455 | 185.472
Hydrogen Evolution | Gen_BB013 | MW | SPEN Manweb | Lister Drive | 0 | 28.17 | 30.994 | 33.817 | 36.641 | 39.465 | 42.289 | 45.113 | 47.937 | 50.761 | 53.584 | 56.409 | 59.233 | 62.056 | 64.88 | 67.704 | 70.528 | 73.351 | 76.176 | 79 | 81.823 | 84.648 | 87.471 | 90.295 | 93.119 | 95.943 | 98.766 | 101.591 | 104.415
Hydrogen Evolution | Gen_BB013 | MW | SPEN Manweb | Pentir | 0 | 19.819 | 21.806 | 23.793 | 25.779 | 27.766 | 29.752 | 31.739 | 33.726 | 35.713 | 37.7 | 39.686 | 41.673 | 43.66 | 45.646 | 47.633 | 49.621 | 51.607 | 53.594 | 55.581 | 57.567 | 59.554 | 61.541 | 63.527 | 65.514 | 67.501 | 69.487 | 71.474 | 73.461
Hydrogen Evolution | Gen_BB013 | MW | SPEN Manweb | Rainhill | 0 | 22.106 | 24.322 | 26.538 | 28.754 | 30.97 | 33.186 | 35.402 | 37.618 | 39.834 | 42.05 | 44.266 | 46.482 | 48.698 | 50.914 | 53.13 | 55.346 | 57.563 | 59.778 | 61.994 | 64.211 | 66.426 | 68.642 | 70.859 | 73.074 | 75.29 | 77.507 | 79.722 | 81.938
Hydrogen Evolution | Gen_BB013 | MW | SPEN Manweb | St. Asaph | 0 | 0 | 0 | 0 | 0 | 0 | 0 | 0 | 0 | 0 | 0 | 0 | 0 | 0 | 0 | 0 | 0 | 0 | 0 | 0 | 0 | 0 | 0 | 0 | 0 | 0 | 0 | 0 | 0
Hydrogen Evolution | Gen_BB013 | MW | SPEN Manweb | Trawsfynydd | 0 | 16.847 | 18.536 | 20.225 | 21.914 | 23.602 | 25.292 | 26.981 | 28.67 | 30.358 | 32.047 | 33.736 | 35.425 | 37.114 | 38.803 | 40.492 | 42.181 | 43.869 | 45.558 | 47.247 | 48.936 | 50.625 | 52.313 | 54.002 | 55.69 | 57.379 | 59.068 | 60.757 | 62.446
Hydrogen Evolution | Gen_BB013 | MW | SPEN Manweb | Wylfa | 0 | 5.554 | 6.11 | 6.668 | 7.224 | 7.78 | 8.338 | 8.894 | 9.451 | 10.008 | 10.565 | 11.121 | 11.678 | 12.235 | 12.792 | 13.348 | 13.905 | 14.462 | 15.019 | 15.575 | 16.132 | 16.689 | 17.245 | 17.802 | 18.359 | 18.916 | 19.472 | 20.029 | 20.586
Hydrogen Evolution | Gen_BB013 | MW | SPTL | Direct(SPTL) | 0 | 18.522 | 20.379 | 22.237 | 24.094 | 25.95 | 27.806 | 29.662 | 31.522 | 33.377 | 35.233 | 37.092 | 38.948 | 40.806 | 42.663 | 44.518 | 46.376 | 48.231 | 50.09 | 51.947 | 53.802 | 55.66 | 57.516 | 59.373 | 61.231 | 63.087 | 64.944 | 66.801 | 68.657
Hydrogen Evolution | Gen_BB013 | MW | SSEN (SHEPD) | Abernethy | 0 | 7.649 | 8.416 | 9.183 | 9.95 | 10.717 | 11.484 | 12.251 | 13.017 | 13.783 | 14.551 | 15.318 | 16.084 | 16.851 | 17.617 | 18.384 | 19.152 | 19.918 | 20.685 | 21.452 | 22.218 | 22.985 | 23.752 | 24.519 | 25.286 | 26.052 | 26.819 | 27.587 | 28.353
Hydrogen Evolution | Gen_BB013 | MW | SSEN (SHEPD) | Alness | 0 | 2.838 | 3.123 | 3.407 | 3.692 | 3.977 | 4.262 | 4.545 | 4.83 | 5.115 | 5.399 | 5.684 | 5.969 | 6.253 | 6.538 | 6.823 | 7.106 | 7.391 | 7.675 | 7.96 | 8.245 | 8.529 | 8.814 | 9.099 | 9.383 | 9.668 | 9.952 | 10.237 | 10.521
Hydrogen Evolution | Gen_BB013 | MW | SSEN (SHEPD) | Arbroath | 0 | 7.532 | 8.287 | 9.042 | 9.798 | 10.552 | 11.308 | 12.062 | 12.818 | 13.573 | 14.328 | 15.082 | 15.838 | 16.593 | 17.348 | 18.103 | 18.858 | 19.614 | 20.369 | 21.124 | 21.878 | 22.633 | 23.388 | 24.144 | 24.899 | 25.654 | 26.409 | 27.164 | 27.919
Hydrogen Evolution | Gen_BB013 | MW | SSEN (SHEPD) | Ardkinglas | 0 | 0 | 0 | 0 | 0 | 0 | 0 | 0 | 0 | 0 | 0 | 0 | 0 | 0 | 0 | 0 | 0 | 0 | 0 | 0 | 0 | 0 | 0 | 0 | 0 | 0 | 0 | 0 | 0
Hydrogen Evolution | Gen_BB013 | MW | SSEN (SHEPD) | Ardmore | 0 | 1.917 | 2.109 | 2.3 | 2.493 | 2.685 | 2.878 | 3.07 | 3.262 | 3.454 | 3.646 | 3.837 | 4.03 | 4.222 | 4.414 | 4.607 | 4.799 | 4.991 | 5.183 | 5.375 | 5.567 | 5.759 | 5.951 | 6.144 | 6.336 | 6.528 | 6.719 | 6.912 | 7.104
Hydrogen Evolution | Gen_BB013 | MW | SSEN (SHEPD) | Beauly | 0 | 4.592 | 5.052 | 5.513 | 5.973 | 6.434 | 6.893 | 7.353 | 7.814 | 8.274 | 8.735 | 9.195 | 9.656 | 10.115 | 10.576 | 11.036 | 11.496 | 11.957 | 12.417 | 12.878 | 13.338 | 13.798 | 14.258 | 14.718 | 15.179 | 15.639 | 16.1 | 16.56 | 17.02
Hydrogen Evolution | Gen_BB013 | MW | SSEN (SHEPD) | Berryburn | 0 | 0 | 0 | 0 | 0 | 0 | 0 | 0 | 0 | 0 | 0 | 0 | 0 | 0 | 0 | 0 | 0 | 0 | 0 | 0 | 0 | 0 | 0 | 0 | 0 | 0 | 0 | 0 | 0
Hydrogen Evolution | Gen_BB013 | MW | SSEN (SHEPD) | Boat of Garten | 0 | 3.12 | 3.433 | 3.746 | 4.058 | 4.37 | 4.684 | 4.996 | 5.31 | 5.622 | 5.935 | 6.248 | 6.561 | 6.873 | 7.186 | 7.499 | 7.811 | 8.124 | 8.437 | 8.75 | 9.063 | 9.376 | 9.689 | 10.002 | 10.313 | 10.626 | 10.939 | 11.252 | 11.565
Hydrogen Evolution | Gen_BB013 | MW | SSEN (SHEPD) | Braco West | 0 | 7.872 | 8.661 | 9.449 | 10.238 | 11.028 | 11.817 | 12.606 | 13.396 | 14.184 | 14.973 | 15.763 | 16.552 | 17.341 | 18.13 | 18.919 | 19.708 | 20.497 | 21.287 | 22.075 | 22.864 | 23.653 | 24.443 | 25.232 | 26.02 | 26.81 | 27.599 | 28.388 | 29.177
Hydrogen Evolution | Gen_BB013 | MW | SSEN (SHEPD) | Bridge of Dun | 0 | 5.929 | 6.524 | 7.118 | 7.712 | 8.306 | 8.9 | 9.495 | 10.089 | 10.684 | 11.277 | 11.872 | 12.467 | 13.06 | 13.655 | 14.25 | 14.843 | 15.438 | 16.032 | 16.627 | 17.221 | 17.815 | 18.41 | 19.003 | 19.598 | 20.193 | 20.787 | 21.381 | 21.976
Hydrogen Evolution | Gen_BB013 | MW | SSEN (SHEPD) | Broadford-Skye | 0 | 1.373 | 1.51 | 1.648 | 1.785 | 1.923 | 2.059 | 2.197 | 2.335 | 2.473 | 2.611 | 2.748 | 2.886 | 3.023 | 3.16 | 3.297 | 3.435 | 3.573 | 3.71 | 3.848 | 3.985 | 4.123 | 4.261 | 4.398 | 4.536 | 4.673 | 4.811 | 4.949 | 5.086
Hydrogen Evolution | Gen_BB013 | MW | SSEN (SHEPD) | Brora | 0 | 1.07 | 1.177 | 1.284 | 1.39 | 1.498 | 1.605 | 1.712 | 1.819 | 1.927 | 2.033 | 2.141 | 2.248 | 2.355 | 2.462 | 2.57 | 2.677 | 2.783 | 2.891 | 2.998 | 3.105 | 3.212 | 3.32 | 3.426 | 3.534 | 3.641 | 3.749 | 3.855 | 3.962
Hydrogen Evolution | Gen_BB013 | MW | SSEN (SHEPD) | Burghmuir | 0 | 4.061 | 4.468 | 4.875 | 5.282 | 5.69 | 6.097 | 6.503 | 6.911 | 7.318 | 7.725 | 8.132 | 8.539 | 8.946 | 9.354 | 9.761 | 10.168 | 10.575 | 10.982 | 11.389 | 11.796 | 12.204 | 12.611 | 13.018 | 13.425 | 13.832 | 14.239 | 14.646 | 15.054
Hydrogen Evolution | Gen_BB013 | MW | SSEN (SHEPD) | Cairnford | 0 | 0 | 0 | 0 | 0 | 0 | 0 | 0 | 0 | 0 | 0 | 0 | 0 | 0 | 0 | 0 | 0 | 0 | 0 | 0 | 0 | 0 | 0 | 0 | 0 | 0 | 0 | 0 | 0
Hydrogen Evolution | Gen_BB013 | MW | SSEN (SHEPD) | Carradale | 0 | 1.682 | 1.85 | 2.019 | 2.186 | 2.355 | 2.523 | 2.692 | 2.86 | 3.029 | 3.198 | 3.367 | 3.535 | 3.703 | 3.872 | 4.04 | 4.209 | 4.378 | 4.547 | 4.714 | 4.883 | 5.052 | 5.22 | 5.389 | 5.557 | 5.725 | 5.894 | 6.063 | 6.232
Hydrogen Evolution | Gen_BB013 | MW | SSEN (SHEPD) | Cassley | 0 | 0 | 0 | 0 | 0 | 0 | 0 | 0 | 0 | 0 | 0 | 0 | 0 | 0 | 0 | 0 | 0 | 0 | 0 | 0 | 0 | 0 | 0 | 0 | 0 | 0 | 0 | 0 | 0
Hydrogen Evolution | Gen_BB013 | MW | SSEN (SHEPD) | Ceannacroc | 0 | 0 | 0 | 0 | 0 | 0 | 0 | 0 | 0 | 0 | 0 | 0 | 0 | 0 | 0 | 0 | 0 | 0 | 0 | 0 | 0 | 0 | 0 | 0 | 0 | 0 | 0 | 0 | 0
Hydrogen Evolution | Gen_BB013 | MW | SSEN (SHEPD) | Charleston | 0 | 0 | 0 | 0 | 0 | 0 | 0 | 0 | 0 | 0 | 0 | 0 | 0 | 0 | 0 | 0 | 0 | 0 | 0 | 0 | 0 | 0 | 0 | 0 | 0 | 0 | 0 | 0 | 0
Hydrogen Evolution | Gen_BB013 | MW | SSEN (SHEPD) | Clachan | 0 | 0.272 | 0.299 | 0.326 | 0.354 | 0.38 | 0.408 | 0.436 | 0.462 | 0.489 | 0.517 | 0.544 | 0.571 | 0.599 | 0.626 | 0.653 | 0.681 | 0.708 | 0.735 | 0.762 | 0.789 | 0.816 | 0.844 | 0.871 | 0.898 | 0.926 | 0.953 | 0.98 | 1.008
Hydrogen Evolution | Gen_BB013 | MW | SSEN (SHEPD) | Clayhills | 0 | 1.409 | 1.551 | 1.692 | 1.833 | 1.973 | 2.115 | 2.256 | 2.397 | 2.538 | 2.68 | 2.821 | 2.963 | 3.104 | 3.246 | 3.386 | 3.527 | 3.669 | 3.81 | 3.951 | 4.093 | 4.234 | 4.374 | 4.516 | 4.657 | 4.799 | 4.94 | 5.081 | 5.223
Hydrogen Evolution | Gen_BB013 | MW | SSEN (SHEPD) | Coupar Angus | 0 | 5.499 | 6.05 | 6.601 | 7.153 | 7.704 | 8.255 | 8.807 | 9.358 | 9.909 | 10.461 | 11.012 | 11.563 | 12.115 | 12.666 | 13.216 | 13.768 | 14.319 | 14.87 | 15.422 | 15.973 | 16.524 | 17.076 | 17.627 | 18.178 | 18.73 | 19.281 | 19.832 | 20.383
Hydrogen Evolution | Gen_BB013 | MW | SSEN (SHEPD) | Craigiebuckler | 0 | 0.367 | 0.404 | 0.44 | 0.477 | 0.514 | 0.551 | 0.587 | 0.624 | 0.661 | 0.696 | 0.733 | 0.77 | 0.807 | 0.843 | 0.88 | 0.917 | 0.954 | 0.99 | 1.027 | 1.064 | 1.101 | 1.137 | 1.174 | 1.211 | 1.248 | 1.285 | 1.321 | 1.358
Hydrogen Evolution | Gen_BB013 | MW | SSEN (SHEPD) | Dallas | 0 | 0 | 0 | 0 | 0 | 0 | 0 | 0 | 0 | 0 | 0 | 0 | 0 | 0 | 0 | 0 | 0 | 0 | 0 | 0 | 0 | 0 | 0 | 0 | 0 | 0 | 0 | 0 | 0
Hydrogen Evolution | Gen_BB013 | MW | SSEN (SHEPD) | Dounreay | 0 | 1.668 | 1.835 | 2.002 | 2.17 | 2.337 | 2.503 | 2.671 | 2.838 | 3.005 | 3.173 | 3.34 | 3.506 | 3.674 | 3.841 | 4.009 | 4.176 | 4.342 | 4.51 | 4.677 | 4.845 | 5.012 | 5.178 | 5.346 | 5.513 | 5.681 | 5.848 | 6.014 | 6.182
Hydrogen Evolution | Gen_BB013 | MW | SSEN (SHEPD) | Dudhope | 0 | 3.811 | 4.193 | 4.575 | 4.956 | 5.339 | 5.721 | 6.103 | 6.485 | 6.866 | 7.249 | 7.631 | 8.014 | 8.395 | 8.777 | 9.16 | 9.541 | 9.923 | 10.306 | 10.687 | 11.069 | 11.452 | 11.833 | 12.215 | 12.598 | 12.979 | 13.361 | 13.744 | 14.125
Hydrogen Evolution | Gen_BB013 | MW | SSEN (SHEPD) | Dunbeath | 0 | 0 | 0 | 0 | 0 | 0 | 0 | 0 | 0 | 0 | 0 | 0 | 0 | 0 | 0 | 0 | 0 | 0 | 0 | 0 | 0 | 0 | 0 | 0 | 0 | 0 | 0 | 0 | 0
Hydrogen Evolution | Gen_BB013 | MW | SSEN (SHEPD) | Dunoon | 0 | 2.166 | 2.383 | 2.601 | 2.817 | 3.035 | 3.253 | 3.469 | 3.686 | 3.904 | 4.121 | 4.337 | 4.555 | 4.772 | 4.99 | 5.207 | 5.423 | 5.641 | 5.858 | 6.076 | 6.292 | 6.51 | 6.727 | 6.943 | 7.161 | 7.378 | 7.596 | 7.812 | 8.029
Hydrogen Evolution | Gen_BB013 | MW | SSEN (SHEPD) | Dunvegan | 0 | 0.193 | 0.211 | 0.231 | 0.25 | 0.268 | 0.288 | 0.307 | 0.327 | 0.346 | 0.365 | 0.384 | 0.404 | 0.423 | 0.443 | 0.462 | 0.48 | 0.5 | 0.519 | 0.539 | 0.558 | 0.578 | 0.596 | 0.615 | 0.635 | 0.654 | 0.674 | 0.692 | 0.712
Hydrogen Evolution | Gen_BB013 | MW | SSEN (SHEPD) | Dyce | 0 | 6.024 | 6.628 | 7.233 | 7.835 | 8.44 | 9.043 | 9.648 | 10.251 | 10.855 | 11.459 | 12.063 | 12.666 | 13.271 | 13.875 | 14.479 | 15.082 | 15.686 | 16.29 | 16.894 | 17.497 | 18.102 | 18.706 | 19.31 | 19.913 | 20.517 | 21.121 | 21.725 | 22.328
Hydrogen Evolution | Gen_BB013 | MW | SSEN (SHEPD) | Elgin | 0 | 8.263 | 9.092 | 9.921 | 10.749 | 11.577 | 12.405 | 13.234 | 14.062 | 14.89 | 15.719 | 16.547 | 17.376 | 18.204 | 19.033 | 19.861 | 20.689 | 21.518 | 22.346 | 23.175 | 24.003 | 24.832 | 25.66 | 26.488 | 27.316 | 28.144 | 28.973 | 29.801 | 30.629
Hydrogen Evolution | Gen_BB013 | MW | SSEN (SHEPD) | Fasnakyle | 0 | 0 | 0 | 0 | 0 | 0 | 0 | 0 | 0 | 0 | 0 | 0 | 0 | 0 | 0 | 0 | 0 | 0 | 0 | 0 | 0 | 0 | 0 | 0 | 0 | 0 | 0 | 0 | 0
Hydrogen Evolution | Gen_BB013 | MW | SSEN (SHEPD) | Fetteresso | 0 | 0 | 0 | 0 | 0 | 0 | 0 | 0 | 0 | 0 | 0 | 0 | 0 | 0 | 0 | 0 | 0 | 0 | 0 | 0 | 0 | 0 | 0 | 0 | 0 | 0 | 0 | 0 | 0
Hydrogen Evolution | Gen_BB013 | MW | SSEN (SHEPD) | Fiddes | 0 | 4.698 | 5.168 | 5.64 | 6.11 | 6.581 | 7.053 | 7.523 | 7.994 | 8.465 | 8.937 | 9.407 | 9.878 | 10.349 | 10.82 | 11.291 | 11.762 | 12.232 | 12.704 | 13.175 | 13.646 | 14.116 | 14.588 | 15.059 | 15.529 | 16 | 16.472 | 16.942 | 17.413
Hydrogen Evolution | Gen_BB013 | MW | SSEN (SHEPD) | Finstown | 0 | 0 | 0 | 0 | 0 | 0 | 0 | 0 | 0 | 0 | 0 | 0 | 0 | 0 | 0 | 0 | 0 | 0 | 0 | 0 | 0 | 0 | 0 | 0 | 0 | 0 | 0 | 0 | 0
Hydrogen Evolution | Gen_BB013 | MW | SSEN (SHEPD) | Fort Augustus | 0 | 0.543 | 0.598 | 0.653 | 0.706 | 0.762 | 0.816 | 0.87 | 0.925 | 0.98 | 1.033 | 1.088 | 1.143 | 1.197 | 1.252 | 1.306 | 1.36 | 1.415 | 1.47 | 1.525 | 1.579 | 1.633 | 1.687 | 1.742 | 1.797 | 1.852 | 1.905 | 1.96 | 2.015
Hydrogen Evolution | Gen_BB013 | MW | SSEN (SHEPD) | Fort William | 0 | 1.445 | 1.59 | 1.734 | 1.879 | 2.024 | 2.169 | 2.314 | 2.459 | 2.603 | 2.748 | 2.893 | 3.037 | 3.183 | 3.328 | 3.472 | 3.617 | 3.762 | 3.906 | 4.051 | 4.197 | 4.341 | 4.486 | 4.631 | 4.775 | 4.92 | 5.066 | 5.21 | 5.355
Hydrogen Evolution | Gen_BB013 | MW | SSEN (SHEPD) | Fraserburgh | 0 | 0 | 0 | 0 | 0 | 0 | 0 | 0 | 0 | 0 | 0 | 0 | 0 | 0 | 0 | 0 | 0 | 0 | 0 | 0 | 0 | 0 | 0 | 0 | 0 | 0 | 0 | 0 | 0
Hydrogen Evolution | Gen_BB013 | MW | SSEN (SHEPD) | Glenfarclas | 0 | 0 | 0 | 0 | 0 | 0 | 0 | 0 | 0 | 0 | 0 | 0 | 0 | 0 | 0 | 0 | 0 | 0 | 0 | 0 | 0 | 0 | 0 | 0 | 0 | 0 | 0 | 0 | 0
Hydrogen Evolution | Gen_BB013 | MW | SSEN (SHEPD) | Grudie Bridge | 0 | 0.99 | 1.09 | 1.189 | 1.288 | 1.387 | 1.486 | 1.585 | 1.686 | 1.784 | 1.883 | 1.983 | 2.082 | 2.181 | 2.281 | 2.38 | 2.479 | 2.578 | 2.678 | 2.777 | 2.876 | 2.976 | 3.075 | 3.173 | 3.273 | 3.372 | 3.471 | 3.571 | 3.67
Hydrogen Evolution | Gen_BB013 | MW | SSEN (SHEPD) | Inverness | 0 | 5.36 | 5.898 | 6.436 | 6.972 | 7.51 | 8.047 | 8.584 | 9.122 | 9.66 | 10.197 | 10.734 | 11.271 | 11.809 | 12.347 | 12.884 | 13.421 | 13.958 | 14.496 | 15.034 | 15.571 | 16.108 | 16.645 | 17.182 | 17.72 | 18.258 | 18.795 | 19.332 | 19.869
Hydrogen Evolution | Gen_BB013 | MW | SSEN (SHEPD) | Keith | 0 | 5.961 | 6.559 | 7.156 | 7.754 | 8.351 | 8.95 | 9.547 | 10.144 | 10.742 | 11.339 | 11.938 | 12.535 | 13.133 | 13.73 | 14.328 | 14.925 | 15.523 | 16.12 | 16.718 | 17.315 | 17.913 | 18.51 | 19.109 | 19.706 | 20.304 | 20.901 | 21.499 | 22.096
Hydrogen Evolution | Gen_BB013 | MW | SSEN (SHEPD) | Killin | 0 | 0.496 | 0.546 | 0.595 | 0.643 | 0.694 | 0.744 | 0.793 | 0.843 | 0.893 | 0.942 | 0.992 | 1.042 | 1.091 | 1.141 | 1.191 | 1.239 | 1.289 | 1.339 | 1.388 | 1.438 | 1.488 | 1.537 | 1.587 | 1.637 | 1.686 | 1.736 | 1.786 | 1.835
Hydrogen Evolution | Gen_BB013 | MW | SSEN (SHEPD) | Kinlochleven | 0 | 0.131 | 0.145 | 0.157 | 0.171 | 0.184 | 0.197 | 0.211 | 0.223 | 0.236 | 0.249 | 0.262 | 0.275 | 0.289 | 0.302 | 0.315 | 0.328 | 0.341 | 0.355 | 0.368 | 0.381 | 0.394 | 0.408 | 0.421 | 0.434 | 0.446 | 0.459 | 0.472 | 0.486
Hydrogen Evolution | Gen_BB013 | MW | SSEN (SHEPD) | Kintore | 0 | 13.054 | 14.363 | 15.673 | 16.981 | 18.289 | 19.598 | 20.907 | 22.216 | 23.524 | 24.833 | 26.141 | 27.45 | 28.759 | 30.067 | 31.376 | 32.684 | 33.993 | 35.301 | 36.611 | 37.919 | 39.228 | 40.537 | 41.845 | 43.154 | 44.462 | 45.771 | 47.079 | 48.388
Hydrogen Evolution | Gen_BB013 | MW | SSEN (SHEPD) | Lairg | 0 | 0.694 | 0.763 | 0.834 | 0.902 | 0.973 | 1.042 | 1.112 | 1.181 | 1.251 | 1.321 | 1.391 | 1.459 | 1.529 | 1.599 | 1.668 | 1.738 | 1.808 | 1.877 | 1.946 | 2.016 | 2.086 | 2.156 | 2.225 | 2.294 | 2.364 | 2.434 | 2.503 | 2.573
Hydrogen Evolution | Gen_BB013 | MW | SSEN (SHEPD) | Lunanhead | 0 | 5.78 | 6.359 | 6.938 | 7.518 | 8.098 | 8.676 | 9.255 | 9.835 | 10.415 | 10.993 | 11.573 | 12.153 | 12.732 | 13.311 | 13.891 | 14.47 | 15.05 | 15.628 | 16.208 | 16.788 | 17.367 | 17.946 | 18.526 | 19.105 | 19.685 | 20.263 | 20.843 | 21.423
Hydrogen Evolution | Gen_BB013 | MW | SSEN (SHEPD) | Lyndhurst | 0 | 1.615 | 1.777 | 1.939 | 2.101 | 2.264 | 2.425 | 2.587 | 2.748 | 2.91 | 3.073 | 3.235 | 3.397 | 3.558 | 3.72 | 3.882 | 4.044 | 4.206 | 4.367 | 4.53 | 4.692 | 4.854 | 5.016 | 5.178 | 5.339 | 5.501 | 5.663 | 5.826 | 5.988
Hydrogen Evolution | Gen_BB013 | MW | SSEN (SHEPD) | Macduff | 0 | 5.845 | 6.429 | 7.016 | 7.602 | 8.188 | 8.774 | 9.359 | 9.945 | 10.531 | 11.116 | 11.702 | 12.289 | 12.874 | 13.46 | 14.045 | 14.632 | 15.218 | 15.803 | 16.389 | 16.974 | 17.561 | 18.147 | 18.732 | 19.318 | 19.904 | 20.49 | 21.076 | 21.661
Hydrogen Evolution | Gen_BB013 | MW | SSEN (SHEPD) | Milton of Craigie | 0 | 4.728 | 5.202 | 5.677 | 6.15 | 6.625 | 7.098 | 7.572 | 8.046 | 8.52 | 8.994 | 9.468 | 9.942 | 10.416 | 10.89 | 11.364 | 11.838 | 12.312 | 12.786 | 13.26 | 13.734 | 14.207 | 14.681 | 15.156 | 15.63 | 16.104 | 16.578 | 17.052 | 17.526
Hydrogen Evolution | Gen_BB013 | MW | SSEN (SHEPD) | Mybster | 0 | 0 | 0 | 0 | 0 | 0 | 0 | 0 | 0 | 0 | 0 | 0 | 0 | 0 | 0 | 0 | 0 | 0 | 0 | 0 | 0 | 0 | 0 | 0 | 0 | 0 | 0 | 0 | 0
Hydrogen Evolution | Gen_BB013 | MW | SSEN (SHEPD) | Nairn | 0 | 4.482 | 4.931 | 5.379 | 5.829 | 6.278 | 6.728 | 7.177 | 7.626 | 8.076 | 8.524 | 8.974 | 9.423 | 9.872 | 10.321 | 10.771 | 11.22 | 11.669 | 12.119 | 12.568 | 13.017 | 13.467 | 13.916 | 14.365 | 14.814 | 15.264 | 15.712 | 16.162 | 16.612
Hydrogen Evolution | Gen_BB013 | MW | SSEN (SHEPD) | Orrin | 0 | 0 | 0 | 0 | 0 | 0 | 0 | 0 | 0 | 0 | 0 | 0 | 0 | 0 | 0 | 0 | 0 | 0 | 0 | 0 | 0 | 0 | 0 | 0 | 0 | 0 | 0 | 0 | 0
Hydrogen Evolution | Gen_BB013 | MW | SSEN (SHEPD) | Persley | 0 | 2.752 | 3.028 | 3.306 | 3.581 | 3.857 | 4.132 | 4.409 | 4.685 | 4.961 | 5.237 | 5.512 | 5.788 | 6.064 | 6.341 | 6.617 | 6.893 | 7.168 | 7.444 | 7.72 | 7.997 | 8.273 | 8.548 | 8.824 | 9.1 | 9.376 | 9.652 | 9.929 | 10.204
Hydrogen Evolution | Gen_BB013 | MW | SSEN (SHEPD) | Peterhead Grange | 0 | 0 | 0 | 0 | 0 | 0 | 0 | 0 | 0 | 0 | 0 | 0 | 0 | 0 | 0 | 0 | 0 | 0 | 0 | 0 | 0 | 0 | 0 | 0 | 0 | 0 | 0 | 0 | 0
Hydrogen Evolution | Gen_BB013 | MW | SSEN (SHEPD) | Peterhead Shell | 0 | 10.509 | 11.563 | 12.616 | 13.67 | 14.722 | 15.776 | 16.83 | 17.883 | 18.937 | 19.99 | 21.043 | 22.097 | 23.151 | 24.204 | 25.257 | 26.311 | 27.364 | 28.418 | 29.472 | 30.524 | 31.578 | 32.632 | 33.685 | 34.739 | 35.792 | 36.845 | 37.899 | 38.953
Hydrogen Evolution | Gen_BB013 | MW | SSEN (SHEPD) | Port Ann | 0 | 2.104 | 2.314 | 2.524 | 2.735 | 2.946 | 3.157 | 3.368 | 3.578 | 3.789 | 4.001 | 4.211 | 4.422 | 4.633 | 4.844 | 5.054 | 5.265 | 5.477 | 5.687 | 5.898 | 6.109 | 6.319 | 6.53 | 6.741 | 6.951 | 7.162 | 7.374 | 7.584 | 7.795
Hydrogen Evolution | Gen_BB013 | MW | SSEN (SHEPD) | Quoich | 0 | 0 | 0 | 0 | 0 | 0 | 0 | 0 | 0 | 0 | 0 | 0 | 0 | 0 | 0 | 0 | 0 | 0 | 0 | 0 | 0 | 0 | 0 | 0 | 0 | 0 | 0 | 0 | 0
Hydrogen Evolution | Gen_BB013 | MW | SSEN (SHEPD) | Rannoch | 0 | 0.183 | 0.201 | 0.219 | 0.238 | 0.256 | 0.275 | 0.293 | 0.31 | 0.329 | 0.347 | 0.366 | 0.384 | 0.403 | 0.421 | 0.438 | 0.457 | 0.475 | 0.494 | 0.512 | 0.53 | 0.549 | 0.567 | 0.585 | 0.603 | 0.622 | 0.64 | 0.658 | 0.677
Hydrogen Evolution | Gen_BB013 | MW | SSEN (SHEPD) | Redmoss | 0 | 2.23 | 2.453 | 2.677 | 2.901 | 3.125 | 3.348 | 3.572 | 3.796 | 4.019 | 4.242 | 4.467 | 4.69 | 4.913 | 5.137 | 5.36 | 5.584 | 5.808 | 6.031 | 6.254 | 6.479 | 6.702 | 6.925 | 7.149 | 7.373 | 7.597 | 7.82 | 8.043 | 8.267
Hydrogen Evolution | Gen_BB013 | MW | SSEN (SHEPD) | Rothienorman | 0 | 0 | 0 | 0 | 0 | 0 | 0 | 0 | 0 | 0 | 0 | 0 | 0 | 0 | 0 | 0 | 0 | 0 | 0 | 0 | 0 | 0 | 0 | 0 | 0 | 0 | 0 | 0 | 0
Hydrogen Evolution | Gen_BB013 | MW | SSEN (SHEPD) | Shin | 0 | 0.315 | 0.346 | 0.378 | 0.41 | 0.44 | 0.472 | 0.504 | 0.535 | 0.567 | 0.598 | 0.631 | 0.662 | 0.693 | 0.725 | 0.756 | 0.788 | 0.819 | 0.851 | 0.882 | 0.914 | 0.945 | 0.977 | 1.008 | 1.041 | 1.072 | 1.104 | 1.135 | 1.167
Hydrogen Evolution | Gen_BB013 | MW | SSEN (SHEPD) | Sloy | 0 | 0 | 0 | 0 | 0 | 0 | 0 | 0 | 0 | 0 | 0 | 0 | 0 | 0 | 0 | 0 | 0 | 0 | 0 | 0 | 0 | 0 | 0 | 0 | 0 | 0 | 0 | 0 | 0
Hydrogen Evolution | Gen_BB013 | MW | SSEN (SHEPD) | St Fergus Gas Terminal | 0 | 0 | 0 | 0 | 0 | 0 | 0 | 0 | 0 | 0 | 0 | 0 | 0 | 0 | 0 | 0 | 0 | 0 | 0 | 0 | 0 | 0 | 0 | 0 | 0 | 0 | 0 | 0 | 0
Hydrogen Evolution | Gen_BB013 | MW | SSEN (SHEPD) | Strichen | 0 | 0 | 0 | 0 | 0 | 0 | 0 | 0 | 0 | 0 | 0 | 0 | 0 | 0 | 0 | 0 | 0 | 0 | 0 | 0 | 0 | 0 | 0 | 0 | 0 | 0 | 0 | 0 | 0
Hydrogen Evolution | Gen_BB013 | MW | SSEN (SHEPD) | Tarland | 0 | 2.028 | 2.231 | 2.435 | 2.637 | 2.841 | 3.045 | 3.248 | 3.451 | 3.655 | 3.857 | 4.061 | 4.264 | 4.467 | 4.67 | 4.874 | 5.076 | 5.28 | 5.484 | 5.686 | 5.89 | 6.093 | 6.296 | 6.5 | 6.703 | 6.907 | 7.109 | 7.313 | 7.517
Hydrogen Evolution | Gen_BB013 | MW | SSEN (SHEPD) | Taynuilt | 0 | 3.131 | 3.445 | 3.759 | 4.072 | 4.387 | 4.7 | 5.015 | 5.328 | 5.642 | 5.956 | 6.27 | 6.583 | 6.897 | 7.211 | 7.525 | 7.839 | 8.153 | 8.466 | 8.78 | 9.094 | 9.408 | 9.723 | 10.037 | 10.35 | 10.664 | 10.978 | 11.292 | 11.606
Hydrogen Evolution | Gen_BB013 | MW | SSEN (SHEPD) | Thurso | 0 | 4.931 | 5.426 | 5.92 | 6.414 | 6.908 | 7.402 | 7.898 | 8.392 | 8.885 | 9.38 | 9.874 | 10.369 | 10.863 | 11.358 | 11.851 | 12.346 | 12.84 | 13.335 | 13.829 | 14.323 | 14.817 | 15.312 | 15.806 | 16.301 | 16.794 | 17.289 | 17.783 | 18.278
Hydrogen Evolution | Gen_BB013 | MW | SSEN (SHEPD) | Tummel Bridge | 0 | 1.944 | 2.138 | 2.333 | 2.528 | 2.723 | 2.918 | 3.113 | 3.308 | 3.502 | 3.697 | 3.892 | 4.086 | 4.281 | 4.477 | 4.672 | 4.866 | 5.061 | 5.256 | 5.451 | 5.645 | 5.84 | 6.035 | 6.229 | 6.425 | 6.62 | 6.815 | 7.009 | 7.204
Hydrogen Evolution | Gen_BB013 | MW | SSEN (SHEPD) | Willowdale | 0 | 0.427 | 0.47 | 0.512 | 0.555 | 0.598 | 0.641 | 0.684 | 0.727 | 0.769 | 0.813 | 0.855 | 0.897 | 0.941 | 0.983 | 1.027 | 1.069 | 1.112 | 1.155 | 1.197 | 1.241 | 1.283 | 1.326 | 1.369 | 1.412 | 1.454 | 1.497 | 1.54 | 1.583
Hydrogen Evolution | Gen_BB013 | MW | SSEN (SHEPD) | Woodhill | 0 | 4.712 | 5.185 | 5.657 | 6.13 | 6.603 | 7.074 | 7.547 | 8.02 | 8.492 | 8.964 | 9.436 | 9.909 | 10.382 | 10.854 | 11.327 | 11.799 | 12.271 | 12.743 | 13.216 | 13.689 | 14.161 | 14.633 | 15.106 | 15.578 | 16.05 | 16.522 | 16.996 | 17.468
Hydrogen Evolution | Gen_BB013 | MW | SSEN South | Acton Lane 66kV | 0 | 4.557 | 5.014 | 5.47 | 5.927 | 6.383 | 6.84 | 7.297 | 7.753 | 8.211 | 8.667 | 9.124 | 9.581 | 10.037 | 10.494 | 10.95 | 11.407 | 11.865 | 12.321 | 12.778 | 13.235 | 13.691 | 14.148 | 14.605 | 15.061 | 15.518 | 15.974 | 16.432 | 16.889
Hydrogen Evolution | Gen_BB013 | MW | SSEN South | Botley Wood | 0 | 19.583 | 21.546 | 23.508 | 25.472 | 27.434 | 29.398 | 31.361 | 33.323 | 35.287 | 37.25 | 39.213 | 41.176 | 43.139 | 45.102 | 47.066 | 49.029 | 50.992 | 52.955 | 54.918 | 56.881 | 58.844 | 60.806 | 62.77 | 64.733 | 66.696 | 68.659 | 70.622 | 72.585
Hydrogen Evolution | Gen_BB013 | MW | SSEN South | Bramley | 0 | 36.128 | 39.749 | 43.371 | 46.993 | 50.614 | 54.236 | 57.857 | 61.48 | 65.1 | 68.722 | 72.344 | 75.966 | 79.587 | 83.209 | 86.831 | 90.452 | 94.074 | 97.695 | 101.317 | 104.939 | 108.561 | 112.181 | 115.803 | 119.425 | 123.047 | 126.668 | 130.29 | 133.912
Hydrogen Evolution | Gen_BB013 | MW | SSEN South | Chickerell | 0 | 17.615 | 19.38 | 21.146 | 22.912 | 24.677 | 26.444 | 28.209 | 29.976 | 31.741 | 33.507 | 35.272 | 37.038 | 38.803 | 40.569 | 42.336 | 44.101 | 45.867 | 47.632 | 49.398 | 51.165 | 52.93 | 54.696 | 56.461 | 58.227 | 59.992 | 61.759 | 63.525 | 65.29
Hydrogen Evolution | Gen_BB013 | MW | SSEN South | Cowley | 0 | 60.895 | 67 | 73.104 | 79.208 | 85.312 | 91.417 | 97.521 | 103.626 | 109.73 | 115.834 | 121.939 | 128.044 | 134.148 | 140.252 | 146.357 | 152.461 | 158.565 | 164.669 | 170.775 | 176.879 | 182.983 | 189.087 | 195.191 | 201.296 | 207.401 | 213.505 | 219.609 | 225.714
Hydrogen Evolution | Gen_BB013 | MW | SSEN South | Ealing | 0 | 5.987 | 6.587 | 7.187 | 7.786 | 8.387 | 8.987 | 9.587 | 10.187 | 10.787 | 11.387 | 11.988 | 12.587 | 13.187 | 13.788 | 14.388 | 14.987 | 15.588 | 16.188 | 16.789 | 17.388 | 17.988 | 18.589 | 19.189 | 19.789 | 20.389 | 20.989 | 21.589 | 22.19
Hydrogen Evolution | Gen_BB013 | MW | SSEN South | East Claydon (_H) | 0 | 0 | 0 | 0 | 0 | 0 | 0 | 0 | 0 | 0 | 0 | 0 | 0 | 0 | 0 | 0 | 0 | 0 | 0 | 0 | 0 | 0 | 0 | 0 | 0 | 0 | 0 | 0 | 0
Hydrogen Evolution | Gen_BB013 | MW | SSEN South | Fawley | 0 | 27.438 | 30.189 | 32.939 | 35.69 | 38.44 | 41.191 | 43.941 | 46.692 | 49.442 | 52.193 | 54.943 | 57.694 | 60.444 | 63.195 | 65.945 | 68.696 | 71.446 | 74.197 | 76.947 | 79.698 | 82.448 | 85.198 | 87.95 | 90.7 | 93.451 | 96.201 | 98.952 | 101.702
Hydrogen Evolution | Gen_BB013 | MW | SSEN South | Fleet | 0 | 81.56 | 89.737 | 97.912 | 106.089 | 114.264 | 122.44 | 130.616 | 138.792 | 146.968 | 155.145 | 163.32 | 171.496 | 179.672 | 187.847 | 196.024 | 204.2 | 212.376 | 220.551 | 228.727 | 236.904 | 245.08 | 253.255 | 261.431 | 269.608 | 277.784 | 285.959 | 294.135 | 302.311
Hydrogen Evolution | Gen_BB013 | MW | SSEN South | Iver 132kV | 0 | 18.878 | 20.77 | 22.663 | 24.556 | 26.448 | 28.341 | 30.233 | 32.126 | 34.018 | 35.91 | 37.803 | 39.695 | 41.588 | 43.48 | 45.373 | 47.265 | 49.158 | 51.05 | 52.942 | 54.835 | 56.727 | 58.62 | 60.512 | 62.405 | 64.297 | 66.189 | 68.082 | 69.974
Hydrogen Evolution | Gen_BB013 | MW | SSEN South | Iver 66kV | 0 | 4.993 | 5.493 | 5.994 | 6.495 | 6.995 | 7.495 | 7.996 | 8.496 | 8.996 | 9.498 | 9.998 | 10.499 | 10.999 | 11.5 | 12 | 12.501 | 13.001 | 13.501 | 14.002 | 14.502 | 15.003 | 15.503 | 16.004 | 16.505 | 17.005 | 17.506 | 18.006 | 18.507
Hydrogen Evolution | Gen_BB013 | MW | SSEN South | Laleham | 0 | 6.354 | 6.99 | 7.626 | 8.263 | 8.9 | 9.538 | 10.175 | 10.811 | 11.448 | 12.085 | 12.722 | 13.358 | 13.995 | 14.632 | 15.268 | 15.906 | 16.543 | 17.18 | 17.816 | 18.453 | 19.09 | 19.727 | 20.363 | 21 | 21.638 | 22.275 | 22.911 | 23.548
Hydrogen Evolution | Gen_BB013 | MW | SSEN South | Lovedean | 0 | 76.156 | 83.791 | 91.424 | 99.059 | 106.693 | 114.327 | 121.961 | 129.596 | 137.23 | 144.864 | 152.499 | 160.132 | 167.767 | 175.401 | 183.035 | 190.67 | 198.303 | 205.938 | 213.572 | 221.206 | 228.841 | 236.474 | 244.109 | 251.743 | 259.377 | 267.012 | 274.646 | 282.28
Hydrogen Evolution | Gen_BB013 | MW | SSEN South | Mannington | 0 | 98.524 | 108.399 | 118.276 | 128.153 | 138.029 | 147.905 | 157.783 | 167.658 | 177.535 | 187.411 | 197.288 | 207.164 | 217.041 | 226.917 | 236.794 | 246.67 | 256.547 | 266.422 | 276.299 | 286.175 | 296.052 | 305.929 | 315.805 | 325.682 | 335.558 | 345.435 | 355.311 | 365.188
Hydrogen Evolution | Gen_BB013 | MW | SSEN South | Melksham | 0 | 73.317 | 80.665 | 88.015 | 95.365 | 102.714 | 110.064 | 117.413 | 124.763 | 132.112 | 139.462 | 146.812 | 154.161 | 161.51 | 168.86 | 176.21 | 183.559 | 190.909 | 198.258 | 205.608 | 212.958 | 220.307 | 227.656 | 235.006 | 242.356 | 249.705 | 257.055 | 264.404 | 271.754
Hydrogen Evolution | Gen_BB013 | MW | SSEN South | Minety | 0 | 31.456 | 34.609 | 37.762 | 40.916 | 44.07 | 47.223 | 50.377 | 53.529 | 56.683 | 59.836 | 62.99 | 66.143 | 69.297 | 72.449 | 75.602 | 78.756 | 81.909 | 85.063 | 88.216 | 91.37 | 94.523 | 97.677 | 100.829 | 103.983 | 107.136 | 110.289 | 113.443 | 116.596
Hydrogen Evolution | Gen_BB013 | MW | SSEN South | North Hyde | 0 | 9.202 | 10.124 | 11.046 | 11.969 | 12.891 | 13.814 | 14.736 | 15.659 | 16.58 | 17.503 | 18.426 | 19.348 | 20.27 | 21.193 | 22.115 | 23.038 | 23.96 | 24.882 | 25.805 | 26.728 | 27.649 | 28.572 | 29.495 | 30.416 | 31.339 | 32.262 | 33.185 | 34.106
Hydrogen Evolution | Gen_BB013 | MW | SSEN South | Nursling | 0 | 35.454 | 39.007 | 42.561 | 46.116 | 49.67 | 53.224 | 56.778 | 60.332 | 63.886 | 67.44 | 70.994 | 74.548 | 78.102 | 81.656 | 85.21 | 88.764 | 92.318 | 95.872 | 99.426 | 102.98 | 106.534 | 110.088 | 113.642 | 117.196 | 120.75 | 124.303 | 127.857 | 131.412
Hydrogen Evolution | Gen_BB013 | MW | UKPN Eastern | Amersham Main | 0 | 8.337 | 9.172 | 10.007 | 10.844 | 11.679 | 12.515 | 13.351 | 14.187 | 15.022 | 15.858 | 16.694 | 17.528 | 18.365 | 19.201 | 20.035 | 20.871 | 21.707 | 22.543 | 23.378 | 24.214 | 25.05 | 25.885 | 26.721 | 27.557 | 28.393 | 29.228 | 30.064 | 30.9
Hydrogen Evolution | Gen_BB013 | MW | UKPN Eastern | Braintree | 0 | 29.634 | 32.604 | 35.575 | 38.545 | 41.516 | 44.486 | 47.457 | 50.427 | 53.398 | 56.368 | 59.339 | 62.31 | 65.28 | 68.251 | 71.221 | 74.192 | 77.163 | 80.133 | 83.104 | 86.074 | 89.045 | 92.016 | 94.986 | 97.957 | 100.928 | 103.898 | 106.869 | 109.839
Hydrogen Evolution | Gen_BB013 | MW | UKPN Eastern | Bramford | 0 | 154.526 | 170.017 | 185.508 | 200.998 | 216.488 | 231.978 | 247.469 | 262.959 | 278.45 | 293.941 | 309.431 | 324.921 | 340.412 | 355.902 | 371.392 | 386.883 | 402.373 | 417.863 | 433.355 | 448.844 | 464.335 | 479.826 | 495.316 | 510.806 | 526.297 | 541.787 | 557.277 | 572.769
Hydrogen Evolution | Gen_BB013 | MW | UKPN Eastern | Brimsdown | 0 | 14.569 | 16.031 | 17.49 | 18.951 | 20.412 | 21.872 | 23.333 | 24.793 | 26.254 | 27.715 | 29.174 | 30.635 | 32.096 | 33.557 | 35.017 | 36.477 | 37.938 | 39.398 | 40.859 | 42.32 | 43.779 | 45.24 | 46.701 | 48.162 | 49.622 | 51.083 | 52.543 | 54.003
Hydrogen Evolution | Gen_BB013 | MW | UKPN Eastern | Burwell Main | 0 | 53.914 | 59.317 | 64.722 | 70.126 | 75.532 | 80.935 | 86.34 | 91.745 | 97.149 | 102.554 | 107.958 | 113.363 | 118.767 | 124.172 | 129.576 | 134.981 | 140.384 | 145.789 | 151.194 | 156.598 | 162.002 | 167.407 | 172.811 | 178.216 | 183.62 | 189.025 | 194.429 | 199.834
Hydrogen Evolution | Gen_BB013 | MW | UKPN Eastern | Clacton | 0 | 0 | 0 | 0 | 0 | 0 | 0 | 0 | 0 | 0 | 0 | 0 | 0 | 0 | 0 | 0 | 0 | 0 | 0 | 0 | 0 | 0 | 0 | 0 | 0 | 0 | 0 | 0 | 0
Hydrogen Evolution | Gen_BB013 | MW | UKPN Eastern | Eaton Socon | 0 | 46.163 | 50.79 | 55.417 | 60.044 | 64.673 | 69.3 | 73.928 | 78.555 | 83.183 | 87.81 | 92.437 | 97.065 | 101.692 | 106.321 | 110.948 | 115.576 | 120.203 | 124.83 | 129.458 | 134.085 | 138.713 | 143.34 | 147.967 | 152.596 | 157.223 | 161.851 | 166.478 | 171.106
Hydrogen Evolution | Gen_BB013 | MW | UKPN Eastern | Elstree | 0 | 18.872 | 20.765 | 22.656 | 24.548 | 26.44 | 28.331 | 30.223 | 32.115 | 34.007 | 35.898 | 37.791 | 39.682 | 41.574 | 43.466 | 45.358 | 47.249 | 49.142 | 51.033 | 52.924 | 54.817 | 56.708 | 58.6 | 60.492 | 62.384 | 64.275 | 66.168 | 68.059 | 69.951
Hydrogen Evolution | Gen_BB013 | MW | UKPN Eastern | Loudwater | 0 | 4.432 | 4.876 | 5.32 | 5.765 | 6.209 | 6.653 | 7.097 | 7.541 | 7.986 | 8.43 | 8.874 | 9.319 | 9.763 | 10.206 | 10.651 | 11.095 | 11.54 | 11.984 | 12.428 | 12.873 | 13.317 | 13.76 | 14.205 | 14.649 | 15.094 | 15.538 | 15.982 | 16.427
Hydrogen Evolution | Gen_BB013 | MW | UKPN Eastern | Mill Hill | 0 | 5.599 | 6.161 | 6.721 | 7.284 | 7.844 | 8.406 | 8.967 | 9.529 | 10.09 | 10.651 | 11.212 | 11.774 | 12.336 | 12.896 | 13.458 | 14.019 | 14.581 | 15.142 | 15.703 | 16.265 | 16.825 | 17.387 | 17.949 | 18.51 | 19.071 | 19.632 | 20.194 | 20.754
Hydrogen Evolution | Gen_BB013 | MW | UKPN Eastern | Norwich Main | 0 | 123.389 | 135.758 | 148.128 | 160.496 | 172.865 | 185.234 | 197.604 | 209.973 | 222.342 | 234.71 | 247.08 | 259.449 | 271.817 | 284.187 | 296.556 | 308.926 | 321.294 | 333.663 | 346.033 | 358.401 | 370.77 | 383.14 | 395.508 | 407.877 | 420.247 | 432.615 | 444.984 | 457.354
Hydrogen Evolution | Gen_BB013 | MW | UKPN Eastern | Pelham | 0 | 37.817 | 41.609 | 45.4 | 49.19 | 52.981 | 56.774 | 60.565 | 64.355 | 68.146 | 71.937 | 75.728 | 79.519 | 83.31 | 87.101 | 90.892 | 94.683 | 98.474 | 102.265 | 106.056 | 109.847 | 113.638 | 117.429 | 121.221 | 125.011 | 128.803 | 132.593 | 136.385 | 140.175
Hydrogen Evolution | Gen_BB013 | MW | UKPN Eastern | Rayleigh | 0 | 57.977 | 63.79 | 69.6 | 75.413 | 81.225 | 87.037 | 92.848 | 98.66 | 104.473 | 110.284 | 116.096 | 121.908 | 127.72 | 133.532 | 139.343 | 145.155 | 150.968 | 156.78 | 162.591 | 168.403 | 174.215 | 180.027 | 185.839 | 191.65 | 197.462 | 203.274 | 209.087 | 214.898
Hydrogen Evolution | Gen_BB013 | MW | UKPN Eastern | Rye House | 0 | 24.942 | 27.443 | 29.944 | 32.443 | 34.943 | 37.444 | 39.944 | 42.445 | 44.945 | 47.445 | 49.946 | 52.446 | 54.946 | 57.447 | 59.947 | 62.447 | 64.948 | 67.448 | 69.948 | 72.448 | 74.949 | 77.449 | 79.949 | 82.45 | 84.95 | 87.45 | 89.951 | 92.451
Hydrogen Evolution | Gen_BB013 | MW | UKPN Eastern | Sheringham Shoal | 0 | 0 | 0 | 0 | 0 | 0 | 0 | 0 | 0 | 0 | 0 | 0 | 0 | 0 | 0 | 0 | 0 | 0 | 0 | 0 | 0 | 0 | 0 | 0 | 0 | 0 | 0 | 0 | 0
Hydrogen Evolution | Gen_BB013 | MW | UKPN Eastern | Sundon | 0 | 45.238 | 49.774 | 54.308 | 58.843 | 63.378 | 67.913 | 72.448 | 76.983 | 81.518 | 86.053 | 90.587 | 95.122 | 99.657 | 104.192 | 108.727 | 113.261 | 117.796 | 122.332 | 126.867 | 131.402 | 135.936 | 140.471 | 145.006 | 149.541 | 154.076 | 158.61 | 163.145 | 167.68
Hydrogen Evolution | Gen_BB013 | MW | UKPN Eastern | Tilbury | 0 | 11.79 | 12.971 | 14.154 | 15.335 | 16.517 | 17.698 | 18.881 | 20.062 | 21.244 | 22.425 | 23.607 | 24.789 | 25.971 | 27.153 | 28.335 | 29.517 | 30.698 | 31.88 | 33.062 | 34.244 | 35.426 | 36.608 | 37.789 | 38.971 | 40.153 | 41.335 | 42.517 | 43.699
Hydrogen Evolution | Gen_BB013 | MW | UKPN Eastern | Tottenham | 0 | 11.446 | 12.593 | 13.74 | 14.888 | 16.036 | 17.184 | 18.33 | 19.478 | 20.626 | 21.773 | 22.921 | 24.067 | 25.215 | 26.362 | 27.509 | 28.657 | 29.804 | 30.952 | 32.099 | 33.247 | 34.394 | 35.542 | 36.689 | 37.837 | 38.984 | 40.132 | 41.278 | 42.426
Hydrogen Evolution | Gen_BB013 | MW | UKPN Eastern | Walpole (_A) | 0 | 105.066 | 115.598 | 126.13 | 136.663 | 147.194 | 157.727 | 168.259 | 178.792 | 189.324 | 199.856 | 210.389 | 220.92 | 231.452 | 241.985 | 252.517 | 263.05 | 273.582 | 284.113 | 294.646 | 305.178 | 315.71 | 326.243 | 336.775 | 347.308 | 357.839 | 368.371 | 378.904 | 389.436
Hydrogen Evolution | Gen_BB013 | MW | UKPN Eastern | Warley | 0 | 13.525 | 14.881 | 16.236 | 17.592 | 18.948 | 20.304 | 21.66 | 23.015 | 24.371 | 25.727 | 27.082 | 28.439 | 29.794 | 31.15 | 32.505 | 33.862 | 35.218 | 36.573 | 37.929 | 39.284 | 40.641 | 41.996 | 43.352 | 44.708 | 46.063 | 47.42 | 48.775 | 50.131
Hydrogen Evolution | Gen_BB013 | MW | UKPN Eastern | Watford South | 0 | 19.48 | 21.432 | 23.385 | 25.338 | 27.29 | 29.243 | 31.197 | 33.148 | 35.101 | 37.054 | 39.007 | 40.96 | 42.912 | 44.865 | 46.818 | 48.771 | 50.723 | 52.676 | 54.629 | 56.582 | 58.534 | 60.487 | 62.44 | 64.393 | 66.346 | 68.298 | 70.251 | 72.204
Hydrogen Evolution | Gen_BB013 | MW | UKPN Eastern | West Thurrock | 0 | 3.517 | 3.869 | 4.221 | 4.574 | 4.927 | 5.279 | 5.631 | 5.984 | 6.337 | 6.689 | 7.042 | 7.394 | 7.747 | 8.099 | 8.452 | 8.804 | 9.157 | 9.509 | 9.861 | 10.214 | 10.566 | 10.919 | 11.271 | 11.624 | 11.976 | 12.329 | 12.681 | 13.034
Hydrogen Evolution | Gen_BB013 | MW | UKPN Eastern | Wymondley | 0 | 24.689 | 27.165 | 29.639 | 32.114 | 34.589 | 37.064 | 39.539 | 42.014 | 44.489 | 46.963 | 49.438 | 51.913 | 54.388 | 56.863 | 59.339 | 61.814 | 64.289 | 66.763 | 69.238 | 71.713 | 74.188 | 76.663 | 79.138 | 81.613 | 84.087 | 86.562 | 89.037 | 91.512
Hydrogen Evolution | Gen_BB013 | MW | UKPN London | Acton Lane 22kV | 0 | 0 | 0 | 0 | 0 | 0 | 0 | 0 | 0 | 0 | 0 | 0 | 0 | 0 | 0 | 0 | 0 | 0 | 0 | 0 | 0 | 0 | 0 | 0 | 0 | 0 | 0 | 0 | 0
Hydrogen Evolution | Gen_BB013 | MW | UKPN London | Barking | 0 | 16.608 | 18.273 | 19.938 | 21.603 | 23.267 | 24.932 | 26.598 | 28.262 | 29.927 | 31.591 | 33.257 | 34.922 | 36.587 | 38.252 | 39.916 | 41.582 | 43.246 | 44.911 | 46.576 | 48.241 | 49.905 | 51.571 | 53.235 | 54.9 | 56.565 | 58.23 | 59.895 | 61.56
Hydrogen Evolution | Gen_BB013 | MW | UKPN London | Barking West | 0 | 0 | 0 | 0 | 0 | 0 | 0 | 0 | 0 | 0 | 0 | 0 | 0 | 0 | 0 | 0 | 0 | 0 | 0 | 0 | 0 | 0 | 0 | 0 | 0 | 0 | 0 | 0 | 0
Hydrogen Evolution | Gen_BB013 | MW | UKPN London | Beddington (_C) | 0 | 4.784 | 5.264 | 5.743 | 6.222 | 6.702 | 7.181 | 7.661 | 8.141 | 8.621 | 9.099 | 9.579 | 10.059 | 10.538 | 11.018 | 11.498 | 11.976 | 12.456 | 12.936 | 13.416 | 13.895 | 14.375 | 14.854 | 15.333 | 15.813 | 16.293 | 16.773 | 17.252 | 17.731
Hydrogen Evolution | Gen_BB013 | MW | UKPN London | Canal Bank | 0 | 0 | 0 | 0 | 0 | 0 | 0 | 0 | 0 | 0 | 0 | 0 | 0 | 0 | 0 | 0 | 0 | 0 | 0 | 0 | 0 | 0 | 0 | 0 | 0 | 0 | 0 | 0 | 0
Hydrogen Evolution | Gen_BB013 | MW | UKPN London | City Road | 0 | 1.133 | 1.247 | 1.362 | 1.474 | 1.589 | 1.702 | 1.815 | 1.93 | 2.043 | 2.157 | 2.27 | 2.384 | 2.498 | 2.611 | 2.725 | 2.838 | 2.952 | 3.067 | 3.18 | 3.294 | 3.407 | 3.521 | 3.635 | 3.748 | 3.862 | 3.975 | 4.089 | 4.203
Hydrogen Evolution | Gen_BB013 | MW | UKPN London | Greenford | 0 | 0 | 0 | 0 | 0 | 0 | 0 | 0 | 0 | 0 | 0 | 0 | 0 | 0 | 0 | 0 | 0 | 0 | 0 | 0 | 0 | 0 | 0 | 0 | 0 | 0 | 0 | 0 | 0
Hydrogen Evolution | Gen_BB013 | MW | UKPN London | Hackney 132kV | 0 | 9.265 | 10.195 | 11.124 | 12.053 | 12.981 | 13.91 | 14.839 | 15.768 | 16.696 | 17.626 | 18.554 | 19.483 | 20.413 | 21.341 | 22.27 | 23.198 | 24.128 | 25.056 | 25.985 | 26.914 | 27.843 | 28.772 | 29.7 | 30.63 | 31.558 | 32.487 | 33.416 | 34.345
Hydrogen Evolution | Gen_BB013 | MW | UKPN London | Hackney 66kV | 0 | 0 | 0 | 0 | 0 | 0 | 0 | 0 | 0 | 0 | 0 | 0 | 0 | 0 | 0 | 0 | 0 | 0 | 0 | 0 | 0 | 0 | 0 | 0 | 0 | 0 | 0 | 0 | 0
Hydrogen Evolution | Gen_BB013 | MW | UKPN London | Hurst | 0 | 10.936 | 12.032 | 13.129 | 14.225 | 15.321 | 16.417 | 17.514 | 18.61 | 19.706 | 20.802 | 21.898 | 22.996 | 24.092 | 25.188 | 26.284 | 27.381 | 28.477 | 29.573 | 30.669 | 31.765 | 32.862 | 33.958 | 35.054 | 36.15 | 37.247 | 38.343 | 39.439 | 40.535
Hydrogen Evolution | Gen_BB013 | MW | UKPN London | Islington | 0 | 0 | 0 | 0 | 0 | 0 | 0 | 0 | 0 | 0 | 0 | 0 | 0 | 0 | 0 | 0 | 0 | 0 | 0 | 0 | 0 | 0 | 0 | 0 | 0 | 0 | 0 | 0 | 0
Hydrogen Evolution | Gen_BB013 | MW | UKPN London | Littlebrook (_C) | 0 | 7.859 | 8.645 | 9.434 | 10.222 | 11.009 | 11.797 | 12.584 | 13.372 | 14.16 | 14.948 | 15.735 | 16.523 | 17.311 | 18.099 | 18.887 | 19.675 | 20.461 | 21.249 | 22.037 | 22.825 | 23.613 | 24.4 | 25.188 | 25.976 | 26.764 | 27.552 | 28.339 | 29.126
Hydrogen Evolution | Gen_BB013 | MW | UKPN London | Lodge Road | 0 | 2.452 | 2.698 | 2.945 | 3.189 | 3.436 | 3.682 | 3.928 | 4.173 | 4.419 | 4.665 | 4.911 | 5.157 | 5.403 | 5.649 | 5.894 | 6.14 | 6.386 | 6.632 | 6.878 | 7.124 | 7.37 | 7.615 | 7.861 | 8.107 | 8.353 | 8.599 | 8.845 | 9.091
Hydrogen Evolution | Gen_BB013 | MW | UKPN London | New Cross | 0 | 8.634 | 9.5 | 10.365 | 11.23 | 12.096 | 12.962 | 13.827 | 14.692 | 15.559 | 16.424 | 17.289 | 18.155 | 19.02 | 19.885 | 20.752 | 21.617 | 22.483 | 23.348 | 24.213 | 25.079 | 25.944 | 26.81 | 27.676 | 28.541 | 29.406 | 30.272 | 31.137 | 32.004
Hydrogen Evolution | Gen_BB013 | MW | UKPN London | Perivale | 0 | 0 | 0 | 0 | 0 | 0 | 0 | 0 | 0 | 0 | 0 | 0 | 0 | 0 | 0 | 0 | 0 | 0 | 0 | 0 | 0 | 0 | 0 | 0 | 0 | 0 | 0 | 0 | 0
Hydrogen Evolution | Gen_BB013 | MW | UKPN London | Redbridge | 0 | 5.191 | 5.712 | 6.232 | 6.752 | 7.273 | 7.793 | 8.313 | 8.834 | 9.354 | 9.875 | 10.395 | 10.916 | 11.436 | 11.957 | 12.477 | 12.997 | 13.517 | 14.039 | 14.559 | 15.079 | 15.599 | 16.119 | 16.641 | 17.161 | 17.681 | 18.201 | 18.721 | 19.242
Hydrogen Evolution | Gen_BB013 | MW | UKPN London | St John's Wood | 0 | 3.242 | 3.567 | 3.892 | 4.216 | 4.541 | 4.867 | 5.191 | 5.516 | 5.841 | 6.166 | 6.492 | 6.817 | 7.141 | 7.466 | 7.791 | 8.116 | 8.442 | 8.766 | 9.091 | 9.416 | 9.741 | 10.066 | 10.39 | 10.716 | 11.041 | 11.366 | 11.691 | 12.015
Hydrogen Evolution | Gen_BB013 | MW | UKPN London | West Ham | 0 | 10.612 | 11.676 | 12.741 | 13.804 | 14.868 | 15.932 | 16.996 | 18.06 | 19.124 | 20.188 | 21.252 | 22.315 | 23.379 | 24.443 | 25.507 | 26.571 | 27.635 | 28.698 | 29.762 | 30.826 | 31.89 | 32.954 | 34.017 | 35.081 | 36.145 | 37.209 | 38.273 | 39.337
Hydrogen Evolution | Gen_BB013 | MW | UKPN London | Willesden 132kV | 0 | 1.257 | 1.382 | 1.509 | 1.635 | 1.761 | 1.886 | 2.013 | 2.138 | 2.265 | 2.39 | 2.516 | 2.643 | 2.768 | 2.894 | 3.021 | 3.146 | 3.272 | 3.399 | 3.524 | 3.65 | 3.776 | 3.902 | 4.028 | 4.154 | 4.28 | 4.406 | 4.532 | 4.658
Hydrogen Evolution | Gen_BB013 | MW | UKPN London | Willesden 66kV | 0 | 3.269 | 3.596 | 3.924 | 4.251 | 4.579 | 4.907 | 5.235 | 5.562 | 5.889 | 6.217 | 6.545 | 6.872 | 7.2 | 7.528 | 7.855 | 8.183 | 8.51 | 8.838 | 9.166 | 9.493 | 9.821 | 10.149 | 10.476 | 10.804 | 11.132 | 11.459 | 11.787 | 12.115
Hydrogen Evolution | Gen_BB013 | MW | UKPN London | Wimbledon North | 0 | 0 | 0 | 0 | 0 | 0 | 0 | 0 | 0 | 0 | 0 | 0 | 0 | 0 | 0 | 0 | 0 | 0 | 0 | 0 | 0 | 0 | 0 | 0 | 0 | 0 | 0 | 0 | 0
Hydrogen Evolution | Gen_BB013 | MW | UKPN London | Wimbledon South | 0 | 16.245 | 17.873 | 19.501 | 21.129 | 22.757 | 24.386 | 26.014 | 27.643 | 29.271 | 30.9 | 32.527 | 34.156 | 35.785 | 37.413 | 39.042 | 40.67 | 42.298 | 43.926 | 45.555 | 47.184 | 48.812 | 50.441 | 52.068 | 53.697 | 55.325 | 56.954 | 58.583 | 60.21
Hydrogen Evolution | Gen_BB013 | MW | UKPN South East | Beddington (_J) | 0 | 20.376 | 22.418 | 24.461 | 26.503 | 28.545 | 30.588 | 32.63 | 34.673 | 36.715 | 38.758 | 40.8 | 42.843 | 44.886 | 46.928 | 48.97 | 51.013 | 53.056 | 55.098 | 57.14 | 59.182 | 61.226 | 63.268 | 65.31 | 67.353 | 69.396 | 71.438 | 73.48 | 75.523
Hydrogen Evolution | Gen_BB013 | MW | UKPN South East | Bolney | 0 | 81.083 | 89.211 | 97.34 | 105.468 | 113.596 | 121.724 | 129.852 | 137.98 | 146.109 | 154.236 | 162.365 | 170.493 | 178.62 | 186.749 | 194.877 | 203.005 | 211.133 | 219.262 | 227.389 | 235.518 | 243.646 | 251.774 | 259.902 | 268.031 | 276.158 | 284.287 | 292.415 | 300.542
Hydrogen Evolution | Gen_BB013 | MW | UKPN South East | Canterbury | 0 | 25.812 | 28.399 | 30.987 | 33.573 | 36.162 | 38.749 | 41.336 | 43.924 | 46.511 | 49.098 | 51.686 | 54.273 | 56.861 | 59.448 | 62.036 | 64.623 | 67.211 | 69.798 | 72.386 | 74.973 | 77.561 | 80.148 | 82.735 | 85.323 | 87.91 | 90.498 | 93.085 | 95.673
Hydrogen Evolution | Gen_BB013 | MW | UKPN South East | Chessington | 0 | 13.252 | 14.58 | 15.908 | 17.237 | 18.565 | 19.894 | 21.222 | 22.55 | 23.878 | 25.207 | 26.535 | 27.864 | 29.192 | 30.52 | 31.848 | 33.177 | 34.505 | 35.834 | 37.162 | 38.491 | 39.819 | 41.148 | 42.475 | 43.803 | 45.132 | 46.46 | 47.789 | 49.117
Hydrogen Evolution | Gen_BB013 | MW | UKPN South East | Kemsley | 0 | 12.318 | 13.553 | 14.788 | 16.023 | 17.258 | 18.493 | 19.728 | 20.962 | 22.197 | 23.433 | 24.667 | 25.902 | 27.136 | 28.372 | 29.607 | 30.841 | 32.076 | 33.311 | 34.546 | 35.781 | 37.015 | 38.251 | 39.485 | 40.72 | 41.956 | 43.19 | 44.425 | 45.659
Hydrogen Evolution | Gen_BB013 | MW | UKPN South East | Kingsnorth | 0 | 13.901 | 15.294 | 16.688 | 18.082 | 19.476 | 20.868 | 22.262 | 23.655 | 25.049 | 26.442 | 27.836 | 29.23 | 30.623 | 32.017 | 33.41 | 34.804 | 36.198 | 37.591 | 38.985 | 40.377 | 41.771 | 43.165 | 44.558 | 45.952 | 47.345 | 48.739 | 50.133 | 51.526
Hydrogen Evolution | Gen_BB013 | MW | UKPN South East | Littlebrook (_J) | 0 | 0.243 | 0.267 | 0.292 | 0.316 | 0.339 | 0.364 | 0.388 | 0.413 | 0.438 | 0.462 | 0.485 | 0.51 | 0.535 | 0.559 | 0.584 | 0.607 | 0.632 | 0.656 | 0.681 | 0.705 | 0.73 | 0.753 | 0.778 | 0.802 | 0.827 | 0.851 | 0.875 | 0.899
Hydrogen Evolution | Gen_BB013 | MW | UKPN South East | Ninfield | 0 | 70.044 | 77.066 | 84.088 | 91.11 | 98.131 | 105.152 | 112.173 | 119.196 | 126.217 | 133.238 | 140.261 | 147.282 | 154.303 | 161.325 | 168.346 | 175.368 | 182.39 | 189.411 | 196.432 | 203.455 | 210.476 | 217.497 | 224.519 | 231.541 | 238.562 | 245.584 | 252.605 | 259.627
Hydrogen Evolution | Gen_BB013 | MW | UKPN South East | Northfleet East | 0 | 46.286 | 50.925 | 55.566 | 60.205 | 64.846 | 69.485 | 74.126 | 78.765 | 83.406 | 88.045 | 92.685 | 97.325 | 101.964 | 106.605 | 111.245 | 115.884 | 120.524 | 125.165 | 129.804 | 134.444 | 139.084 | 143.723 | 148.364 | 153.004 | 157.643 | 162.283 | 166.924 | 171.563
Hydrogen Evolution | Gen_BB013 | MW | UKPN South East | Richborough | 0 | 23.525 | 25.884 | 28.242 | 30.601 | 32.958 | 35.316 | 37.675 | 40.033 | 42.391 | 44.749 | 47.108 | 49.466 | 51.824 | 54.183 | 56.541 | 58.899 | 61.257 | 63.616 | 65.974 | 68.332 | 70.691 | 73.049 | 75.407 | 77.765 | 80.124 | 82.482 | 84.84 | 87.199
Hydrogen Evolution | Gen_BB013 | MW | UKPN South East | Sellindge | 0 | 37.145 | 40.868 | 44.593 | 48.316 | 52.04 | 55.763 | 59.487 | 63.21 | 66.934 | 70.658 | 74.381 | 78.105 | 81.828 | 85.552 | 89.276 | 92.998 | 96.722 | 100.445 | 104.169 | 107.893 | 111.616 | 115.34 | 119.064 | 122.787 | 126.511 | 130.234 | 133.958 | 137.682
Hydrogen Evolution | Gen_BB013 | MW | UKPN South East | West Weybridge | 0 | 32.225 | 35.455 | 38.685 | 41.916 | 45.147 | 48.377 | 51.608 | 54.838 | 58.067 | 61.298 | 64.528 | 67.759 | 70.99 | 74.219 | 77.45 | 80.681 | 83.91 | 87.141 | 90.371 | 93.602 | 96.832 | 100.062 | 103.293 | 106.524 | 109.753 | 112.984 | 116.214 | 119.445
Hydrogen Evolution | Gen_BB014 | MW | NGED East Midlands | Bicker Fen | 0 | 194.371 | 194.371 | 194.371 | 194.371 | 194.371 | 194.371 | 194.371 | 194.371 | 194.371 | 194.371 | 194.371 | 194.371 | 194.371 | 194.371 | 194.371 | 194.371 | 194.371 | 194.371 | 194.371 | 194.371 | 194.371 | 194.371 | 194.371 | 194.371 | 194.371 | 194.371 | 194.371 | 194.371
Hydrogen Evolution | Gen_BB014 | MW | NGED South West | Indian Queens | 0 | 0.1 | 0.1 | 0.1 | 0.1 | 0.1 | 0.1 | 0.1 | 0.1 | 0.1 | 0.1 | 0.1 | 0.1 | 0.1 | 0.1 | 0.1 | 0.1 | 0.1 | 0.1 | 0.1 | 0.1 | 0.1 | 0.1 | 0.1 | 0.1 | 0.1 | 0.1 | 0.1 | 0.1
Hydrogen Evolution | Gen_BB014 | MW | NGET | Direct(NGET) | 0 | 11283.4 | 12283.4 | 13615.4 | 19573.4 | 20773.4 | 23133.4 | 28353.4 | 34793.4 | 40293.4 | 40939.4 | 43139.4 | 44048.4 | 44448.4 | 45768.4 | 47088.4 | 47088.4 | 48088.4 | 48088.4 | 48088.4 | 49288.4 | 49288.4 | 49288.4 | 49288.4 | 49288.4 | 49288.4 | 49288.4 | 49288.4 | 49288.4
Hydrogen Evolution | Gen_BB014 | MW | NPg Northeast | Blyth 66kV | 0 | 45.293 | 45.293 | 45.293 | 45.293 | 45.293 | 45.293 | 45.293 | 45.293 | 45.293 | 45.293 | 45.293 | 45.293 | 45.293 | 45.293 | 45.293 | 45.293 | 45.293 | 45.293 | 45.293 | 45.293 | 45.293 | 45.293 | 45.293 | 45.293 | 45.293 | 45.293 | 45.293 | 45.293
Hydrogen Evolution | Gen_BB014 | MW | NPg Northeast | Lackenby | 0 | 61.991 | 61.991 | 61.991 | 61.991 | 61.991 | 61.991 | 61.991 | 61.991 | 61.991 | 61.991 | 61.991 | 61.991 | 61.991 | 61.991 | 61.991 | 61.991 | 61.991 | 61.991 | 61.991 | 61.991 | 61.991 | 61.991 | 61.991 | 61.991 | 61.991 | 61.991 | 61.991 | 61.991
Hydrogen Evolution | Gen_BB014 | MW | SHETL | Direct(SHETL) | 0 | 2658.5 | 2658.5 | 3518.5 | 3518.5 | 3518.5 | 3618.5 | 4118.5 | 5768.5 | 8503.5 | 8503.5 | 9803.5 | 15763.5 | 16863.5 | 19323.5 | 23431.5 | 26431.5 | 27939.5 | 27939.5 | 28839.5 | 28839.5 | 28839.5 | 28839.5 | 28839.5 | 28839.5 | 28839.5 | 28839.5 | 28839.5 | 28839.5
Hydrogen Evolution | Gen_BB014 | MW | SPEN Manweb | Connah's Quay | 0 | 91.986 | 91.986 | 91.986 | 91.986 | 91.986 | 91.986 | 91.986 | 91.986 | 91.986 | 91.986 | 91.986 | 91.986 | 91.986 | 91.986 | 91.986 | 91.986 | 91.986 | 91.986 | 91.986 | 91.986 | 91.986 | 91.986 | 91.986 | 91.986 | 91.986 | 91.986 | 91.986 | 91.986
Hydrogen Evolution | Gen_BB014 | MW | SPEN Manweb | Pentir | 0 | 59.991 | 59.991 | 59.991 | 59.991 | 59.991 | 59.991 | 59.991 | 59.991 | 59.991 | 59.991 | 59.991 | 59.991 | 59.991 | 59.991 | 59.991 | 59.991 | 59.991 | 59.991 | 59.991 | 59.991 | 59.991 | 59.991 | 59.991 | 59.991 | 59.991 | 59.991 | 59.991 | 59.991
Hydrogen Evolution | Gen_BB014 | MW | SPTL | Direct(SPTL) | 0 | 0 | 448 | 448 | 2028 | 2028 | 2028 | 2028 | 2028 | 4328 | 4328 | 4328 | 9328 | 9328 | 11248 | 12856 | 14356 | 14356 | 14356 | 14356 | 14356 | 14356 | 14356 | 14356 | 14356 | 14356 | 14356 | 14356 | 14356
Hydrogen Evolution | Gen_BB014 | MW | SSEN (SHEPD) | Peterhead Grange | 0 | 30 | 30 | 30 | 30 | 30 | 30 | 30 | 30 | 30 | 30 | 30 | 30 | 30 | 30 | 30 | 30 | 30 | 30 | 30 | 30 | 30 | 30 | 30 | 30 | 30 | 30 | 30 | 30
Hydrogen Evolution | Gen_BB014 | MW | SSEN (SHEPD) | Redmoss | 0 | 49.6 | 49.6 | 49.6 | 49.6 | 49.6 | 49.6 | 49.6 | 49.6 | 49.6 | 49.6 | 49.6 | 49.6 | 49.6 | 49.6 | 49.6 | 49.6 | 49.6 | 49.6 | 49.6 | 49.6 | 49.6 | 49.6 | 49.6 | 49.6 | 49.6 | 49.6 | 49.6 | 49.6
Hydrogen Evolution | Gen_BB014 | MW | SSEN (SHEPD) | Stornoway | 0 | 13.8 | 13.8 | 13.8 | 13.8 | 13.8 | 13.8 | 13.8 | 13.8 | 18 | 18 | 18 | 18 | 18 | 18 | 18 | 18 | 18 | 18 | 18 | 18 | 18 | 18 | 18 | 18 | 18 | 18 | 18 | 18
Hydrogen Evolution | Gen_BB014 | MW | UKPN Eastern | Bramford | 0 | 11.998 | 11.998 | 11.998 | 11.998 | 11.998 | 11.998 | 11.998 | 11.998 | 11.998 | 11.998 | 11.998 | 11.998 | 11.998 | 11.998 | 11.998 | 11.998 | 11.998 | 11.998 | 11.998 | 11.998 | 11.998 | 11.998 | 11.998 | 11.998 | 11.998 | 11.998 | 11.998 | 11.998
Hydrogen Evolution | Gen_BB014 | MW | UKPN Eastern | Norwich Main | 0 | 75.989 | 75.989 | 75.989 | 75.989 | 75.989 | 75.989 | 75.989 | 75.989 | 75.989 | 75.989 | 75.989 | 75.989 | 75.989 | 75.989 | 75.989 | 75.989 | 75.989 | 75.989 | 75.989 | 75.989 | 75.989 | 75.989 | 75.989 | 75.989 | 75.989 | 75.989 | 75.989 | 75.989
Hydrogen Evolution | Gen_BB014 | MW | UKPN South East | Canterbury | 0 | 139.48 | 139.48 | 139.48 | 139.48 | 139.48 | 139.48 | 139.48 | 139.48 | 139.48 | 139.48 | 139.48 | 139.48 | 139.48 | 139.48 | 139.48 | 139.48 | 139.48 | 139.48 | 139.48 | 139.48 | 139.48 | 139.48 | 139.48 | 139.48 | 139.48 | 139.48 | 139.48 | 139.48
Hydrogen Evolution | Gen_BB015 | MW | Electricity North West | Harker | 0 | 196.944 | 198.958 | 200.95 | 203.457 | 206.503 | 209.605 | 212.741 | 220.534 | 228.402 | 236.374 | 244.424 | 252.564 | 260.792 | 269.121 | 277.54 | 286.057 | 294.674 | 303.4 | 312.223 | 321.151 | 330.184 | 339.34 | 348.59 | 357.968 | 367.461 | 377.072 | 386.801 | 396.652
Hydrogen Evolution | Gen_BB015 | MW | Electricity North West | Heysham (NGET) | 0 | 25.969 | 26.24 | 26.499 | 26.837 | 27.236 | 27.643 | 28.061 | 29.087 | 30.121 | 31.176 | 32.231 | 33.305 | 34.39 | 35.495 | 36.599 | 37.723 | 38.868 | 40.012 | 41.176 | 42.35 | 43.544 | 44.748 | 45.972 | 47.206 | 48.46 | 49.733 | 51.017 | 52.31
Hydrogen Evolution | Gen_BB015 | MW | Electricity North West | Padiham | 0 | 27.423 | 27.704 | 27.973 | 28.331 | 28.749 | 29.187 | 29.625 | 30.71 | 31.804 | 32.909 | 34.033 | 35.167 | 36.312 | 37.466 | 38.64 | 39.824 | 41.028 | 42.242 | 43.465 | 44.71 | 45.973 | 47.247 | 48.53 | 49.844 | 51.158 | 52.501 | 53.854 | 55.227
Hydrogen Evolution | Gen_BB015 | MW | Electricity North West | Penwortham East | 0 | 32.318 | 32.653 | 32.972 | 33.39 | 33.888 | 34.395 | 34.912 | 36.186 | 37.48 | 38.783 | 40.107 | 41.44 | 42.793 | 44.167 | 45.54 | 46.943 | 48.356 | 49.788 | 51.231 | 52.704 | 54.186 | 55.689 | 57.201 | 58.744 | 60.296 | 61.878 | 63.47 | 65.092
Hydrogen Evolution | Gen_BB015 | MW | Electricity North West | Penwortham West | 0 | 8.356 | 8.445 | 8.524 | 8.634 | 8.763 | 8.892 | 9.022 | 9.36 | 9.689 | 10.027 | 10.375 | 10.714 | 11.062 | 11.42 | 11.778 | 12.136 | 12.505 | 12.873 | 13.251 | 13.629 | 14.007 | 14.395 | 14.793 | 15.191 | 15.589 | 15.997 | 16.415 | 16.833
Hydrogen Evolution | Gen_BB015 | MW | Electricity North West | Rochdale | 0 | 118.938 | 120.157 | 121.352 | 122.875 | 124.717 | 126.585 | 128.477 | 133.185 | 137.939 | 142.746 | 147.612 | 152.528 | 157.493 | 162.528 | 167.613 | 172.757 | 177.961 | 183.225 | 188.556 | 193.951 | 199.403 | 204.936 | 210.526 | 216.181 | 221.922 | 227.722 | 233.592 | 239.552
Hydrogen Evolution | Gen_BB015 | MW | Electricity North West | Washway Farm | 0 | 2.314 | 2.34 | 2.36 | 2.39 | 2.43 | 2.46 | 2.499 | 2.589 | 2.688 | 2.778 | 2.878 | 2.967 | 3.067 | 3.166 | 3.266 | 3.365 | 3.465 | 3.564 | 3.674 | 3.773 | 3.883 | 3.992 | 4.101 | 4.211 | 4.32 | 4.43 | 4.549 | 4.659
Hydrogen Evolution | Gen_BB015 | MW | NGED East Midlands | Chesterfield | 0 | 21.489 | 21.709 | 21.928 | 22.207 | 22.535 | 22.873 | 23.222 | 24.068 | 24.923 | 25.799 | 26.675 | 27.56 | 28.466 | 29.371 | 30.287 | 31.222 | 32.157 | 33.113 | 34.077 | 35.053 | 36.038 | 37.033 | 38.048 | 39.063 | 40.108 | 41.152 | 42.217 | 43.292
Hydrogen Evolution | Gen_BB015 | MW | NGED East Midlands | Coventry | 0 | 86.728 | 87.614 | 88.49 | 89.594 | 90.938 | 92.3 | 93.684 | 97.118 | 100.589 | 104.092 | 107.635 | 111.227 | 114.849 | 118.511 | 122.223 | 125.974 | 129.775 | 133.615 | 137.495 | 141.426 | 145.406 | 149.436 | 153.514 | 157.646 | 161.825 | 166.053 | 170.341 | 174.679
Hydrogen Evolution | Gen_BB015 | MW | NGED East Midlands | Grendon | 0 | 102.126 | 103.169 | 104.204 | 105.497 | 107.081 | 108.691 | 110.314 | 114.355 | 118.443 | 122.563 | 126.742 | 130.962 | 135.23 | 139.549 | 143.917 | 148.335 | 152.803 | 157.32 | 161.895 | 166.534 | 171.219 | 175.957 | 180.761 | 185.619 | 190.545 | 195.529 | 200.573 | 205.687
Hydrogen Evolution | Gen_BB015 | MW | NGED East Midlands | Ratcliffe | 0 | 10.216 | 10.327 | 10.426 | 10.556 | 10.715 | 10.874 | 11.033 | 11.441 | 11.849 | 12.267 | 12.685 | 13.103 | 13.531 | 13.959 | 14.397 | 14.844 | 15.292 | 15.74 | 16.198 | 16.665 | 17.133 | 17.611 | 18.088 | 18.576 | 19.063 | 19.561 | 20.068 | 20.576
Hydrogen Evolution | Gen_BB015 | MW | NGED East Midlands | Stoke Bardolph | 0 | 3.016 | 3.047 | 3.077 | 3.117 | 3.167 | 3.216 | 3.266 | 3.386 | 3.505 | 3.624 | 3.744 | 3.873 | 4.003 | 4.132 | 4.251 | 4.391 | 4.52 | 4.649 | 4.789 | 4.928 | 5.067 | 5.207 | 5.346 | 5.485 | 5.634 | 5.784 | 5.933 | 6.082
Hydrogen Evolution | Gen_BB015 | MW | NGED East Midlands | Walpole (_B) | 0 | 18.325 | 18.513 | 18.692 | 18.931 | 19.209 | 19.498 | 19.796 | 20.513 | 21.249 | 21.995 | 22.742 | 23.498 | 24.264 | 25.04 | 25.817 | 26.613 | 27.418 | 28.224 | 29.05 | 29.876 | 30.722 | 31.568 | 32.433 | 33.299 | 34.185 | 35.08 | 35.985 | 36.901
Hydrogen Evolution | Gen_BB015 | MW | NGED East Midlands | Willington | 0 | 21.944 | 22.167 | 22.396 | 22.675 | 23.013 | 23.361 | 23.71 | 24.576 | 25.451 | 26.337 | 27.242 | 28.148 | 29.063 | 29.989 | 30.924 | 31.879 | 32.834 | 33.81 | 34.794 | 35.79 | 36.794 | 37.819 | 38.844 | 39.889 | 40.944 | 42.019 | 43.103 | 44.197
Hydrogen Evolution | Gen_BB015 | MW | NGED South Wales | Cardiff East | 0 | 2.314 | 2.34 | 2.36 | 2.39 | 2.43 | 2.46 | 2.499 | 2.589 | 2.688 | 2.778 | 2.878 | 2.967 | 3.067 | 3.166 | 3.266 | 3.365 | 3.465 | 3.564 | 3.674 | 3.773 | 3.883 | 3.992 | 4.101 | 4.211 | 4.32 | 4.43 | 4.549 | 4.659
Hydrogen Evolution | Gen_BB015 | MW | NGED South Wales | Grange | 0 | 109.127 | 110.249 | 111.344 | 112.737 | 114.43 | 116.139 | 117.882 | 122.202 | 126.568 | 130.977 | 135.435 | 139.953 | 144.509 | 149.127 | 153.794 | 158.51 | 163.286 | 168.122 | 173.006 | 177.953 | 182.966 | 188.032 | 193.165 | 198.361 | 203.615 | 208.938 | 214.33 | 219.793
Hydrogen Evolution | Gen_BB015 | MW | NGED South Wales | Pembroke | 0 | 8.257 | 8.335 | 8.425 | 8.524 | 8.654 | 8.783 | 8.922 | 9.241 | 9.579 | 9.907 | 10.246 | 10.584 | 10.932 | 11.281 | 11.629 | 11.987 | 12.355 | 12.713 | 13.091 | 13.46 | 13.838 | 14.226 | 14.614 | 15.002 | 15.4 | 15.808 | 16.216 | 16.624
Hydrogen Evolution | Gen_BB015 | MW | NGED South Wales | Pyle | 0 | 50.178 | 50.688 | 51.196 | 51.833 | 52.609 | 53.404 | 54.201 | 56.182 | 58.191 | 60.221 | 62.271 | 64.341 | 66.44 | 68.56 | 70.709 | 72.878 | 75.077 | 77.296 | 79.544 | 81.823 | 84.121 | 86.45 | 88.808 | 91.197 | 93.615 | 96.072 | 98.549 | 101.057
Hydrogen Evolution | Gen_BB015 | MW | NGED South Wales | Rassau | 0 | 15.506 | 15.664 | 15.824 | 16.013 | 16.252 | 16.5 | 16.749 | 17.356 | 17.983 | 18.61 | 19.237 | 19.884 | 20.53 | 21.187 | 21.844 | 22.521 | 23.197 | 23.884 | 24.58 | 25.277 | 25.993 | 26.71 | 27.446 | 28.182 | 28.929 | 29.685 | 30.451 | 31.227
Hydrogen Evolution | Gen_BB015 | MW | NGED South Wales | Swansea North | 0 | 235.472 | 237.885 | 240.265 | 243.26 | 246.914 | 250.611 | 254.365 | 263.681 | 273.091 | 282.615 | 292.237 | 301.969 | 311.809 | 321.77 | 331.841 | 342.03 | 352.329 | 362.756 | 373.299 | 383.98 | 394.783 | 405.731 | 416.791 | 428.011 | 439.355 | 450.845 | 462.475 | 474.266
Hydrogen Evolution | Gen_BB015 | MW | NGED South Wales | Upper Boat 132kV | 0 | 63.271 | 63.923 | 64.56 | 65.366 | 66.342 | 67.336 | 68.351 | 70.849 | 73.386 | 75.943 | 78.531 | 81.138 | 83.784 | 86.461 | 89.168 | 91.904 | 94.67 | 97.476 | 100.311 | 103.178 | 106.083 | 109.018 | 111.992 | 115.009 | 118.054 | 121.148 | 124.272 | 127.436
Hydrogen Evolution | Gen_BB015 | MW | NGED South Wales | Uskmouth | 0 | 26.375 | 26.649 | 26.917 | 27.246 | 27.654 | 28.071 | 28.49 | 29.535 | 30.589 | 31.654 | 32.739 | 33.823 | 34.928 | 36.042 | 37.167 | 38.311 | 39.465 | 40.629 | 41.813 | 43.007 | 44.221 | 45.445 | 46.688 | 47.943 | 49.217 | 50.5 | 51.803 | 53.126
Hydrogen Evolution | Gen_BB015 | MW | NGED South West | Alverdiscott | 0 | 133.9 | 135.274 | 136.629 | 138.33 | 140.411 | 142.508 | 144.649 | 149.944 | 155.295 | 160.709 | 166.182 | 171.725 | 177.316 | 182.978 | 188.701 | 194.501 | 200.352 | 206.282 | 212.28 | 218.362 | 224.5 | 230.72 | 237.016 | 243.387 | 249.846 | 256.382 | 262.997 | 269.694
Hydrogen Evolution | Gen_BB015 | MW | NGED South West | Bridgewater | 0 | 1.009 | 1.016 | 1.026 | 1.036 | 1.056 | 1.075 | 1.085 | 1.125 | 1.165 | 1.205 | 1.245 | 1.294 | 1.334 | 1.374 | 1.414 | 1.464 | 1.503 | 1.553 | 1.593 | 1.643 | 1.692 | 1.732 | 1.782 | 1.832 | 1.881 | 1.931 | 1.981 | 2.031
Hydrogen Evolution | Gen_BB015 | MW | NGED South West | Indian Queens | 0 | 74.644 | 75.415 | 76.171 | 77.117 | 78.272 | 79.444 | 80.639 | 83.595 | 86.579 | 89.595 | 92.64 | 95.735 | 98.849 | 102.003 | 105.198 | 108.431 | 111.695 | 114.998 | 118.34 | 121.725 | 125.157 | 128.62 | 132.131 | 135.685 | 139.288 | 142.929 | 146.61 | 150.351
Hydrogen Evolution | Gen_BB015 | MW | NGED South West | Landulph | 0 | 3.619 | 3.665 | 3.695 | 3.744 | 3.804 | 3.854 | 3.913 | 4.063 | 4.202 | 4.351 | 4.501 | 4.65 | 4.799 | 4.948 | 5.108 | 5.267 | 5.426 | 5.585 | 5.744 | 5.914 | 6.073 | 6.242 | 6.411 | 6.59 | 6.759 | 6.938 | 7.117 | 7.297
Hydrogen Evolution | Gen_BB015 | MW | NGED South West | Seabank | 0 | 26.473 | 26.748 | 27.017 | 27.355 | 27.763 | 28.181 | 28.599 | 29.644 | 30.709 | 31.773 | 32.858 | 33.953 | 35.057 | 36.182 | 37.316 | 38.46 | 39.614 | 40.788 | 41.972 | 43.177 | 44.39 | 45.624 | 46.868 | 48.122 | 49.406 | 50.689 | 52.002 | 53.326
Hydrogen Evolution | Gen_BB015 | MW | NGED West Midlands | Bishops Wood | 0 | 34.227 | 34.575 | 34.924 | 35.362 | 35.889 | 36.426 | 36.974 | 38.327 | 39.7 | 41.083 | 42.476 | 43.899 | 45.322 | 46.775 | 48.238 | 49.721 | 51.213 | 52.735 | 54.267 | 55.82 | 57.392 | 58.974 | 60.585 | 62.218 | 63.87 | 65.531 | 67.223 | 68.944
Hydrogen Evolution | Gen_BB015 | MW | NGED West Midlands | Bushbury | 0 | 4.025 | 4.073 | 4.113 | 4.163 | 4.222 | 4.282 | 4.352 | 4.511 | 4.67 | 4.829 | 4.998 | 5.168 | 5.337 | 5.506 | 5.675 | 5.844 | 6.023 | 6.202 | 6.381 | 6.571 | 6.75 | 6.939 | 7.128 | 7.317 | 7.516 | 7.715 | 7.914 | 8.113
Hydrogen Evolution | Gen_BB015 | MW | NGED West Midlands | Cellarhead | 0 | 1.711 | 1.733 | 1.743 | 1.773 | 1.792 | 1.822 | 1.852 | 1.912 | 1.982 | 2.051 | 2.121 | 2.19 | 2.27 | 2.34 | 2.409 | 2.489 | 2.559 | 2.638 | 2.718 | 2.788 | 2.867 | 2.947 | 3.026 | 3.106 | 3.195 | 3.275 | 3.365 | 3.444
Hydrogen Evolution | Gen_BB015 | MW | NGED West Midlands | Iron Acton | 0 | 11.976 | 12.099 | 12.219 | 12.378 | 12.557 | 12.746 | 12.945 | 13.413 | 13.891 | 14.378 | 14.866 | 15.363 | 15.861 | 16.368 | 16.886 | 17.403 | 17.921 | 18.458 | 18.995 | 19.532 | 20.09 | 20.647 | 21.204 | 21.771 | 22.349 | 22.935 | 23.532 | 24.129
Hydrogen Evolution | Gen_BB015 | MW | NGED West Midlands | Shrewsbury | 0 | 3.016 | 3.047 | 3.077 | 3.117 | 3.167 | 3.216 | 3.266 | 3.386 | 3.505 | 3.624 | 3.744 | 3.873 | 4.003 | 4.132 | 4.251 | 4.391 | 4.52 | 4.649 | 4.789 | 4.928 | 5.067 | 5.207 | 5.346 | 5.485 | 5.634 | 5.784 | 5.933 | 6.082
Hydrogen Evolution | Gen_BB015 | MW | NGET | Direct(NGET) | 0 | 228 | 228 | 228 | 338 | 780.2 | 888.2 | 888.2 | 888.2 | 1039.4 | 1039.4 | 1189.4 | 1189.4 | 1189.4 | 1189.4 | 1189.4 | 1189.4 | 1189.4 | 1189.4 | 1189.4 | 1189.4 | 1189.4 | 1189.4 | 1189.4 | 1189.4 | 1189.4 | 1189.4 | 1189.4 | 1189.4
Hydrogen Evolution | Gen_BB015 | MW | NPg Northeast | Blyth 132kV | 0 | 107.595 | 108.695 | 109.781 | 111.154 | 112.817 | 114.506 | 116.229 | 120.479 | 124.786 | 129.135 | 133.533 | 137.981 | 142.478 | 147.026 | 151.624 | 156.28 | 160.987 | 165.752 | 170.567 | 175.454 | 180.388 | 185.384 | 190.447 | 195.564 | 200.748 | 206.001 | 211.314 | 216.697
Hydrogen Evolution | Gen_BB015 | MW | NPg Northeast | Blyth 66kV | 0 | 48.762 | 49.578 | 50.076 | 50.702 | 51.459 | 52.233 | 53.019 | 54.969 | 56.937 | 58.927 | 60.936 | 62.975 | 65.033 | 67.112 | 69.222 | 71.35 | 73.508 | 75.687 | 77.894 | 80.123 | 82.38 | 84.669 | 86.985 | 89.335 | 91.703 | 94.11 | 96.536 | 99.003
Hydrogen Evolution | Gen_BB015 | MW | NPg Northeast | Fourstones | 0 | 91.01 | 91.935 | 92.862 | 94.016 | 95.429 | 96.861 | 98.314 | 101.908 | 105.548 | 109.23 | 112.952 | 116.713 | 120.514 | 124.365 | 128.256 | 132.186 | 136.177 | 140.206 | 144.274 | 148.405 | 152.583 | 156.813 | 161.09 | 165.421 | 169.809 | 174.246 | 178.743 | 183.3
Hydrogen Evolution | Gen_BB015 | MW | NPg Northeast | Hart Moor | 0 | 45.253 | 45.719 | 46.177 | 46.754 | 47.451 | 48.157 | 48.883 | 50.675 | 52.485 | 54.316 | 56.157 | 58.028 | 59.919 | 61.839 | 63.77 | 65.73 | 67.71 | 69.71 | 71.739 | 73.789 | 75.869 | 77.968 | 80.097 | 82.257 | 84.437 | 86.645 | 88.874 | 91.142
Hydrogen Evolution | Gen_BB015 | MW | NPg Northeast | Hawthorn Pit | 0 | 19.897 | 20.096 | 20.295 | 20.554 | 20.862 | 21.171 | 21.489 | 22.275 | 23.071 | 23.877 | 24.693 | 25.509 | 26.345 | 27.181 | 28.037 | 28.892 | 29.768 | 30.644 | 31.539 | 32.435 | 33.35 | 34.275 | 35.21 | 36.156 | 37.121 | 38.086 | 39.071 | 40.066
Hydrogen Evolution | Gen_BB015 | MW | NPg Northeast | Knaresborough | 0 | 15.299 | 15.455 | 15.615 | 15.804 | 16.043 | 16.281 | 16.53 | 17.137 | 17.744 | 18.361 | 18.988 | 19.625 | 20.262 | 20.908 | 21.565 | 22.222 | 22.899 | 23.575 | 24.261 | 24.958 | 25.655 | 26.371 | 27.087 | 27.814 | 28.55 | 29.296 | 30.053 | 30.819
Hydrogen Evolution | Gen_BB015 | MW | NPg Northeast | Norton | 0 | 30.558 | 30.871 | 31.18 | 31.568 | 32.036 | 32.523 | 33.01 | 34.215 | 35.438 | 36.672 | 37.916 | 39.18 | 40.463 | 41.747 | 43.061 | 44.384 | 45.717 | 47.071 | 48.443 | 49.827 | 51.229 | 52.643 | 54.085 | 55.538 | 57.011 | 58.503 | 60.006 | 61.538
Hydrogen Evolution | Gen_BB015 | MW | NPg Northeast | Poppleton | 0 | 3.343 | 3.386 | 3.416 | 3.456 | 3.505 | 3.565 | 3.615 | 3.744 | 3.883 | 4.013 | 4.152 | 4.291 | 4.431 | 4.57 | 4.719 | 4.859 | 5.008 | 5.157 | 5.306 | 5.456 | 5.615 | 5.764 | 5.923 | 6.082 | 6.242 | 6.411 | 6.57 | 6.739
Hydrogen Evolution | Gen_BB015 | MW | NPg Northeast | Spennymoor | 0 | 75.029 | 75.803 | 76.56 | 77.515 | 78.68 | 79.853 | 81.047 | 84.023 | 87.017 | 90.053 | 93.118 | 96.222 | 99.356 | 102.531 | 105.735 | 108.979 | 112.262 | 115.586 | 118.948 | 122.352 | 125.794 | 129.277 | 132.808 | 136.382 | 139.994 | 143.655 | 147.366 | 151.117
Hydrogen Evolution | Gen_BB015 | MW | NPg Northeast | Stella South | 0 | 25.88 | 26.151 | 26.41 | 26.738 | 27.136 | 27.544 | 27.962 | 28.987 | 30.021 | 31.066 | 32.121 | 33.196 | 34.27 | 35.365 | 36.48 | 37.594 | 38.728 | 39.873 | 41.036 | 42.211 | 43.395 | 44.599 | 45.812 | 47.047 | 48.291 | 49.554 | 50.838 | 52.131
Hydrogen Evolution | Gen_BB015 | MW | NPg Northeast | West Boldon | 0 | 6.042 | 6.104 | 6.164 | 6.244 | 6.333 | 6.433 | 6.522 | 6.761 | 7.01 | 7.249 | 7.498 | 7.746 | 7.995 | 8.254 | 8.513 | 8.771 | 9.04 | 9.309 | 9.577 | 9.846 | 10.124 | 10.403 | 10.692 | 10.98 | 11.269 | 11.567 | 11.866 | 12.164
Hydrogen Evolution | Gen_BB015 | MW | NPg Yorkshire | Bradford West | 0 | 18.76 | 18.951 | 19.14 | 19.379 | 19.667 | 19.966 | 20.264 | 21.001 | 21.747 | 22.513 | 23.279 | 24.056 | 24.832 | 25.628 | 26.434 | 27.24 | 28.066 | 28.891 | 29.737 | 30.583 | 31.448 | 32.314 | 33.2 | 34.096 | 34.991 | 35.906 | 36.832 | 37.777
Hydrogen Evolution | Gen_BB015 | MW | NPg Yorkshire | Camblesforth | 0 | 120.222 | 121.127 | 122.014 | 123.138 | 124.502 | 125.893 | 127.297 | 130.791 | 134.312 | 137.885 | 141.487 | 145.129 | 148.82 | 152.552 | 156.324 | 160.134 | 163.995 | 167.905 | 171.854 | 175.856 | 179.904 | 184.005 | 188.152 | 192.354 | 196.603 | 200.91 | 205.268 | 209.686
Hydrogen Evolution | Gen_BB015 | MW | NPg Yorkshire | Creyke Beck | 0 | 136.046 | 137.435 | 138.809 | 140.541 | 142.651 | 144.788 | 146.959 | 152.344 | 157.775 | 163.278 | 168.841 | 174.463 | 180.144 | 185.896 | 191.717 | 197.608 | 203.558 | 209.577 | 215.675 | 221.846 | 228.083 | 234.403 | 240.799 | 247.28 | 253.837 | 260.473 | 267.198 | 274.004
Hydrogen Evolution | Gen_BB015 | MW | NPg Yorkshire | Drax | 0 | 35.285 | 35.641 | 35.999 | 36.447 | 36.995 | 37.551 | 38.109 | 39.512 | 40.915 | 42.348 | 43.791 | 45.244 | 46.726 | 48.209 | 49.721 | 51.244 | 52.796 | 54.358 | 55.94 | 57.532 | 59.154 | 60.796 | 62.447 | 64.129 | 65.831 | 67.552 | 69.293 | 71.064
Hydrogen Evolution | Gen_BB015 | MW | NPg Yorkshire | Elland | 0 | 37.935 | 38.33 | 38.708 | 39.196 | 39.783 | 40.379 | 40.977 | 42.48 | 44.002 | 45.534 | 47.087 | 48.649 | 50.231 | 51.843 | 53.465 | 55.107 | 56.758 | 58.44 | 60.141 | 61.863 | 63.604 | 65.365 | 67.146 | 68.958 | 70.789 | 72.639 | 74.509 | 76.41
Hydrogen Evolution | Gen_BB015 | MW | NPg Yorkshire | Ferrybridge B (_M) | 0 | 9.761 | 9.859 | 9.958 | 10.088 | 10.237 | 10.386 | 10.545 | 10.934 | 11.322 | 11.72 | 12.118 | 12.516 | 12.924 | 13.342 | 13.76 | 14.177 | 14.605 | 15.033 | 15.471 | 15.919 | 16.366 | 16.814 | 17.282 | 17.74 | 18.217 | 18.685 | 19.172 | 19.66
Hydrogen Evolution | Gen_BB015 | MW | NPg Yorkshire | Grimsby West | 0 | 26.157 | 26.42 | 26.688 | 27.017 | 27.425 | 27.832 | 28.251 | 29.286 | 30.33 | 31.385 | 32.46 | 33.534 | 34.629 | 35.733 | 36.858 | 37.982 | 39.127 | 40.291 | 41.464 | 42.649 | 43.843 | 45.067 | 46.29 | 47.535 | 48.798 | 50.072 | 51.365 | 52.679
Hydrogen Evolution | Gen_BB015 | MW | NPg Yorkshire | Keadby | 0 | 130.439 | 131.779 | 133.093 | 134.755 | 136.776 | 138.824 | 140.904 | 146.07 | 151.282 | 156.557 | 161.891 | 167.284 | 172.736 | 178.249 | 183.822 | 189.464 | 195.175 | 200.956 | 206.794 | 212.707 | 218.696 | 224.757 | 230.884 | 237.096 | 243.385 | 249.752 | 256.198 | 262.726
Hydrogen Evolution | Gen_BB015 | MW | NPg Yorkshire | Kirkstall B | 0 | 2.512 | 2.539 | 2.569 | 2.599 | 2.639 | 2.679 | 2.719 | 2.818 | 2.918 | 3.017 | 3.126 | 3.226 | 3.335 | 3.435 | 3.544 | 3.654 | 3.763 | 3.873 | 3.992 | 4.102 | 4.221 | 4.34 | 4.46 | 4.579 | 4.699 | 4.818 | 4.947 | 5.067
Hydrogen Evolution | Gen_BB015 | MW | NPg Yorkshire | Saltend North | 0 | 35.848 | 36.209 | 36.577 | 37.035 | 37.582 | 38.149 | 38.716 | 40.14 | 41.572 | 43.025 | 44.488 | 45.97 | 47.463 | 48.985 | 50.518 | 52.06 | 53.632 | 55.224 | 56.826 | 58.448 | 60.099 | 61.762 | 63.443 | 65.155 | 66.876 | 68.627 | 70.398 | 72.189
Hydrogen Evolution | Gen_BB015 | MW | NPg Yorkshire | Thurcroft | 0 | 24.881 | 25.145 | 25.394 | 25.712 | 26.091 | 26.488 | 26.886 | 27.872 | 28.866 | 29.872 | 30.887 | 31.912 | 32.956 | 34.011 | 35.076 | 36.15 | 37.235 | 38.339 | 39.453 | 40.578 | 41.722 | 42.877 | 44.05 | 45.235 | 46.429 | 47.653 | 48.876 | 50.12
Hydrogen Evolution | Gen_BB015 | MW | NPg Yorkshire | West Melton | 0 | 75.811 | 76.59 | 77.356 | 78.321 | 79.496 | 80.689 | 81.894 | 84.89 | 87.924 | 90.989 | 94.084 | 97.218 | 100.392 | 103.596 | 106.84 | 110.114 | 113.437 | 116.79 | 120.182 | 123.626 | 127.108 | 130.621 | 134.192 | 137.796 | 141.448 | 145.149 | 148.899 | 152.69
Hydrogen Evolution | Gen_BB015 | MW | SHETL | Direct(SHETL) | 0 | 2148.65 | 2148.65 | 2254.65 | 2346.65 | 2538.65 | 3125.35 | 4688.45 | 5338.65 | 5516.85 | 5826.55 | 5826.55 | 6286.55 | 7145.35 | 7244.35 | 7244.35 | 7244.35 | 7244.35 | 7344.35 | 7544.35 | 7744.35 | 7744.35 | 7744.35 | 7844.35 | 8044.35 | 8244.35 | 8244.35 | 8244.35 | 8244.35
Hydrogen Evolution | Gen_BB015 | MW | SPEN | Ayr | 0 | 0 | 0 | 0 | 0 | 0 | 0 | 0 | 0 | 0 | 0 | 0 | 0 | 0 | 0 | 0 | 0 | 0 | 0 | 0 | 0 | 0 | 0 | 0 | 0 | 0 | 0 | 0 | 0
Hydrogen Evolution | Gen_BB015 | MW | SPEN | Bathgate | 0 | 87.707 | 88.586 | 89.094 | 89.741 | 90.527 | 91.322 | 92.129 | 94.13 | 96.149 | 98.199 | 100.269 | 102.358 | 104.477 | 106.617 | 108.776 | 110.965 | 113.184 | 115.423 | 117.691 | 119.99 | 122.308 | 124.667 | 127.044 | 129.453 | 131.891 | 134.358 | 136.865 | 139.393
Hydrogen Evolution | Gen_BB015 | MW | SPEN | Berwick | 0 | 101.582 | 103.358 | 104.383 | 105.687 | 107.28 | 108.88 | 110.513 | 114.564 | 118.652 | 122.792 | 126.971 | 131.201 | 135.479 | 139.798 | 144.176 | 148.604 | 153.082 | 157.609 | 162.194 | 166.833 | 171.528 | 176.275 | 181.089 | 185.958 | 190.893 | 195.877 | 200.931 | 206.056
Hydrogen Evolution | Gen_BB015 | MW | SPEN | Bonnybridge | 0 | 48.588 | 48.832 | 48.972 | 49.141 | 49.35 | 49.568 | 49.787 | 50.325 | 50.872 | 51.429 | 51.987 | 52.554 | 53.131 | 53.708 | 54.285 | 54.882 | 55.479 | 56.086 | 56.703 | 57.32 | 57.947 | 58.584 | 59.23 | 59.877 | 60.544 | 61.211 | 61.887 | 62.574
Hydrogen Evolution | Gen_BB015 | MW | SPEN | Chapelcross | 0 | 98.781 | 99.246 | 99.515 | 99.854 | 100.272 | 100.699 | 101.127 | 102.192 | 103.267 | 104.351 | 105.446 | 106.56 | 107.685 | 108.819 | 109.964 | 111.128 | 112.302 | 113.496 | 114.699 | 115.914 | 117.147 | 118.401 | 119.664 | 120.939 | 122.232 | 123.546 | 124.869 | 126.222
Hydrogen Evolution | Gen_BB015 | MW | SPEN | Coylton | 0 | 66.795 | 67.442 | 67.821 | 68.298 | 68.876 | 69.462 | 70.06 | 71.533 | 73.025 | 74.537 | 76.06 | 77.602 | 79.164 | 80.737 | 82.329 | 83.951 | 85.583 | 87.234 | 88.905 | 90.597 | 92.308 | 94.04 | 95.791 | 97.573 | 99.374 | 101.194 | 103.035 | 104.906
Hydrogen Evolution | Gen_BB015 | MW | SPEN | Crookston B | 0 | 22.785 | 23.183 | 23.412 | 23.701 | 24.059 | 24.417 | 24.785 | 25.691 | 26.616 | 27.542 | 28.477 | 29.422 | 30.387 | 31.353 | 32.338 | 33.333 | 34.328 | 35.353 | 36.377 | 37.412 | 38.467 | 39.532 | 40.616 | 41.711 | 42.816 | 43.93 | 45.064 | 46.218
Hydrogen Evolution | Gen_BB015 | MW | SPEN | Cumbernauld | 0 | 4.025 | 4.093 | 4.143 | 4.192 | 4.252 | 4.312 | 4.381 | 4.541 | 4.7 | 4.869 | 5.038 | 5.197 | 5.367 | 5.546 | 5.715 | 5.894 | 6.073 | 6.252 | 6.431 | 6.61 | 6.799 | 6.988 | 7.177 | 7.377 | 7.566 | 7.765 | 7.964 | 8.173
Hydrogen Evolution | Gen_BB015 | MW | SPEN | Devol Moor | 0 | 25.969 | 26.429 | 26.688 | 27.027 | 27.435 | 27.842 | 28.261 | 29.296 | 30.34 | 31.395 | 32.47 | 33.544 | 34.639 | 35.743 | 36.868 | 37.992 | 39.147 | 40.301 | 41.474 | 42.659 | 43.863 | 45.077 | 46.3 | 47.545 | 48.808 | 50.082 | 51.375 | 52.688
Hydrogen Evolution | Gen_BB015 | MW | SPEN | Devonside | 0 | 70.777 | 72.009 | 72.726 | 73.641 | 74.746 | 75.86 | 76.995 | 79.821 | 82.666 | 85.552 | 88.468 | 91.413 | 94.388 | 97.403 | 100.448 | 103.533 | 106.657 | 109.811 | 113.004 | 116.239 | 119.502 | 122.816 | 126.168 | 129.563 | 132.996 | 136.478 | 140 | 143.562
Hydrogen Evolution | Gen_BB015 | MW | SPEN | Dumfries 33 | 0 | 49.333 | 49.668 | 49.867 | 50.116 | 50.414 | 50.722 | 51.031 | 51.798 | 52.573 | 53.37 | 54.166 | 54.962 | 55.778 | 56.603 | 57.439 | 58.275 | 59.131 | 59.987 | 60.862 | 61.748 | 62.643 | 63.539 | 64.454 | 65.39 | 66.325 | 67.27 | 68.235 | 69.21
Hydrogen Evolution | Gen_BB015 | MW | SPEN | Dunbar | 0 | 110.5 | 110.5 | 110.5 | 110.5 | 110.5 | 110.5 | 110.5 | 110.5 | 110.5 | 110.5 | 110.5 | 110.5 | 110.5 | 110.5 | 110.5 | 110.5 | 110.5 | 110.5 | 110.5 | 110.5 | 110.5 | 110.5 | 110.5 | 110.5 | 110.5 | 110.5 | 110.5 | 110.5
Hydrogen Evolution | Gen_BB015 | MW | SPEN | Dunbar B | 0 | 14.191 | 14.44 | 14.589 | 14.768 | 14.987 | 15.216 | 15.445 | 16.012 | 16.579 | 17.156 | 17.743 | 18.33 | 18.927 | 19.534 | 20.151 | 20.768 | 21.395 | 22.022 | 22.669 | 23.316 | 23.972 | 24.629 | 25.305 | 25.982 | 26.679 | 27.375 | 28.082 | 28.798
Hydrogen Evolution | Gen_BB015 | MW | SPEN | East Kilbride | 0 | 39 | 39 | 39 | 39 | 39 | 39 | 39 | 39 | 39 | 39 | 39 | 39 | 39 | 39 | 39 | 39 | 39 | 39 | 39 | 39 | 39 | 39 | 39 | 39 | 39 | 39 | 39 | 39
Hydrogen Evolution | Gen_BB015 | MW | SPEN | East Kilbride South | 0 | 76.414 | 77.745 | 78.522 | 79.507 | 80.691 | 81.904 | 83.129 | 86.174 | 89.258 | 92.363 | 95.507 | 98.692 | 101.905 | 105.159 | 108.453 | 111.787 | 115.15 | 118.552 | 122.004 | 125.498 | 129.029 | 132.602 | 136.223 | 139.886 | 143.588 | 147.349 | 151.149 | 155
Hydrogen Evolution | Gen_BB015 | MW | SPEN | Eccles | 0 | 28.787 | 29.297 | 29.586 | 29.954 | 30.402 | 30.86 | 31.328 | 32.472 | 33.636 | 34.8 | 35.994 | 37.189 | 38.402 | 39.626 | 40.87 | 42.124 | 43.388 | 44.671 | 45.974 | 47.288 | 48.621 | 49.965 | 51.327 | 52.711 | 54.104 | 55.517 | 56.95 | 58.402
Hydrogen Evolution | Gen_BB015 | MW | SPEN | Galashiels | 0 | 17.316 | 17.616 | 17.796 | 18.014 | 18.283 | 18.562 | 18.84 | 19.527 | 20.223 | 20.93 | 21.646 | 22.363 | 23.089 | 23.836 | 24.572 | 25.328 | 26.094 | 26.87 | 27.646 | 28.443 | 29.238 | 30.045 | 30.87 | 31.696 | 32.542 | 33.388 | 34.253 | 35.129
Hydrogen Evolution | Gen_BB015 | MW | SPEN | Giffnock | 0 | 4.43 | 4.511 | 4.551 | 4.611 | 4.68 | 4.75 | 4.82 | 4.999 | 5.178 | 5.357 | 5.536 | 5.725 | 5.904 | 6.093 | 6.282 | 6.481 | 6.67 | 6.869 | 7.068 | 7.277 | 7.476 | 7.685 | 7.894 | 8.113 | 8.322 | 8.541 | 8.76 | 8.989
Hydrogen Evolution | Gen_BB015 | MW | SPEN | Glenluce | 0 | 103.914 | 105.245 | 106.022 | 107.007 | 108.191 | 109.404 | 110.629 | 113.674 | 116.758 | 119.863 | 123.007 | 126.192 | 129.405 | 132.659 | 135.953 | 139.287 | 142.65 | 146.052 | 149.504 | 152.998 | 156.529 | 160.102 | 163.723 | 167.386 | 171.088 | 174.849 | 178.649 | 182.5
Hydrogen Evolution | Gen_BB015 | MW | SPEN | Glenniston | 0 | 34.128 | 34.725 | 35.073 | 35.511 | 36.039 | 36.585 | 37.133 | 38.487 | 39.859 | 41.253 | 42.656 | 44.079 | 45.511 | 46.974 | 48.437 | 49.93 | 51.432 | 52.954 | 54.496 | 56.049 | 57.631 | 59.223 | 60.844 | 62.477 | 64.139 | 65.81 | 67.511 | 69.233
Hydrogen Evolution | Gen_BB015 | MW | SPEN | Hawick | 0 | 16.307 | 50.191 | 50.36 | 66.969 | 67.228 | 67.486 | 67.745 | 68.392 | 69.048 | 69.715 | 70.382 | 71.069 | 71.755 | 72.442 | 73.148 | 73.855 | 74.581 | 75.307 | 76.043 | 76.79 | 77.536 | 78.302 | 79.078 | 79.855 | 80.651 | 81.447 | 82.262 | 83.078
Hydrogen Evolution | Gen_BB015 | MW | SPEN | Inverkeithing | 0 | 1.612 | 1.643 | 1.653 | 1.673 | 1.703 | 1.723 | 1.753 | 1.812 | 1.882 | 1.952 | 2.011 | 2.081 | 2.151 | 2.22 | 2.29 | 2.36 | 2.429 | 2.499 | 2.569 | 2.648 | 2.718 | 2.797 | 2.867 | 2.947 | 3.026 | 3.106 | 3.185 | 3.265
Hydrogen Evolution | Gen_BB015 | MW | SPEN | Kaimes | 0 | 30.202 | 30.731 | 31.04 | 31.428 | 31.896 | 32.373 | 32.861 | 34.065 | 35.279 | 36.503 | 37.747 | 39.011 | 40.284 | 41.568 | 42.872 | 44.185 | 45.518 | 46.861 | 48.224 | 49.598 | 51 | 52.414 | 53.846 | 55.29 | 56.752 | 58.245 | 59.747 | 61.269
Hydrogen Evolution | Gen_BB015 | MW | SPEN | Kilwinning | 0 | 9.533 | 9.699 | 9.799 | 9.918 | 10.068 | 10.227 | 10.376 | 10.754 | 11.142 | 11.53 | 11.919 | 12.317 | 12.715 | 13.123 | 13.54 | 13.948 | 14.376 | 14.794 | 15.232 | 15.66 | 16.108 | 16.545 | 17.003 | 17.461 | 17.919 | 18.386 | 18.864 | 19.341
Hydrogen Evolution | Gen_BB015 | MW | SPEN | Lesmahagow | 0 | 0 | 0 | 35.82 | 36.268 | 36.806 | 37.362 | 37.92 | 39.303 | 40.716 | 42.129 | 43.562 | 45.015 | 46.487 | 47.97 | 49.473 | 50.985 | 52.527 | 54.079 | 55.651 | 57.244 | 58.855 | 60.487 | 62.128 | 63.801 | 65.493 | 67.204 | 68.945 | 70.696
Hydrogen Evolution | Gen_BB015 | MW | SPEN | Leven | 0 | 10.067 | 10.247 | 10.347 | 10.476 | 10.635 | 10.794 | 10.954 | 11.352 | 11.76 | 12.168 | 12.586 | 13.004 | 13.431 | 13.859 | 14.287 | 14.725 | 15.173 | 15.62 | 16.078 | 16.536 | 17.003 | 17.471 | 17.949 | 18.427 | 18.914 | 19.412 | 19.919 | 20.426
Hydrogen Evolution | Gen_BB015 | MW | SPEN | Livingston East | 0 | 60.255 | 61.304 | 61.921 | 62.687 | 63.633 | 64.587 | 65.553 | 67.952 | 70.379 | 72.837 | 75.315 | 77.822 | 80.359 | 82.927 | 85.524 | 88.141 | 90.798 | 93.484 | 96.209 | 98.957 | 101.742 | 104.559 | 107.413 | 110.3 | 113.226 | 116.191 | 119.185 | 122.22
Hydrogen Evolution | Gen_BB015 | MW | SPEN | Long Park | 0 | 38 | 38 | 38 | 38 | 38 | 38 | 38 | 38 | 38 | 38 | 38 | 38 | 38 | 38 | 38 | 38 | 38 | 38 | 38 | 38 | 38 | 38 | 38 | 38 | 38 | 38 | 38 | 38
Hydrogen Evolution | Gen_BB015 | MW | SPEN | Maybole | 0 | 29.95 | 29.95 | 29.95 | 29.95 | 29.95 | 29.95 | 29.95 | 29.95 | 29.95 | 29.95 | 29.95 | 29.95 | 29.95 | 29.95 | 29.95 | 29.95 | 29.95 | 29.95 | 29.95 | 29.95 | 29.95 | 29.95 | 29.95 | 29.95 | 29.95 | 29.95 | 29.95 | 29.95
Hydrogen Evolution | Gen_BB015 | MW | SPEN | Newarthill | 0 | 2.017 | 2.051 | 2.071 | 2.091 | 2.131 | 2.161 | 2.191 | 2.27 | 2.35 | 2.43 | 2.519 | 2.599 | 2.688 | 2.768 | 2.857 | 2.947 | 3.037 | 3.126 | 3.216 | 3.305 | 3.405 | 3.494 | 3.594 | 3.683 | 3.783 | 3.882 | 3.982 | 4.081
Hydrogen Evolution | Gen_BB015 | MW | SPEN | Newton Stewart | 0 | 35 | 35 | 35 | 35 | 35 | 35 | 35 | 35 | 35 | 35 | 35 | 35 | 35 | 35 | 35 | 35 | 35 | 35 | 35 | 35 | 35 | 35 | 35 | 35 | 35 | 35 | 35 | 35
Hydrogen Evolution | Gen_BB015 | MW | SPEN | Portobello | 0 | 6.042 | 6.144 | 6.204 | 6.284 | 6.383 | 6.473 | 6.572 | 6.811 | 7.06 | 7.299 | 7.547 | 7.806 | 8.055 | 8.314 | 8.572 | 8.841 | 9.1 | 9.368 | 9.647 | 9.916 | 10.204 | 10.483 | 10.771 | 11.06 | 11.348 | 11.647 | 11.945 | 12.254
Hydrogen Evolution | Gen_BB015 | MW | SPEN | Redhouse | 0 | 24.06 | 24.478 | 24.727 | 25.035 | 25.413 | 25.791 | 26.179 | 27.135 | 28.11 | 29.085 | 30.08 | 31.075 | 32.09 | 33.115 | 34.15 | 35.195 | 36.259 | 37.334 | 38.418 | 39.513 | 40.627 | 41.752 | 42.896 | 44.05 | 45.215 | 46.399 | 47.592 | 48.806
Hydrogen Evolution | Gen_BB015 | MW | SPEN | Saltcoats A | 0 | 54.262 | 55.209 | 55.767 | 56.463 | 57.309 | 58.164 | 59.04 | 61.2 | 63.379 | 65.588 | 67.827 | 70.086 | 72.374 | 74.683 | 77.021 | 79.38 | 81.778 | 84.195 | 86.642 | 89.121 | 91.628 | 94.165 | 96.732 | 99.34 | 101.967 | 104.633 | 107.339 | 110.075
Hydrogen Evolution | Gen_BB015 | MW | SPEN | Saltcoats B | 0 | 46.311 | 47.123 | 47.591 | 48.188 | 48.905 | 49.64 | 50.387 | 52.228 | 54.088 | 55.979 | 57.89 | 59.81 | 61.76 | 63.731 | 65.731 | 67.751 | 69.791 | 71.85 | 73.939 | 76.059 | 78.198 | 80.368 | 82.556 | 84.776 | 87.025 | 89.303 | 91.601 | 93.939
Hydrogen Evolution | Gen_BB015 | MW | SPEN | Stirling | 0 | 22.547 | 22.944 | 23.173 | 23.462 | 23.82 | 24.168 | 24.536 | 25.432 | 26.337 | 27.263 | 28.188 | 29.124 | 30.079 | 31.034 | 32.009 | 32.994 | 33.979 | 34.984 | 36.009 | 37.034 | 38.079 | 39.134 | 40.198 | 41.283 | 42.378 | 43.482 | 44.606 | 45.74
Hydrogen Evolution | Gen_BB015 | MW | SPEN | Strathaven | 0 | 12.381 | 12.597 | 12.727 | 12.886 | 13.075 | 13.274 | 13.473 | 13.961 | 14.468 | 14.966 | 15.473 | 15.991 | 16.518 | 17.045 | 17.573 | 18.11 | 18.657 | 19.214 | 19.772 | 20.339 | 20.906 | 21.493 | 22.07 | 22.667 | 23.274 | 23.881 | 24.498 | 25.115
Hydrogen Evolution | Gen_BB015 | MW | SPEN | Tongland | 0 | 2.413 | 2.46 | 2.48 | 2.509 | 2.549 | 2.589 | 2.629 | 2.728 | 2.818 | 2.917 | 3.017 | 3.116 | 3.226 | 3.325 | 3.425 | 3.534 | 3.644 | 3.753 | 3.863 | 3.972 | 4.082 | 4.191 | 4.31 | 4.42 | 4.539 | 4.659 | 4.778 | 4.898
Hydrogen Evolution | Gen_BB015 | MW | SPEN | Westfield | 0 | 18.72 | 19.05 | 19.24 | 19.478 | 19.777 | 20.075 | 20.374 | 21.12 | 21.876 | 22.633 | 23.409 | 24.185 | 24.971 | 25.767 | 26.573 | 27.389 | 28.215 | 29.051 | 29.896 | 30.752 | 31.618 | 32.493 | 33.379 | 34.275 | 35.19 | 36.105 | 37.041 | 37.986
Hydrogen Evolution | Gen_BB015 | MW | SPEN | Wishaw | 0 | 16.307 | 16.591 | 16.76 | 16.969 | 17.228 | 17.486 | 17.745 | 18.392 | 19.048 | 19.715 | 20.382 | 21.069 | 21.755 | 22.442 | 23.148 | 23.855 | 24.581 | 25.307 | 26.043 | 26.79 | 27.536 | 28.302 | 29.078 | 29.855 | 30.651 | 31.447 | 32.262 | 33.078
Hydrogen Evolution | Gen_BB015 | MW | SPEN Manweb | Connah's Quay | 0 | 75.746 | 77.166 | 77.942 | 78.916 | 80.111 | 81.311 | 82.535 | 85.57 | 88.64 | 91.733 | 94.876 | 98.048 | 101.25 | 104.493 | 107.775 | 111.097 | 114.448 | 117.85 | 121.289 | 124.772 | 128.292 | 131.854 | 135.463 | 139.116 | 142.817 | 146.556 | 150.345 | 154.185
Hydrogen Evolution | Gen_BB015 | MW | SPEN Manweb | Frodsham | 0 | 57.387 | 57.968 | 58.555 | 59.281 | 60.167 | 61.072 | 61.988 | 64.257 | 66.555 | 68.874 | 71.212 | 73.591 | 75.988 | 78.416 | 80.865 | 83.352 | 85.86 | 88.397 | 90.973 | 93.571 | 96.207 | 98.874 | 101.57 | 104.307 | 107.064 | 109.869 | 112.705 | 115.57
Hydrogen Evolution | Gen_BB015 | MW | SPEN Manweb | Legacy | 0 | 126.948 | 128.244 | 129.528 | 131.15 | 133.111 | 135.109 | 137.13 | 142.157 | 147.23 | 152.365 | 157.549 | 162.803 | 168.106 | 173.47 | 178.904 | 184.396 | 189.948 | 195.57 | 201.259 | 207.013 | 212.842 | 218.734 | 224.702 | 230.745 | 236.864 | 243.062 | 249.33 | 255.688
Hydrogen Evolution | Gen_BB015 | MW | SPEN Manweb | Lister Drive | 0 | 18.117 | 18.303 | 18.493 | 18.721 | 19 | 19.289 | 19.577 | 20.294 | 21.02 | 21.747 | 22.493 | 23.239 | 23.995 | 24.762 | 25.538 | 26.324 | 27.11 | 27.916 | 28.731 | 29.548 | 30.383 | 31.219 | 32.075 | 32.941 | 33.806 | 34.692 | 35.587 | 36.493
Hydrogen Evolution | Gen_BB015 | MW | SPEN Manweb | Trawsfynydd | 0 | 151.542 | 153.09 | 154.623 | 156.553 | 158.903 | 161.279 | 163.698 | 169.69 | 175.748 | 181.878 | 188.077 | 194.337 | 200.674 | 207.073 | 213.561 | 220.108 | 226.745 | 233.451 | 240.245 | 247.113 | 254.066 | 261.113 | 268.234 | 275.452 | 282.756 | 290.148 | 297.629 | 305.211
Hydrogen Evolution | Gen_BB015 | MW | SPEN Manweb | Wylfa | 0 | 39.201 | 39.604 | 39.993 | 40.5 | 41.107 | 41.714 | 42.341 | 43.894 | 45.465 | 47.048 | 48.65 | 50.272 | 51.903 | 53.565 | 55.237 | 56.939 | 58.65 | 60.391 | 62.142 | 63.924 | 65.724 | 67.545 | 69.386 | 71.247 | 73.138 | 75.048 | 76.988 | 78.948
Hydrogen Evolution | Gen_BB015 | MW | SPTL | Direct(SPTL) | 0 | 3903.741 | 4790.679 | 5047.914 | 5405.879 | 6440.864 | 6733.257 | 7894.082 | 8306.298 | 8619.051 | 8772.136 | 8775.241 | 8778.395 | 8781.589 | 8784.813 | 8788.078 | 8791.371 | 8794.704 | 8798.097 | 8801.509 | 8804.973 | 8808.474 | 8812.007 | 8815.598 | 8819.222 | 8822.904 | 8826.624 | 8830.395 | 8834.216
Hydrogen Evolution | Gen_BB015 | MW | SSEN (SHEPD) | Abernethy | 0 | 16.614 | 16.282 | 16.441 | 16.65 | 16.899 | 17.158 | 17.406 | 18.053 | 18.69 | 19.347 | 20.004 | 20.67 | 21.347 | 22.024 | 22.71 | 23.407 | 24.113 | 24.83 | 25.556 | 26.282 | 27.018 | 27.775 | 28.531 | 29.297 | 30.073 | 30.859 | 31.655 | 32.461
Hydrogen Evolution | Gen_BB015 | MW | SSEN (SHEPD) | Alness | 0 | 136.205 | 135.76 | 135.979 | 136.248 | 136.577 | 136.914 | 137.253 | 138.089 | 138.944 | 139.8 | 140.666 | 141.552 | 142.437 | 143.333 | 144.238 | 145.164 | 146.089 | 147.034 | 147.979 | 148.945 | 149.92 | 150.905 | 151.91 | 152.915 | 153.94 | 154.985 | 156.029 | 157.094
Hydrogen Evolution | Gen_BB015 | MW | SSEN (SHEPD) | Arbroath | 0 | 4.015 | 3.934 | 3.973 | 4.023 | 4.083 | 4.143 | 4.212 | 4.361 | 4.521 | 4.68 | 4.839 | 4.998 | 5.157 | 5.327 | 5.496 | 5.665 | 5.834 | 6.003 | 6.182 | 6.352 | 6.531 | 6.71 | 6.899 | 7.088 | 7.267 | 7.456 | 7.655 | 7.844
Hydrogen Evolution | Gen_BB015 | MW | SSEN (SHEPD) | Ardkinglas | 0 | 19.25 | 19.25 | 19.25 | 19.25 | 19.25 | 19.25 | 19.25 | 19.25 | 19.25 | 19.25 | 19.25 | 19.25 | 19.25 | 19.25 | 19.25 | 19.25 | 19.25 | 19.25 | 19.25 | 19.25 | 19.25 | 19.25 | 19.25 | 19.25 | 19.25 | 19.25 | 19.25 | 19.25
Hydrogen Evolution | Gen_BB015 | MW | SSEN (SHEPD) | Ardmore | 0 | 26.157 | 25.633 | 25.892 | 26.21 | 26.608 | 27.006 | 27.404 | 28.409 | 29.424 | 30.449 | 31.494 | 32.539 | 33.603 | 34.668 | 35.753 | 36.857 | 37.962 | 39.086 | 40.23 | 41.375 | 42.539 | 43.723 | 44.907 | 46.121 | 47.345 | 48.579 | 49.832 | 51.106
Hydrogen Evolution | Gen_BB015 | MW | SSEN (SHEPD) | Boat of Garten | 0 | 39.1 | 41 | 41 | 41 | 41 | 41 | 41 | 41 | 41 | 41 | 41 | 41 | 41 | 41 | 41 | 41 | 41 | 41 | 41 | 41 | 41 | 41 | 41 | 41 | 41 | 41 | 41 | 41
Hydrogen Evolution | Gen_BB015 | MW | SSEN (SHEPD) | Braco West | 0 | 74 | 74 | 74 | 74 | 74 | 74 | 74 | 74 | 74 | 74 | 74 | 74 | 74 | 74 | 74 | 74 | 74 | 74 | 74 | 74 | 74 | 74 | 74 | 74 | 74 | 74 | 74 | 74
Hydrogen Evolution | Gen_BB015 | MW | SSEN (SHEPD) | Bridge of Dun | 0 | 17 | 17 | 17 | 17 | 17 | 17 | 17 | 17 | 17 | 17 | 17 | 17 | 17 | 17 | 17 | 17 | 17 | 17 | 17 | 17 | 17 | 17 | 17 | 17 | 17 | 17 | 17 | 17
Hydrogen Evolution | Gen_BB015 | MW | SSEN (SHEPD) | Broadford-Skye | 0 | 9.563 | 9.371 | 9.47 | 9.59 | 9.729 | 9.878 | 10.018 | 10.386 | 10.764 | 11.132 | 11.51 | 11.898 | 12.286 | 12.674 | 13.073 | 13.48 | 13.878 | 14.296 | 14.704 | 15.132 | 15.56 | 15.988 | 16.426 | 16.864 | 17.311 | 17.769 | 18.227 | 18.684
Hydrogen Evolution | Gen_BB015 | MW | SSEN (SHEPD) | Brora | 0 | 0 | 0 | 0 | 0 | 0 | 0 | 0 | 0 | 0 | 0 | 0 | 0 | 0 | 0 | 0 | 0 | 0 | 0 | 0 | 0 | 0 | 0 | 0 | 0 | 0 | 0 | 0 | 0
Hydrogen Evolution | Gen_BB015 | MW | SSEN (SHEPD) | Cairnford | 0 | 0 | 0 | 0 | 0 | 0 | 0 | 0 | 0 | 0 | 0 | 0 | 0 | 0 | 0 | 0 | 0 | 0 | 0 | 0 | 0 | 0 | 0 | 0 | 0 | 0 | 0 | 0 | 0
Hydrogen Evolution | Gen_BB015 | MW | SSEN (SHEPD) | Carradale | 0 | 135.642 | 135.512 | 135.571 | 135.661 | 135.77 | 135.87 | 183.579 | 183.848 | 184.117 | 184.385 | 184.664 | 184.942 | 185.221 | 185.51 | 185.798 | 186.087 | 186.385 | 186.684 | 186.982 | 187.291 | 187.599 | 187.908 | 188.226 | 188.545 | 188.873 | 189.201 | 189.539 | 189.868
Hydrogen Evolution | Gen_BB015 | MW | SSEN (SHEPD) | Charleston | 0 | 5.291 | 5.188 | 5.238 | 5.308 | 5.387 | 5.467 | 5.547 | 5.746 | 5.955 | 6.164 | 6.372 | 6.581 | 6.8 | 7.019 | 7.238 | 7.457 | 7.686 | 7.905 | 8.144 | 8.372 | 8.611 | 8.85 | 9.089 | 9.328 | 9.577 | 9.825 | 10.084 | 10.343
Hydrogen Evolution | Gen_BB015 | MW | SSEN (SHEPD) | Coupar Angus | 0 | 55.621 | 55.495 | 55.555 | 55.634 | 55.724 | 55.823 | 55.913 | 56.152 | 56.391 | 56.629 | 56.868 | 57.117 | 57.366 | 57.614 | 57.863 | 58.122 | 58.381 | 58.649 | 58.918 | 59.187 | 59.455 | 59.734 | 60.012 | 60.291 | 60.58 | 60.868 | 61.167 | 61.455
Hydrogen Evolution | Gen_BB015 | MW | SSEN (SHEPD) | Dallas | 0 | 92 | 92 | 92 | 92 | 92 | 92 | 92 | 92 | 92 | 92 | 92 | 92 | 92 | 92 | 92 | 92 | 92 | 92 | 92 | 92 | 92 | 92 | 92 | 92 | 92 | 92 | 92 | 92
Hydrogen Evolution | Gen_BB015 | MW | SSEN (SHEPD) | Dounreay | 0 | 62.834 | 62.628 | 62.727 | 62.857 | 63.006 | 63.165 | 63.324 | 63.722 | 64.12 | 64.528 | 64.936 | 65.354 | 65.772 | 66.2 | 66.628 | 67.056 | 67.494 | 67.941 | 68.389 | 68.847 | 69.304 | 69.772 | 70.24 | 70.717 | 71.205 | 71.693 | 72.19 | 72.687
Hydrogen Evolution | Gen_BB015 | MW | SSEN (SHEPD) | Dunbeath | 0 | 14 | 14 | 14 | 14 | 14 | 14 | 14 | 14 | 14 | 14 | 14 | 14 | 14 | 14 | 14 | 14 | 14 | 14 | 14 | 14 | 14 | 14 | 14 | 14 | 14 | 14 | 14 | 14
Hydrogen Evolution | Gen_BB015 | MW | SSEN (SHEPD) | Dunoon | 0 | 29 | 29 | 29 | 29 | 29 | 29 | 29 | 29 | 29 | 29 | 29 | 29 | 29 | 29 | 29 | 29 | 29 | 29 | 29 | 29 | 29 | 29 | 29 | 29 | 29 | 29 | 29 | 29
Hydrogen Evolution | Gen_BB015 | MW | SSEN (SHEPD) | Dunvegan | 0 | 28 | 28 | 28 | 28 | 28 | 49 | 49 | 49 | 49 | 49 | 49 | 49 | 49 | 49 | 49 | 49 | 49 | 49 | 49 | 49 | 49 | 49 | 49 | 49 | 49 | 49 | 49 | 49
Hydrogen Evolution | Gen_BB015 | MW | SSEN (SHEPD) | Dyce | 0 | 14.369 | 14.081 | 14.221 | 14.4 | 14.619 | 14.837 | 15.056 | 15.614 | 16.171 | 16.728 | 17.305 | 17.882 | 18.459 | 19.047 | 19.644 | 20.251 | 20.858 | 21.474 | 22.101 | 22.728 | 23.375 | 24.022 | 24.678 | 25.335 | 26.012 | 26.688 | 27.385 | 28.081
Hydrogen Evolution | Gen_BB015 | MW | SSEN (SHEPD) | Elgin | 0 | 2.72 | 2.669 | 2.689 | 2.729 | 2.768 | 2.808 | 2.848 | 2.957 | 3.057 | 3.166 | 3.276 | 3.385 | 3.495 | 3.604 | 3.714 | 3.833 | 3.943 | 4.062 | 4.181 | 4.301 | 4.42 | 4.54 | 4.669 | 4.788 | 4.918 | 5.047 | 5.176 | 5.316
Hydrogen Evolution | Gen_BB015 | MW | SSEN (SHEPD) | Fasnakyle | 0 | 13.893 | 13.84 | 13.87 | 13.9 | 13.93 | 13.97 | 14.009 | 14.099 | 14.188 | 14.288 | 14.378 | 14.477 | 14.567 | 14.666 | 14.766 | 14.865 | 14.975 | 15.074 | 15.174 | 15.283 | 15.392 | 15.492 | 15.601 | 15.721 | 15.83 | 15.94 | 16.059 | 16.169
Hydrogen Evolution | Gen_BB015 | MW | SSEN (SHEPD) | Fiddes | 0 | 50.484 | 49.976 | 50.234 | 50.543 | 50.931 | 51.319 | 51.707 | 52.693 | 53.677 | 54.672 | 55.687 | 56.712 | 57.747 | 58.792 | 59.847 | 60.911 | 61.996 | 63.091 | 64.205 | 65.319 | 66.453 | 67.608 | 68.772 | 69.946 | 71.14 | 72.344 | 73.568 | 74.802
Hydrogen Evolution | Gen_BB015 | MW | SSEN (SHEPD) | Finstown | 0 | 0 | 0 | 0 | 0 | 0 | 0 | 0 | 0 | 0 | 0 | 0 | 0 | 0 | 0 | 0 | 0 | 0 | 0 | 0 | 0 | 0 | 0 | 0 | 0 | 0 | 0 | 0 | 0
Hydrogen Evolution | Gen_BB015 | MW | SSEN (SHEPD) | Fraserburgh | 0 | 1.246 | 1.215 | 1.235 | 1.245 | 1.265 | 1.285 | 1.304 | 1.354 | 1.394 | 1.444 | 1.494 | 1.543 | 1.593 | 1.653 | 1.703 | 1.752 | 1.802 | 1.862 | 1.911 | 1.971 | 2.021 | 2.081 | 2.13 | 2.19 | 2.25 | 2.309 | 2.369 | 2.429
Hydrogen Evolution | Gen_BB015 | MW | SSEN (SHEPD) | Glenfarclas | 0 | 64.5 | 64.5 | 64.5 | 64.5 | 64.5 | 64.5 | 64.5 | 64.5 | 64.5 | 64.5 | 64.5 | 64.5 | 64.5 | 64.5 | 64.5 | 64.5 | 64.5 | 64.5 | 64.5 | 64.5 | 64.5 | 64.5 | 64.5 | 64.5 | 64.5 | 64.5 | 64.5 | 64.5
Hydrogen Evolution | Gen_BB015 | MW | SSEN (SHEPD) | Inverness | 0 | 60 | 60 | 60 | 60 | 60 | 60 | 60 | 60 | 60 | 60 | 60 | 60 | 60 | 60 | 60 | 60 | 60 | 60 | 60 | 60 | 60 | 60 | 60 | 60 | 60 | 60 | 60 | 60
Hydrogen Evolution | Gen_BB015 | MW | SSEN (SHEPD) | Keith | 0 | 156.372 | 155.804 | 156.082 | 156.431 | 171.859 | 172.296 | 189.534 | 190.619 | 191.723 | 192.838 | 193.962 | 195.107 | 196.261 | 197.425 | 198.599 | 199.793 | 200.997 | 202.221 | 203.454 | 204.709 | 205.972 | 207.256 | 208.549 | 209.863 | 211.186 | 212.539 | 213.902 | 215.275
Hydrogen Evolution | Gen_BB015 | MW | SSEN (SHEPD) | Kintore | 0 | 17.267 | 17.17 | 17.21 | 17.27 | 17.35 | 17.419 | 17.489 | 17.678 | 17.857 | 18.046 | 18.235 | 18.424 | 18.623 | 18.812 | 19.011 | 19.21 | 19.409 | 19.618 | 19.827 | 20.036 | 20.245 | 20.464 | 20.683 | 20.902 | 21.121 | 21.35 | 21.578 | 21.807
Hydrogen Evolution | Gen_BB015 | MW | SSEN (SHEPD) | Lairg | 0 | 43.785 | 43.676 | 43.726 | 43.796 | 43.885 | 43.975 | 44.064 | 44.283 | 44.512 | 44.741 | 44.97 | 45.199 | 45.438 | 45.676 | 45.915 | 46.154 | 46.403 | 46.652 | 46.9 | 47.159 | 47.418 | 47.676 | 47.935 | 48.204 | 48.472 | 48.751 | 49.03 | 49.308
Hydrogen Evolution | Gen_BB015 | MW | SSEN (SHEPD) | Macduff | 0 | 23.25 | 22.795 | 23.014 | 23.302 | 23.651 | 24.009 | 24.367 | 25.263 | 26.168 | 27.074 | 27.999 | 28.934 | 29.87 | 30.825 | 31.79 | 32.765 | 33.75 | 34.755 | 35.76 | 36.785 | 37.82 | 38.875 | 39.929 | 41.004 | 42.089 | 43.193 | 44.307 | 45.442
Hydrogen Evolution | Gen_BB015 | MW | SSEN (SHEPD) | Milton of Craigie | 0 | 5.261 | 5.158 | 5.208 | 5.268 | 5.348 | 5.427 | 5.517 | 5.716 | 5.915 | 6.124 | 6.333 | 6.542 | 6.76 | 6.969 | 7.188 | 7.407 | 7.636 | 7.865 | 8.094 | 8.323 | 8.552 | 8.79 | 9.029 | 9.278 | 9.517 | 9.765 | 10.024 | 10.273
Hydrogen Evolution | Gen_BB015 | MW | SSEN (SHEPD) | Mybster | 0 | 185.541 | 185.099 | 185.308 | 185.587 | 235.995 | 274.333 | 335.871 | 336.728 | 337.593 | 338.459 | 339.344 | 340.24 | 341.135 | 342.051 | 342.976 | 343.902 | 344.847 | 345.802 | 346.767 | 347.752 | 348.737 | 349.742 | 350.757 | 351.782 | 352.817 | 353.872 | 354.936 | 356.021
Hydrogen Evolution | Gen_BB015 | MW | SSEN (SHEPD) | Nairn | 0 | 1.147 | 1.125 | 1.135 | 1.155 | 1.165 | 1.185 | 1.205 | 1.245 | 1.294 | 1.334 | 1.384 | 1.424 | 1.474 | 1.523 | 1.573 | 1.613 | 1.663 | 1.712 | 1.762 | 1.812 | 1.872 | 1.921 | 1.971 | 2.021 | 2.081 | 2.13 | 2.19 | 2.24
Hydrogen Evolution | Gen_BB015 | MW | SSEN (SHEPD) | Orrin | 0 | 41.009 | 40.986 | 40.996 | 41.006 | 41.026 | 41.036 | 41.056 | 41.095 | 41.135 | 41.175 | 41.215 | 41.255 | 41.294 | 41.334 | 41.374 | 41.414 | 41.464 | 41.503 | 41.553 | 41.593 | 41.633 | 41.682 | 41.732 | 41.772 | 41.822 | 41.871 | 41.921 | 41.971
Hydrogen Evolution | Gen_BB015 | MW | SSEN (SHEPD) | Persley | 0 | 1.098 | 1.076 | 1.085 | 1.105 | 1.115 | 1.135 | 1.155 | 1.195 | 1.235 | 1.284 | 1.324 | 1.364 | 1.414 | 1.464 | 1.503 | 1.553 | 1.593 | 1.643 | 1.692 | 1.742 | 1.792 | 1.842 | 1.891 | 1.941 | 1.991 | 2.041 | 2.1 | 2.15
Hydrogen Evolution | Gen_BB015 | MW | SSEN (SHEPD) | Port Ann | 0 | 15.457 | 15.147 | 15.296 | 15.495 | 15.724 | 15.963 | 16.202 | 16.789 | 17.386 | 17.993 | 18.61 | 19.227 | 19.853 | 20.49 | 21.127 | 21.784 | 22.441 | 23.097 | 23.774 | 24.45 | 25.137 | 25.834 | 26.54 | 27.257 | 27.973 | 28.709 | 29.445 | 30.202
Hydrogen Evolution | Gen_BB015 | MW | SSEN (SHEPD) | Redmoss | 0 | 14.943 | 14.639 | 14.788 | 14.967 | 15.196 | 15.425 | 15.654 | 16.231 | 16.808 | 17.395 | 17.982 | 18.579 | 19.186 | 19.803 | 20.42 | 21.047 | 21.684 | 22.321 | 22.977 | 23.634 | 24.301 | 24.967 | 25.654 | 26.341 | 27.037 | 27.744 | 28.46 | 29.186
Hydrogen Evolution | Gen_BB015 | MW | SSEN (SHEPD) | Rothienorman | 0 | 28.471 | 27.903 | 28.182 | 28.54 | 28.968 | 29.396 | 29.844 | 30.929 | 32.033 | 33.157 | 34.282 | 35.426 | 36.58 | 37.745 | 38.929 | 40.123 | 41.337 | 42.561 | 43.794 | 45.048 | 46.312 | 47.595 | 48.898 | 50.213 | 51.546 | 52.889 | 54.252 | 55.635
Hydrogen Evolution | Gen_BB015 | MW | SSEN (SHEPD) | Shin | 0 | 24.7 | 24.7 | 24.7 | 24.7 | 24.7 | 24.7 | 92.7 | 92.7 | 92.7 | 92.7 | 92.7 | 92.7 | 92.7 | 92.7 | 92.7 | 92.7 | 92.7 | 92.7 | 92.7 | 92.7 | 92.7 | 92.7 | 92.7 | 92.7 | 92.7 | 92.7 | 92.7 | 92.7
Hydrogen Evolution | Gen_BB015 | MW | SSEN (SHEPD) | St Fergus Gas Terminal | 0 | 18.265 | 17.905 | 18.084 | 18.303 | 18.582 | 18.86 | 19.139 | 19.846 | 20.552 | 21.269 | 21.995 | 22.721 | 23.468 | 24.214 | 24.97 | 25.736 | 26.513 | 27.299 | 28.094 | 28.901 | 29.706 | 30.532 | 31.368 | 32.214 | 33.07 | 33.925 | 34.801 | 35.696
Hydrogen Evolution | Gen_BB015 | MW | SSEN (SHEPD) | Strichen | 0 | 19.937 | 19.548 | 19.737 | 19.986 | 20.285 | 20.593 | 20.902 | 21.658 | 22.434 | 23.22 | 24.006 | 24.812 | 25.618 | 26.434 | 27.26 | 28.096 | 28.942 | 29.807 | 30.673 | 31.549 | 32.434 | 33.33 | 34.245 | 35.161 | 36.096 | 37.041 | 37.996 | 38.961
Hydrogen Evolution | Gen_BB015 | MW | SSEN (SHEPD) | Tarland | 0 | 27.429 | 27.253 | 27.333 | 27.452 | 27.581 | 27.721 | 27.86 | 28.208 | 28.557 | 28.915 | 29.273 | 29.631 | 29.999 | 30.368 | 30.746 | 31.124 | 31.502 | 31.89 | 32.288 | 32.686 | 33.084 | 33.492 | 33.9 | 34.318 | 34.746 | 35.174 | 35.601 | 36.039
Hydrogen Evolution | Gen_BB015 | MW | SSEN (SHEPD) | Taynuilt | 0 | 7.654 | 7.499 | 7.578 | 7.668 | 7.787 | 7.897 | 8.016 | 58.315 | 58.613 | 58.912 | 59.21 | 59.519 | 59.827 | 60.146 | 60.464 | 60.782 | 61.111 | 61.439 | 61.767 | 62.106 | 62.444 | 62.792 | 63.14 | 63.489 | 63.847 | 64.215 | 64.573 | 64.951
Hydrogen Evolution | Gen_BB015 | MW | SSEN (SHEPD) | Thurso | 0 | 77.498 | 76.545 | 77.013 | 77.6 | 78.317 | 115.043 | 115.78 | 117.601 | 119.441 | 121.302 | 123.183 | 125.094 | 127.014 | 128.964 | 130.935 | 132.925 | 134.944 | 136.984 | 139.053 | 141.143 | 143.252 | 145.392 | 147.56 | 149.751 | 151.98 | 154.218 | 156.496 | 158.805
Hydrogen Evolution | Gen_BB015 | MW | SSEN South | Fleet | 0 | 20.134 | 20.345 | 20.544 | 20.803 | 21.111 | 21.429 | 21.748 | 22.544 | 23.35 | 24.166 | 24.992 | 25.818 | 26.664 | 27.509 | 28.375 | 29.241 | 30.126 | 31.022 | 31.917 | 32.833 | 33.758 | 34.694 | 35.639 | 36.594 | 37.569 | 38.554 | 39.549 | 40.554
Hydrogen Evolution | Gen_BB015 | MW | SSEN South | Iver 66kV | 0 | 4.786 | 4.83 | 4.88 | 4.939 | 5.019 | 5.089 | 5.168 | 5.357 | 5.546 | 5.735 | 5.934 | 6.133 | 6.332 | 6.531 | 6.74 | 6.949 | 7.158 | 7.367 | 7.576 | 7.795 | 8.014 | 8.243 | 8.462 | 8.691 | 8.919 | 9.158 | 9.387 | 9.636
Hydrogen Evolution | Gen_BB015 | MW | SSEN South | Lovedean | 0 | 16.258 | 16.421 | 16.591 | 16.8 | 17.048 | 17.307 | 17.566 | 18.203 | 18.859 | 19.516 | 20.183 | 20.85 | 21.526 | 22.213 | 22.909 | 23.616 | 24.332 | 25.049 | 25.775 | 26.511 | 27.257 | 28.014 | 28.78 | 29.556 | 30.332 | 31.128 | 31.934 | 32.75
Hydrogen Evolution | Gen_BB015 | MW | SSEN South | Mannington | 0 | 4.786 | 4.83 | 4.88 | 4.939 | 5.019 | 5.089 | 5.168 | 5.357 | 5.546 | 5.735 | 5.934 | 6.133 | 6.332 | 6.531 | 6.74 | 6.949 | 7.158 | 7.367 | 7.576 | 7.795 | 8.014 | 8.243 | 8.462 | 8.691 | 8.919 | 9.158 | 9.387 | 9.636
Hydrogen Evolution | Gen_BB015 | MW | SSEN South | Melksham | 0 | 11.481 | 11.592 | 11.711 | 11.86 | 12.03 | 12.218 | 12.398 | 12.855 | 13.313 | 13.771 | 14.238 | 14.716 | 15.194 | 15.681 | 16.169 | 16.666 | 17.174 | 17.681 | 18.199 | 18.716 | 19.243 | 19.771 | 20.318 | 20.865 | 21.413 | 21.97 | 22.537 | 23.114
Hydrogen Evolution | Gen_BB015 | MW | SSEN South | Minety | 0 | 11.382 | 11.502 | 11.611 | 11.761 | 11.93 | 12.109 | 12.298 | 12.746 | 13.203 | 13.661 | 14.129 | 14.597 | 15.074 | 15.552 | 16.039 | 16.527 | 17.025 | 17.532 | 18.039 | 18.557 | 19.084 | 19.612 | 20.149 | 20.686 | 21.234 | 21.791 | 22.358 | 22.925
Hydrogen Evolution | Gen_BB015 | MW | UKPN Eastern | Bramford | 0 | 41.046 | 41.546 | 40.934 | 41.461 | 42.099 | 42.744 | 43.401 | 45.024 | 46.674 | 48.336 | 50.017 | 51.719 | 53.44 | 55.181 | 56.942 | 58.723 | 60.524 | 62.344 | 64.194 | 66.056 | 67.945 | 69.866 | 71.796 | 73.757 | 75.737 | 77.746 | 79.785 | 81.845
Hydrogen Evolution | Gen_BB015 | MW | UKPN Eastern | Burwell Main | 0 | 30.963 | 31.279 | 31.598 | 31.996 | 32.474 | 32.961 | 33.449 | 34.673 | 35.916 | 37.17 | 38.434 | 39.708 | 41.011 | 42.315 | 43.638 | 44.981 | 46.335 | 47.708 | 49.09 | 50.494 | 51.916 | 53.359 | 54.812 | 56.285 | 57.778 | 59.29 | 60.822 | 62.374
Hydrogen Evolution | Gen_BB015 | MW | UKPN Eastern | Eaton Socon | 0 | 51.394 | 51.923 | 52.441 | 53.097 | 53.894 | 54.699 | 55.515 | 57.546 | 59.605 | 61.685 | 63.784 | 65.904 | 68.053 | 70.232 | 72.422 | 74.65 | 76.899 | 79.178 | 81.475 | 83.805 | 86.162 | 88.551 | 90.968 | 93.417 | 95.895 | 98.402 | 100.938 | 103.506
Hydrogen Evolution | Gen_BB015 | MW | UKPN Eastern | Norwich Main | 0 | 12.552 | 13.21 | 13.349 | 13.517 | 13.726 | 13.933 | 14.142 | 14.678 | 15.202 | 15.748 | 16.294 | 16.84 | 17.405 | 17.961 | 18.537 | 19.113 | 19.699 | 20.294 | 20.889 | 21.496 | 22.111 | 22.728 | 23.362 | 24 | 24.636 | 25.291 | 25.957 | 26.622
Hydrogen Evolution | Gen_BB015 | MW | UKPN Eastern | Rayleigh | 0 | 64.834 | 65.496 | 66.153 | 66.979 | 67.985 | 68.999 | 70.034 | 72.602 | 75.188 | 77.815 | 80.462 | 83.139 | 85.855 | 88.592 | 91.368 | 94.174 | 97.01 | 99.876 | 102.78 | 105.726 | 108.701 | 111.706 | 114.76 | 117.846 | 120.971 | 124.134 | 127.338 | 130.581
Hydrogen Evolution | Gen_BB015 | MW | UKPN Eastern | Sundon | 0 | 6.042 | 6.104 | 6.164 | 6.244 | 6.333 | 6.433 | 6.522 | 6.761 | 7.01 | 7.249 | 7.498 | 7.746 | 7.995 | 8.254 | 8.513 | 8.771 | 9.04 | 9.309 | 9.577 | 9.846 | 10.124 | 10.403 | 10.692 | 10.98 | 11.269 | 11.567 | 11.866 | 12.164
Hydrogen Evolution | Gen_BB015 | MW | UKPN Eastern | Tilbury | 0 | 9.266 | 9.361 | 9.45 | 9.57 | 9.709 | 9.858 | 10.008 | 10.376 | 10.744 | 11.112 | 11.49 | 11.878 | 12.266 | 12.655 | 13.053 | 13.451 | 13.859 | 14.267 | 14.684 | 15.102 | 15.53 | 15.958 | 16.396 | 16.834 | 17.282 | 17.729 | 18.187 | 18.654
Hydrogen Evolution | Gen_BB015 | MW | UKPN Eastern | Walpole (_A) | 0 | 209.819 | 211.963 | 214.085 | 216.761 | 220.007 | 223.307 | 226.652 | 234.953 | 243.338 | 251.827 | 260.395 | 269.072 | 277.837 | 286.714 | 295.69 | 304.765 | 313.939 | 323.232 | 332.631 | 342.147 | 351.777 | 361.52 | 371.387 | 381.372 | 391.492 | 401.729 | 412.086 | 422.593
Hydrogen Evolution | Gen_BB015 | MW | UKPN Eastern | Wymondley | 0 | 20.639 | 20.853 | 21.062 | 21.321 | 21.639 | 21.967 | 22.296 | 23.112 | 23.938 | 24.773 | 25.609 | 26.465 | 27.331 | 28.196 | 29.082 | 29.978 | 30.883 | 31.799 | 32.714 | 33.649 | 34.604 | 35.56 | 36.534 | 37.51 | 38.505 | 39.51 | 40.535 | 41.569
Hydrogen Evolution | Gen_BB015 | MW | UKPN South East | Kemsley | 0 | 24.258 | 24.508 | 24.756 | 25.065 | 25.443 | 25.821 | 26.209 | 27.165 | 28.14 | 29.115 | 30.11 | 31.115 | 32.13 | 33.155 | 34.19 | 35.244 | 36.299 | 37.374 | 38.468 | 39.563 | 40.677 | 41.802 | 42.945 | 44.1 | 45.264 | 46.448 | 47.652 | 48.866
Hydrogen Evolution | Gen_BB015 | MW | UKPN South East | Ninfield | 0 | 71.984 | 72.716 | 73.443 | 74.358 | 75.473 | 76.606 | 77.761 | 80.608 | 83.483 | 86.389 | 89.334 | 92.309 | 95.314 | 98.359 | 101.434 | 104.548 | 107.703 | 110.887 | 114.109 | 117.374 | 120.677 | 124.021 | 127.413 | 130.837 | 134.31 | 137.822 | 141.374 | 144.975
Hydrogen Evolution | Gen_BB016 | MW | Electricity North West | Bredbury | 0 | 0.006 | 0.005 | 0.005 | 0.005 | 0.005 | 0.006 | 0.006 | 0.006 | 0.006 | 0.006 | 0.006 | 0.006 | 0.006 | 0.006 | 0.006 | 0.006 | 0.006 | 0.006 | 0.006 | 0.006 | 0.006 | 0.006 | 0.007 | 0.007 | 0.007 | 0.007 | 0.007 | 0.007
Hydrogen Evolution | Gen_BB016 | MW | Electricity North West | Harker | 0 | 18.088 | 18.285 | 18.416 | 18.548 | 18.679 | 18.843 | 19.007 | 19.171 | 19.335 | 19.498 | 19.662 | 19.826 | 19.99 | 20.187 | 20.384 | 20.581 | 20.777 | 20.974 | 21.204 | 21.433 | 21.663 | 21.892 | 22.122 | 22.384 | 22.646 | 22.909 | 23.171 | 23.433
Hydrogen Evolution | Gen_BB016 | MW | Electricity North West | Heysham (NGET) | 0 | 0.638 | 0.644 | 0.648 | 0.653 | 0.658 | 0.663 | 0.669 | 0.675 | 0.681 | 0.686 | 0.692 | 0.698 | 0.704 | 0.711 | 0.718 | 0.725 | 0.731 | 0.738 | 0.746 | 0.755 | 0.763 | 0.771 | 0.779 | 0.788 | 0.797 | 0.807 | 0.816 | 0.825
Hydrogen Evolution | Gen_BB016 | MW | Electricity North West | Hutton | 0 | 3.756 | 3.797 | 3.824 | 3.852 | 3.879 | 3.913 | 3.947 | 3.981 | 4.015 | 4.049 | 4.083 | 4.117 | 4.151 | 4.192 | 4.233 | 4.274 | 4.315 | 4.356 | 4.403 | 4.451 | 4.499 | 4.546 | 4.594 | 4.648 | 4.703 | 4.757 | 4.812 | 4.866
Hydrogen Evolution | Gen_BB016 | MW | Electricity North West | Kearsley 132kV | 0 | 0.533 | 0.539 | 0.543 | 0.547 | 0.551 | 0.555 | 0.56 | 0.565 | 0.57 | 0.575 | 0.58 | 0.584 | 0.589 | 0.595 | 0.601 | 0.607 | 0.612 | 0.618 | 0.625 | 0.632 | 0.639 | 0.645 | 0.652 | 0.66 | 0.668 | 0.675 | 0.683 | 0.691
Hydrogen Evolution | Gen_BB016 | MW | Electricity North West | Kearsley 33kV | 0 | 0 | 0 | 0 | 0 | 0 | 0 | 0 | 0 | 0 | 0 | 0 | 0 | 0 | 0 | 0 | 0 | 0 | 0 | 0 | 0 | 0 | 0 | 0 | 0 | 0 | 0 | 0 | 0
Hydrogen Evolution | Gen_BB016 | MW | Electricity North West | Kirkby (_G) | 0 | 0.024 | 0.024 | 0.024 | 0.024 | 0.024 | 0.024 | 0.025 | 0.025 | 0.025 | 0.025 | 0.025 | 0.026 | 0.026 | 0.026 | 0.026 | 0.027 | 0.027 | 0.027 | 0.027 | 0.028 | 0.028 | 0.028 | 0.029 | 0.029 | 0.029 | 0.03 | 0.03 | 0.03
Hydrogen Evolution | Gen_BB016 | MW | Electricity North West | Macclesfield | 0 | 0.052 | 0.053 | 0.053 | 0.053 | 0.054 | 0.054 | 0.055 | 0.055 | 0.056 | 0.056 | 0.057 | 0.057 | 0.058 | 0.058 | 0.059 | 0.059 | 0.06 | 0.06 | 0.061 | 0.062 | 0.062 | 0.063 | 0.064 | 0.064 | 0.065 | 0.066 | 0.067 | 0.067
Hydrogen Evolution | Gen_BB016 | MW | Electricity North West | Ormonde | 0 | 0 | 0 | 0 | 0 | 0 | 0 | 0 | 0 | 0 | 0 | 0 | 0 | 0 | 0 | 0 | 0 | 0 | 0 | 0 | 0 | 0 | 0 | 0 | 0 | 0 | 0 | 0 | 0
Hydrogen Evolution | Gen_BB016 | MW | Electricity North West | Padiham | 0 | 2.448 | 2.474 | 2.492 | 2.51 | 2.528 | 2.55 | 2.572 | 2.594 | 2.616 | 2.639 | 2.661 | 2.683 | 2.705 | 2.732 | 2.759 | 2.785 | 2.812 | 2.838 | 2.869 | 2.901 | 2.932 | 2.963 | 2.994 | 3.029 | 3.065 | 3.1 | 3.136 | 3.171
Hydrogen Evolution | Gen_BB016 | MW | Electricity North West | Penwortham East | 0 | 0.494 | 0.499 | 0.503 | 0.506 | 0.51 | 0.514 | 0.519 | 0.523 | 0.528 | 0.532 | 0.537 | 0.541 | 0.546 | 0.551 | 0.556 | 0.562 | 0.567 | 0.573 | 0.579 | 0.585 | 0.591 | 0.598 | 0.604 | 0.611 | 0.618 | 0.625 | 0.633 | 0.64
Hydrogen Evolution | Gen_BB016 | MW | Electricity North West | Penwortham West | 0 | 0.775 | 0.783 | 0.789 | 0.794 | 0.8 | 0.807 | 0.814 | 0.821 | 0.828 | 0.835 | 0.842 | 0.849 | 0.856 | 0.865 | 0.873 | 0.882 | 0.89 | 0.898 | 0.908 | 0.918 | 0.928 | 0.938 | 0.948 | 0.959 | 0.97 | 0.981 | 0.993 | 1.004
Hydrogen Evolution | Gen_BB016 | MW | Electricity North West | Robin Rigg | 0 | 0 | 0 | 0 | 0 | 0 | 0 | 0 | 0 | 0 | 0 | 0 | 0 | 0 | 0 | 0 | 0 | 0 | 0 | 0 | 0 | 0 | 0 | 0 | 0 | 0 | 0 | 0 | 0
Hydrogen Evolution | Gen_BB016 | MW | Electricity North West | Rochdale | 0 | 2.86 | 2.89 | 2.911 | 2.932 | 2.953 | 2.979 | 3.005 | 3.03 | 3.056 | 3.082 | 3.108 | 3.134 | 3.16 | 3.191 | 3.222 | 3.253 | 3.284 | 3.316 | 3.352 | 3.388 | 3.424 | 3.461 | 3.497 | 3.538 | 3.58 | 3.621 | 3.663 | 3.704
Hydrogen Evolution | Gen_BB016 | MW | Electricity North West | South Manchester | 0 | 0 | 0 | 0 | 0 | 0 | 0 | 0 | 0 | 0 | 0 | 0 | 0 | 0 | 0 | 0 | 0 | 0 | 0 | 0 | 0 | 0 | 0 | 0 | 0 | 0 | 0 | 0 | 0
Hydrogen Evolution | Gen_BB016 | MW | Electricity North West | Stalybridge | 0 | 0.112 | 0.113 | 0.113 | 0.114 | 0.115 | 0.116 | 0.117 | 0.118 | 0.119 | 0.12 | 0.121 | 0.122 | 0.123 | 0.124 | 0.126 | 0.127 | 0.128 | 0.129 | 0.131 | 0.132 | 0.134 | 0.135 | 0.136 | 0.138 | 0.14 | 0.141 | 0.143 | 0.144
Hydrogen Evolution | Gen_BB016 | MW | Electricity North West | Stanah | 0 | 0.629 | 0.636 | 0.64 | 0.645 | 0.65 | 0.655 | 0.661 | 0.667 | 0.672 | 0.678 | 0.684 | 0.69 | 0.695 | 0.702 | 0.709 | 0.716 | 0.723 | 0.73 | 0.738 | 0.745 | 0.753 | 0.761 | 0.769 | 0.779 | 0.788 | 0.797 | 0.806 | 0.815
Hydrogen Evolution | Gen_BB016 | MW | Electricity North West | Walney 2 | 0 | 0 | 0 | 0 | 0 | 0 | 0 | 0 | 0 | 0 | 0 | 0 | 0 | 0 | 0 | 0 | 0 | 0 | 0 | 0 | 0 | 0 | 0 | 0 | 0 | 0 | 0 | 0 | 0
Hydrogen Evolution | Gen_BB016 | MW | Electricity North West | Washway Farm | 0 | 0.011 | 0.012 | 0.012 | 0.012 | 0.012 | 0.012 | 0.012 | 0.012 | 0.013 | 0.013 | 0.013 | 0.013 | 0.013 | 0.013 | 0.013 | 0.013 | 0.013 | 0.014 | 0.014 | 0.014 | 0.014 | 0.014 | 0.014 | 0.014 | 0.015 | 0.015 | 0.015 | 0.015
Hydrogen Evolution | Gen_BB016 | MW | Electricity North West | Whitegate | 0 | 0.074 | 0.075 | 0.076 | 0.076 | 0.077 | 0.077 | 0.078 | 0.079 | 0.079 | 0.08 | 0.081 | 0.081 | 0.082 | 0.083 | 0.084 | 0.084 | 0.085 | 0.086 | 0.087 | 0.088 | 0.089 | 0.09 | 0.091 | 0.092 | 0.093 | 0.094 | 0.095 | 0.096
Hydrogen Evolution | Gen_BB016 | MW | IDNO - Refer to Comment Field | Tynemouth 2 | 0 | 0.007 | 0.006 | 0.007 | 0.007 | 0.007 | 0.007 | 0.007 | 0.007 | 0.007 | 0.007 | 0.007 | 0.007 | 0.007 | 0.007 | 0.007 | 0.007 | 0.007 | 0.007 | 0.007 | 0.008 | 0.008 | 0.008 | 0.008 | 0.008 | 0.008 | 0.008 | 0.008 | 0.008 | Note: TYNE2 is operated by an IDNO allocated to GSP Group/licence area F
Hydrogen Evolution | Gen_BB016 | MW | NGED East Midlands | Berkswell | 0 | 0.045 | 0.046 | 0.047 | 0.047 | 0.047 | 0.048 | 0.048 | 0.049 | 0.049 | 0.049 | 0.05 | 0.05 | 0.051 | 0.051 | 0.052 | 0.052 | 0.053 | 0.053 | 0.054 | 0.054 | 0.055 | 0.055 | 0.056 | 0.057 | 0.057 | 0.058 | 0.059 | 0.059
Hydrogen Evolution | Gen_BB016 | MW | NGED East Midlands | Bicker Fen | 0 | 1.147 | 1.16 | 1.168 | 1.176 | 1.185 | 1.195 | 1.206 | 1.216 | 1.226 | 1.237 | 1.247 | 1.258 | 1.268 | 1.28 | 1.293 | 1.305 | 1.318 | 1.33 | 1.345 | 1.359 | 1.374 | 1.389 | 1.403 | 1.42 | 1.436 | 1.453 | 1.47 | 1.486
Hydrogen Evolution | Gen_BB016 | MW | NGED East Midlands | Chesterfield | 0 | 9.601 | 9.704 | 9.774 | 9.844 | 9.913 | 10 | 10.087 | 10.174 | 10.261 | 10.348 | 10.435 | 10.522 | 10.609 | 10.714 | 10.818 | 10.923 | 11.027 | 11.132 | 11.253 | 11.375 | 11.497 | 11.619 | 11.741 | 11.881 | 12.019 | 12.158 | 12.298 | 12.437
Hydrogen Evolution | Gen_BB016 | MW | NGED East Midlands | Coventry | 0 | 5.005 | 5.06 | 5.096 | 5.133 | 5.169 | 5.214 | 5.26 | 5.305 | 5.35 | 5.396 | 5.441 | 5.487 | 5.532 | 5.586 | 5.641 | 5.695 | 5.75 | 5.804 | 5.868 | 5.931 | 5.995 | 6.058 | 6.122 | 6.194 | 6.267 | 6.339 | 6.412 | 6.485
Hydrogen Evolution | Gen_BB016 | MW | NGED East Midlands | Drakelow | 0 | 1.64 | 1.657 | 1.669 | 1.681 | 1.693 | 1.708 | 1.723 | 1.738 | 1.752 | 1.767 | 1.782 | 1.797 | 1.812 | 1.83 | 1.848 | 1.865 | 1.883 | 1.901 | 1.922 | 1.943 | 1.963 | 1.984 | 2.005 | 2.029 | 2.053 | 2.076 | 2.1 | 2.124
Hydrogen Evolution | Gen_BB016 | MW | NGED East Midlands | East Claydon (_B) | 0 | 0.724 | 0.732 | 0.737 | 0.742 | 0.748 | 0.754 | 0.761 | 0.767 | 0.774 | 0.78 | 0.787 | 0.794 | 0.8 | 0.808 | 0.816 | 0.824 | 0.832 | 0.839 | 0.849 | 0.858 | 0.867 | 0.876 | 0.885 | 0.896 | 0.906 | 0.917 | 0.927 | 0.938
Hydrogen Evolution | Gen_BB016 | MW | NGED East Midlands | Enderby | 0 | 2.881 | 2.912 | 2.933 | 2.954 | 2.975 | 3.001 | 3.027 | 3.053 | 3.079 | 3.105 | 3.132 | 3.158 | 3.184 | 3.215 | 3.246 | 3.278 | 3.309 | 3.34 | 3.377 | 3.414 | 3.45 | 3.487 | 3.523 | 3.565 | 3.607 | 3.649 | 3.69 | 3.732
Hydrogen Evolution | Gen_BB016 | MW | NGED East Midlands | Grendon | 0 | 6.778 | 6.852 | 6.901 | 6.95 | 6.999 | 7.061 | 7.122 | 7.183 | 7.245 | 7.306 | 7.368 | 7.429 | 7.491 | 7.564 | 7.638 | 7.712 | 7.785 | 7.859 | 7.945 | 8.031 | 8.117 | 8.203 | 8.289 | 8.388 | 8.486 | 8.584 | 8.682 | 8.781
Hydrogen Evolution | Gen_BB016 | MW | NGED East Midlands | Ratcliffe | 0 | 2.016 | 2.037 | 2.052 | 2.067 | 2.081 | 2.1 | 2.118 | 2.136 | 2.154 | 2.173 | 2.191 | 2.209 | 2.228 | 2.249 | 2.271 | 2.293 | 2.315 | 2.337 | 2.363 | 2.388 | 2.414 | 2.439 | 2.465 | 2.494 | 2.524 | 2.553 | 2.582 | 2.611
Hydrogen Evolution | Gen_BB016 | MW | NGED East Midlands | Staythorpe | 0 | 6.694 | 6.768 | 6.815 | 6.864 | 6.912 | 6.973 | 7.034 | 7.095 | 7.155 | 7.216 | 7.277 | 7.338 | 7.398 | 7.471 | 7.544 | 7.616 | 7.69 | 7.763 | 7.847 | 7.932 | 8.017 | 8.103 | 8.187 | 8.285 | 8.381 | 8.479 | 8.575 | 8.673
Hydrogen Evolution | Gen_BB016 | MW | NGED East Midlands | Stoke Bardolph | 0 | 0.814 | 0.823 | 0.829 | 0.835 | 0.84 | 0.848 | 0.855 | 0.863 | 0.87 | 0.877 | 0.885 | 0.892 | 0.899 | 0.908 | 0.917 | 0.926 | 0.935 | 0.944 | 0.954 | 0.964 | 0.975 | 0.985 | 0.995 | 1.007 | 1.019 | 1.031 | 1.043 | 1.054
Hydrogen Evolution | Gen_BB016 | MW | NGED East Midlands | Walpole (_B) | 0 | 2.378 | 2.404 | 2.422 | 2.439 | 2.456 | 2.478 | 2.499 | 2.521 | 2.542 | 2.564 | 2.586 | 2.607 | 2.629 | 2.655 | 2.68 | 2.706 | 2.732 | 2.758 | 2.788 | 2.818 | 2.849 | 2.879 | 2.909 | 2.943 | 2.978 | 3.012 | 3.047 | 3.081
Hydrogen Evolution | Gen_BB016 | MW | NGED East Midlands | West Burton | 0 | 3.404 | 3.441 | 3.465 | 3.49 | 3.515 | 3.546 | 3.577 | 3.607 | 3.638 | 3.669 | 3.7 | 3.731 | 3.762 | 3.799 | 3.836 | 3.873 | 3.91 | 3.947 | 3.99 | 4.033 | 4.076 | 4.12 | 4.163 | 4.212 | 4.262 | 4.311 | 4.36 | 4.41
Hydrogen Evolution | Gen_BB016 | MW | NGED East Midlands | Willington | 0 | 2.339 | 2.364 | 2.381 | 2.398 | 2.415 | 2.436 | 2.458 | 2.479 | 2.5 | 2.521 | 2.542 | 2.564 | 2.585 | 2.61 | 2.636 | 2.661 | 2.687 | 2.712 | 2.742 | 2.771 | 2.801 | 2.831 | 2.86 | 2.894 | 2.928 | 2.962 | 2.996 | 3.03
Hydrogen Evolution | Gen_BB016 | MW | NGED South Wales | Aberthaw | 0 | 0.542 | 0.547 | 0.551 | 0.555 | 0.559 | 0.564 | 0.569 | 0.574 | 0.578 | 0.583 | 0.588 | 0.593 | 0.598 | 0.604 | 0.61 | 0.616 | 0.622 | 0.628 | 0.634 | 0.641 | 0.648 | 0.655 | 0.662 | 0.67 | 0.678 | 0.685 | 0.693 | 0.701
Hydrogen Evolution | Gen_BB016 | MW | NGED South Wales | Alpha Steel (Uskmouth) | 0 | 0 | 0 | 0 | 0 | 0 | 0 | 0 | 0 | 0 | 0 | 0 | 0 | 0 | 0 | 0 | 0 | 0 | 0 | 0 | 0 | 0 | 0 | 0 | 0 | 0 | 0 | 0 | 0
Hydrogen Evolution | Gen_BB016 | MW | NGED South Wales | Cardiff East | 0 | 0.439 | 0.444 | 0.447 | 0.45 | 0.453 | 0.457 | 0.461 | 0.465 | 0.469 | 0.473 | 0.477 | 0.481 | 0.485 | 0.49 | 0.495 | 0.499 | 0.504 | 0.509 | 0.514 | 0.52 | 0.526 | 0.531 | 0.537 | 0.543 | 0.549 | 0.556 | 0.562 | 0.569
Hydrogen Evolution | Gen_BB016 | MW | NGED South Wales | Grange | 0 | 0 | 0 | 0 | 0 | 0 | 0 | 0 | 0 | 0 | 0 | 0 | 0 | 0 | 0 | 0 | 0 | 0 | 0 | 0 | 0 | 0 | 0 | 0 | 0 | 0 | 0 | 0 | 0
Hydrogen Evolution | Gen_BB016 | MW | NGED South Wales | Imperial Park | 0 | 0 | 0 | 0 | 0 | 0 | 0 | 0 | 0 | 0 | 0 | 0 | 0 | 0 | 0 | 0 | 0 | 0 | 0 | 0 | 0 | 0 | 0 | 0 | 0 | 0 | 0 | 0 | 0
Hydrogen Evolution | Gen_BB016 | MW | NGED South Wales | Pembroke | 0 | 10.145 | 10.256 | 10.329 | 10.403 | 10.476 | 10.568 | 10.66 | 10.752 | 10.844 | 10.936 | 11.028 | 11.121 | 11.212 | 11.322 | 11.432 | 11.543 | 11.654 | 11.765 | 11.892 | 12.021 | 12.15 | 12.28 | 12.407 | 12.555 | 12.702 | 12.85 | 12.996 | 13.144
Hydrogen Evolution | Gen_BB016 | MW | NGED South Wales | Pyle | 0 | 1.935 | 1.957 | 1.971 | 1.985 | 1.999 | 2.016 | 2.034 | 2.051 | 2.069 | 2.087 | 2.104 | 2.122 | 2.139 | 2.16 | 2.181 | 2.202 | 2.223 | 2.244 | 2.269 | 2.294 | 2.318 | 2.343 | 2.367 | 2.395 | 2.423 | 2.451 | 2.48 | 2.508
Hydrogen Evolution | Gen_BB016 | MW | NGED South Wales | Rassau | 0 | 9.491 | 9.594 | 9.662 | 9.731 | 9.8 | 9.886 | 9.972 | 10.058 | 10.144 | 10.23 | 10.316 | 10.402 | 10.488 | 10.591 | 10.695 | 10.798 | 10.901 | 11.004 | 11.125 | 11.245 | 11.366 | 11.486 | 11.606 | 11.744 | 11.882 | 12.019 | 12.157 | 12.295
Hydrogen Evolution | Gen_BB016 | MW | NGED South Wales | Swansea North | 0 | 20.912 | 21.14 | 21.291 | 21.442 | 21.594 | 21.783 | 21.973 | 22.163 | 22.352 | 22.542 | 22.731 | 22.922 | 23.11 | 23.338 | 23.565 | 23.793 | 24.021 | 24.249 | 24.513 | 24.778 | 25.044 | 25.31 | 25.574 | 25.879 | 26.181 | 26.485 | 26.788 | 27.092
Hydrogen Evolution | Gen_BB016 | MW | NGED South Wales | Upper Boat 132kV | 0 | 2.626 | 2.655 | 2.674 | 2.693 | 2.712 | 2.736 | 2.76 | 2.784 | 2.808 | 2.831 | 2.855 | 2.879 | 2.903 | 2.931 | 2.96 | 2.988 | 3.017 | 3.046 | 3.079 | 3.112 | 3.146 | 3.179 | 3.212 | 3.25 | 3.288 | 3.327 | 3.365 | 3.403
Hydrogen Evolution | Gen_BB016 | MW | NGED South Wales | Upper Boat 33kV | 0 | 0 | 0 | 0 | 0 | 0 | 0 | 0 | 0 | 0 | 0 | 0 | 0 | 0 | 0 | 0 | 0 | 0 | 0 | 0 | 0 | 0 | 0 | 0 | 0 | 0 | 0 | 0 | 0
Hydrogen Evolution | Gen_BB016 | MW | NGED South Wales | Uskmouth | 0 | 1.989 | 2.011 | 2.025 | 2.04 | 2.054 | 2.072 | 2.09 | 2.108 | 2.126 | 2.144 | 2.162 | 2.18 | 2.198 | 2.22 | 2.242 | 2.263 | 2.285 | 2.306 | 2.332 | 2.357 | 2.382 | 2.407 | 2.433 | 2.461 | 2.49 | 2.519 | 2.548 | 2.577
Hydrogen Evolution | Gen_BB016 | MW | NGED South West | Abham | 0 | 0.982 | 0.992 | 0.999 | 1.007 | 1.014 | 1.023 | 1.031 | 1.04 | 1.049 | 1.058 | 1.067 | 1.076 | 1.085 | 1.096 | 1.106 | 1.117 | 1.128 | 1.138 | 1.151 | 1.163 | 1.176 | 1.188 | 1.201 | 1.215 | 1.229 | 1.243 | 1.257 | 1.272
Hydrogen Evolution | Gen_BB016 | MW | NGED South West | Alverdiscott | 0 | 34.965 | 35.346 | 35.598 | 35.852 | 36.107 | 36.422 | 36.739 | 37.057 | 37.373 | 37.691 | 38.007 | 38.325 | 38.641 | 39.022 | 39.402 | 39.782 | 40.163 | 40.544 | 40.986 | 41.431 | 41.874 | 42.318 | 42.761 | 43.269 | 43.775 | 44.283 | 44.79 | 45.298
Hydrogen Evolution | Gen_BB016 | MW | NGED South West | Axminster | 0 | 0.268 | 0.271 | 0.273 | 0.275 | 0.277 | 0.279 | 0.282 | 0.284 | 0.286 | 0.289 | 0.291 | 0.294 | 0.296 | 0.299 | 0.302 | 0.305 | 0.308 | 0.311 | 0.314 | 0.317 | 0.321 | 0.324 | 0.328 | 0.332 | 0.335 | 0.339 | 0.343 | 0.347
Hydrogen Evolution | Gen_BB016 | MW | NGED South West | Bridgewater | 0 | 1.308 | 1.323 | 1.332 | 1.342 | 1.351 | 1.363 | 1.374 | 1.387 | 1.398 | 1.41 | 1.422 | 1.434 | 1.446 | 1.46 | 1.474 | 1.488 | 1.503 | 1.517 | 1.534 | 1.55 | 1.566 | 1.583 | 1.6 | 1.619 | 1.638 | 1.657 | 1.676 | 1.695
Hydrogen Evolution | Gen_BB016 | MW | NGED South West | Exeter | 0 | 1.331 | 1.345 | 1.355 | 1.365 | 1.374 | 1.386 | 1.399 | 1.411 | 1.423 | 1.435 | 1.447 | 1.459 | 1.471 | 1.485 | 1.5 | 1.514 | 1.529 | 1.543 | 1.56 | 1.577 | 1.594 | 1.611 | 1.628 | 1.647 | 1.666 | 1.686 | 1.705 | 1.724
Hydrogen Evolution | Gen_BB016 | MW | NGED South West | Indian Queens | 0 | 23.976 | 24.238 | 24.412 | 24.585 | 24.759 | 24.977 | 25.194 | 25.411 | 25.629 | 25.846 | 26.063 | 26.281 | 26.498 | 26.759 | 27.02 | 27.28 | 27.541 | 27.802 | 28.106 | 28.411 | 28.715 | 29.019 | 29.323 | 29.671 | 30.019 | 30.367 | 30.714 | 31.062
Hydrogen Evolution | Gen_BB016 | MW | NGED South West | Landulph | 0 | 3.389 | 3.426 | 3.45 | 3.475 | 3.499 | 3.53 | 3.561 | 3.592 | 3.622 | 3.653 | 3.684 | 3.714 | 3.745 | 3.782 | 3.819 | 3.856 | 3.893 | 3.93 | 3.973 | 4.016 | 4.059 | 4.102 | 4.145 | 4.194 | 4.243 | 4.292 | 4.341 | 4.39
Hydrogen Evolution | Gen_BB016 | MW | NGED South West | Seabank | 0 | 0.278 | 0.281 | 0.283 | 0.285 | 0.287 | 0.29 | 0.292 | 0.295 | 0.297 | 0.3 | 0.302 | 0.305 | 0.307 | 0.31 | 0.313 | 0.316 | 0.319 | 0.322 | 0.326 | 0.329 | 0.333 | 0.336 | 0.34 | 0.344 | 0.348 | 0.352 | 0.356 | 0.36
Hydrogen Evolution | Gen_BB016 | MW | NGED South West | Taunton | 0 | 0.151 | 0.153 | 0.154 | 0.155 | 0.156 | 0.158 | 0.159 | 0.16 | 0.162 | 0.163 | 0.165 | 0.166 | 0.167 | 0.169 | 0.171 | 0.172 | 0.174 | 0.176 | 0.177 | 0.179 | 0.181 | 0.183 | 0.185 | 0.187 | 0.189 | 0.192 | 0.194 | 0.196
Hydrogen Evolution | Gen_BB016 | MW | NGED West Midlands | Bishops Wood | 0 | 1.322 | 1.336 | 1.346 | 1.355 | 1.365 | 1.377 | 1.389 | 1.401 | 1.413 | 1.425 | 1.437 | 1.449 | 1.461 | 1.475 | 1.49 | 1.504 | 1.518 | 1.533 | 1.549 | 1.566 | 1.583 | 1.6 | 1.617 | 1.636 | 1.655 | 1.674 | 1.693 | 1.712
Hydrogen Evolution | Gen_BB016 | MW | NGED West Midlands | Bushbury | 0 | 1.631 | 1.649 | 1.661 | 1.672 | 1.684 | 1.699 | 1.714 | 1.729 | 1.743 | 1.758 | 1.773 | 1.788 | 1.802 | 1.82 | 1.838 | 1.856 | 1.873 | 1.891 | 1.912 | 1.933 | 1.953 | 1.974 | 1.995 | 2.018 | 2.042 | 2.066 | 2.089 | 2.113
Hydrogen Evolution | Gen_BB016 | MW | NGED West Midlands | Bustleholme | 0 | 0 | 0 | 0 | 0 | 0 | 0 | 0 | 0 | 0 | 0 | 0 | 0 | 0 | 0 | 0 | 0 | 0 | 0 | 0 | 0 | 0 | 0 | 0 | 0 | 0 | 0 | 0 | 0
Hydrogen Evolution | Gen_BB016 | MW | NGED West Midlands | Cellarhead | 0 | 1.725 | 1.744 | 1.756 | 1.768 | 1.781 | 1.797 | 1.812 | 1.829 | 1.843 | 1.859 | 1.875 | 1.891 | 1.906 | 1.925 | 1.944 | 1.962 | 1.982 | 2.001 | 2.022 | 2.044 | 2.066 | 2.088 | 2.109 | 2.135 | 2.159 | 2.185 | 2.21 | 2.235
Hydrogen Evolution | Gen_BB016 | MW | NGED West Midlands | Feckenham | 0 | 0.737 | 0.745 | 0.751 | 0.756 | 0.761 | 0.768 | 0.775 | 0.781 | 0.788 | 0.795 | 0.801 | 0.808 | 0.815 | 0.823 | 0.831 | 0.839 | 0.847 | 0.855 | 0.864 | 0.873 | 0.883 | 0.892 | 0.901 | 0.912 | 0.923 | 0.934 | 0.944 | 0.955
Hydrogen Evolution | Gen_BB016 | MW | NGED West Midlands | Hams Hall | 0 | 0.175 | 0.177 | 0.178 | 0.18 | 0.181 | 0.183 | 0.184 | 0.186 | 0.187 | 0.189 | 0.19 | 0.192 | 0.194 | 0.196 | 0.197 | 0.199 | 0.201 | 0.203 | 0.205 | 0.208 | 0.21 | 0.212 | 0.214 | 0.217 | 0.219 | 0.222 | 0.224 | 0.227
Hydrogen Evolution | Gen_BB016 | MW | NGED West Midlands | Iron Acton | 0 | 4.108 | 4.153 | 4.183 | 4.213 | 4.243 | 4.28 | 4.317 | 4.354 | 4.392 | 4.429 | 4.466 | 4.503 | 4.541 | 4.585 | 4.63 | 4.675 | 4.719 | 4.764 | 4.816 | 4.868 | 4.92 | 4.973 | 5.025 | 5.084 | 5.144 | 5.203 | 5.263 | 5.323
Hydrogen Evolution | Gen_BB016 | MW | NGED West Midlands | Ironbridge | 0 | 0.583 | 0.589 | 0.593 | 0.598 | 0.602 | 0.607 | 0.612 | 0.618 | 0.623 | 0.628 | 0.634 | 0.639 | 0.644 | 0.65 | 0.657 | 0.663 | 0.669 | 0.676 | 0.683 | 0.691 | 0.698 | 0.705 | 0.713 | 0.721 | 0.73 | 0.738 | 0.747 | 0.755
Hydrogen Evolution | Gen_BB016 | MW | NGED West Midlands | Kitwell | 0 | 0 | 0 | 0 | 0 | 0 | 0 | 0 | 0 | 0 | 0 | 0 | 0 | 0 | 0 | 0 | 0 | 0 | 0 | 0 | 0 | 0 | 0 | 0 | 0 | 0 | 0 | 0 | 0
Hydrogen Evolution | Gen_BB016 | MW | NGED West Midlands | Nechells | 0 | 0 | 0 | 0 | 0 | 0 | 0 | 0 | 0 | 0 | 0 | 0 | 0 | 0 | 0 | 0 | 0 | 0 | 0 | 0 | 0 | 0 | 0 | 0 | 0 | 0 | 0 | 0 | 0
Hydrogen Evolution | Gen_BB016 | MW | NGED West Midlands | Ocker Hill | 0 | 0.004 | 0.004 | 0.004 | 0.004 | 0.004 | 0.004 | 0.004 | 0.005 | 0.005 | 0.005 | 0.005 | 0.005 | 0.005 | 0.005 | 0.005 | 0.005 | 0.005 | 0.005 | 0.005 | 0.005 | 0.005 | 0.005 | 0.005 | 0.005 | 0.005 | 0.005 | 0.005 | 0.006
Hydrogen Evolution | Gen_BB016 | MW | NGED West Midlands | Oldbury | 0 | 0 | 0 | 0 | 0 | 0 | 0 | 0 | 0 | 0 | 0 | 0 | 0 | 0 | 0 | 0 | 0 | 0 | 0 | 0 | 0 | 0 | 0 | 0 | 0 | 0 | 0 | 0 | 0
Hydrogen Evolution | Gen_BB016 | MW | NGED West Midlands | Penn | 0 | 0.01 | 0.011 | 0.011 | 0.011 | 0.011 | 0.011 | 0.011 | 0.011 | 0.011 | 0.011 | 0.012 | 0.012 | 0.012 | 0.012 | 0.012 | 0.012 | 0.012 | 0.012 | 0.012 | 0.013 | 0.013 | 0.013 | 0.013 | 0.013 | 0.013 | 0.013 | 0.014 | 0.014
Hydrogen Evolution | Gen_BB016 | MW | NGED West Midlands | Rugeley | 0 | 2.495 | 2.522 | 2.54 | 2.558 | 2.576 | 2.599 | 2.622 | 2.644 | 2.667 | 2.689 | 2.712 | 2.735 | 2.757 | 2.784 | 2.812 | 2.839 | 2.866 | 2.893 | 2.925 | 2.956 | 2.988 | 3.02 | 3.051 | 3.087 | 3.124 | 3.16 | 3.196 | 3.232
Hydrogen Evolution | Gen_BB016 | MW | NGED West Midlands | Shrewsbury | 0 | 0.933 | 0.942 | 0.949 | 0.956 | 0.963 | 0.971 | 0.98 | 0.988 | 0.996 | 1.005 | 1.013 | 1.022 | 1.03 | 1.04 | 1.051 | 1.061 | 1.071 | 1.081 | 1.093 | 1.105 | 1.117 | 1.128 | 1.14 | 1.154 | 1.167 | 1.181 | 1.194 | 1.208
Hydrogen Evolution | Gen_BB016 | MW | NGED West Midlands | Walham | 0 | 0.027 | 0.028 | 0.028 | 0.029 | 0.029 | 0.029 | 0.029 | 0.03 | 0.03 | 0.03 | 0.03 | 0.031 | 0.031 | 0.031 | 0.031 | 0.032 | 0.032 | 0.032 | 0.033 | 0.033 | 0.033 | 0.034 | 0.034 | 0.034 | 0.035 | 0.035 | 0.036 | 0.036
Hydrogen Evolution | Gen_BB016 | MW | NGED West Midlands | Willenhall | 0 | 0.003 | 0.003 | 0.003 | 0.003 | 0.003 | 0.003 | 0.003 | 0.003 | 0.003 | 0.003 | 0.003 | 0.003 | 0.004 | 0.004 | 0.004 | 0.004 | 0.004 | 0.004 | 0.004 | 0.004 | 0.004 | 0.004 | 0.004 | 0.004 | 0.004 | 0.004 | 0.004 | 0.004
Hydrogen Evolution | Gen_BB016 | MW | NPg Northeast | Blyth 132kV | 0 | 0.086 | 0.086 | 0.087 | 0.088 | 0.088 | 0.089 | 0.09 | 0.091 | 0.091 | 0.092 | 0.093 | 0.094 | 0.094 | 0.095 | 0.096 | 0.097 | 0.098 | 0.099 | 0.1 | 0.101 | 0.102 | 0.104 | 0.105 | 0.106 | 0.107 | 0.108 | 0.11 | 0.111
Hydrogen Evolution | Gen_BB016 | MW | NPg Northeast | Blyth 66kV | 0 | 0.528 | 0.534 | 0.537 | 0.541 | 0.545 | 0.55 | 0.555 | 0.559 | 0.564 | 0.569 | 0.574 | 0.578 | 0.583 | 0.589 | 0.595 | 0.6 | 0.606 | 0.612 | 0.619 | 0.625 | 0.632 | 0.639 | 0.645 | 0.653 | 0.661 | 0.668 | 0.676 | 0.684
Hydrogen Evolution | Gen_BB016 | MW | NPg Northeast | Fourstones | 0 | 0.628 | 0.635 | 0.639 | 0.644 | 0.649 | 0.654 | 0.66 | 0.666 | 0.671 | 0.677 | 0.683 | 0.688 | 0.694 | 0.701 | 0.708 | 0.715 | 0.721 | 0.728 | 0.736 | 0.744 | 0.752 | 0.76 | 0.768 | 0.777 | 0.786 | 0.795 | 0.805 | 0.814
Hydrogen Evolution | Gen_BB016 | MW | NPg Northeast | Hart Moor | 0 | 0.29 | 0.293 | 0.295 | 0.297 | 0.299 | 0.302 | 0.304 | 0.307 | 0.31 | 0.312 | 0.315 | 0.318 | 0.32 | 0.323 | 0.327 | 0.33 | 0.333 | 0.336 | 0.34 | 0.343 | 0.347 | 0.351 | 0.354 | 0.359 | 0.363 | 0.367 | 0.371 | 0.375
Hydrogen Evolution | Gen_BB016 | MW | NPg Northeast | Hawthorn Pit | 0 | 1.189 | 1.201 | 1.209 | 1.218 | 1.227 | 1.237 | 1.248 | 1.259 | 1.27 | 1.28 | 1.291 | 1.302 | 1.313 | 1.326 | 1.339 | 1.352 | 1.364 | 1.377 | 1.392 | 1.408 | 1.423 | 1.438 | 1.453 | 1.47 | 1.487 | 1.504 | 1.522 | 1.539
Hydrogen Evolution | Gen_BB016 | MW | NPg Northeast | Knaresborough | 0 | 0.13 | 0.131 | 0.132 | 0.133 | 0.134 | 0.135 | 0.137 | 0.138 | 0.139 | 0.14 | 0.141 | 0.142 | 0.144 | 0.145 | 0.146 | 0.148 | 0.149 | 0.151 | 0.152 | 0.154 | 0.156 | 0.157 | 0.159 | 0.161 | 0.163 | 0.165 | 0.166 | 0.168
Hydrogen Evolution | Gen_BB016 | MW | NPg Northeast | Lackenby | 0 | 1.357 | 1.372 | 1.382 | 1.392 | 1.401 | 1.414 | 1.426 | 1.438 | 1.451 | 1.463 | 1.475 | 1.488 | 1.5 | 1.515 | 1.529 | 1.544 | 1.559 | 1.574 | 1.591 | 1.608 | 1.625 | 1.643 | 1.66 | 1.68 | 1.699 | 1.719 | 1.739 | 1.758
Hydrogen Evolution | Gen_BB016 | MW | NPg Northeast | Norton | 0 | 2.003 | 2.025 | 2.039 | 2.053 | 2.068 | 2.086 | 2.104 | 2.122 | 2.14 | 2.158 | 2.177 | 2.195 | 2.213 | 2.235 | 2.257 | 2.278 | 2.3 | 2.322 | 2.347 | 2.373 | 2.398 | 2.424 | 2.449 | 2.479 | 2.507 | 2.536 | 2.565 | 2.594
Hydrogen Evolution | Gen_BB016 | MW | NPg Northeast | Offerton | 0 | 0.007 | 0.006 | 0.007 | 0.007 | 0.007 | 0.007 | 0.007 | 0.007 | 0.007 | 0.007 | 0.007 | 0.007 | 0.007 | 0.007 | 0.007 | 0.007 | 0.007 | 0.007 | 0.007 | 0.008 | 0.008 | 0.008 | 0.008 | 0.008 | 0.008 | 0.008 | 0.008 | 0.008
Hydrogen Evolution | Gen_BB016 | MW | NPg Northeast | Osbaldwick | 0 | 4.1 | 4.144 | 4.174 | 4.204 | 4.234 | 4.271 | 4.308 | 4.345 | 4.382 | 4.419 | 4.457 | 4.494 | 4.531 | 4.575 | 4.62 | 4.665 | 4.709 | 4.754 | 4.806 | 4.858 | 4.91 | 4.962 | 5.014 | 5.073 | 5.133 | 5.192 | 5.252 | 5.311
Hydrogen Evolution | Gen_BB016 | MW | NPg Northeast | Poppleton | 0 | 0.016 | 0.016 | 0.016 | 0.016 | 0.016 | 0.017 | 0.017 | 0.017 | 0.017 | 0.017 | 0.017 | 0.017 | 0.018 | 0.018 | 0.018 | 0.018 | 0.018 | 0.019 | 0.019 | 0.019 | 0.019 | 0.019 | 0.02 | 0.02 | 0.02 | 0.02 | 0.02 | 0.021
Hydrogen Evolution | Gen_BB016 | MW | NPg Northeast | Saltholme | 0 | 0 | 0 | 0 | 0 | 0 | 0 | 0 | 0 | 0 | 0 | 0 | 0 | 0 | 0 | 0 | 0 | 0 | 0 | 0 | 0 | 0 | 0 | 0 | 0 | 0 | 0 | 0 | 0
Hydrogen Evolution | Gen_BB016 | MW | NPg Northeast | South Shields | 0 | 0.097 | 0.098 | 0.099 | 0.099 | 0.1 | 0.101 | 0.102 | 0.103 | 0.104 | 0.105 | 0.105 | 0.106 | 0.107 | 0.108 | 0.109 | 0.11 | 0.111 | 0.112 | 0.114 | 0.115 | 0.116 | 0.117 | 0.119 | 0.12 | 0.121 | 0.123 | 0.124 | 0.126
Hydrogen Evolution | Gen_BB016 | MW | NPg Northeast | Spennymoor | 0 | 3.648 | 3.688 | 3.715 | 3.741 | 3.768 | 3.801 | 3.834 | 3.867 | 3.9 | 3.933 | 3.966 | 3.999 | 4.032 | 4.072 | 4.112 | 4.151 | 4.191 | 4.231 | 4.277 | 4.323 | 4.369 | 4.416 | 4.462 | 4.515 | 4.568 | 4.621 | 4.674 | 4.727
Hydrogen Evolution | Gen_BB016 | MW | NPg Northeast | Stella North | 0 | 0.003 | 0.003 | 0.003 | 0.003 | 0.003 | 0.003 | 0.003 | 0.003 | 0.003 | 0.003 | 0.003 | 0.003 | 0.003 | 0.003 | 0.003 | 0.003 | 0.003 | 0.003 | 0.003 | 0.003 | 0.003 | 0.003 | 0.003 | 0.003 | 0.003 | 0.003 | 0.003 | 0.003
Hydrogen Evolution | Gen_BB016 | MW | NPg Northeast | Stella South | 0 | 3.56 | 3.599 | 3.625 | 3.651 | 3.677 | 3.709 | 3.741 | 3.773 | 3.806 | 3.838 | 3.87 | 3.902 | 3.935 | 3.973 | 4.012 | 4.051 | 4.09 | 4.128 | 4.174 | 4.219 | 4.264 | 4.309 | 4.354 | 4.406 | 4.458 | 4.509 | 4.561 | 4.612
Hydrogen Evolution | Gen_BB016 | MW | NPg Northeast | Tynemouth 1 | 0 | 0 | 0 | 0 | 0 | 0 | 0 | 0 | 0 | 0 | 0 | 0 | 0 | 0 | 0 | 0 | 0 | 0 | 0 | 0 | 0 | 0 | 0 | 0 | 0 | 0 | 0 | 0 | 0
Hydrogen Evolution | Gen_BB016 | MW | NPg Northeast | West Boldon | 0 | 0.259 | 0.262 | 0.264 | 0.265 | 0.267 | 0.27 | 0.272 | 0.274 | 0.277 | 0.279 | 0.281 | 0.284 | 0.286 | 0.289 | 0.292 | 0.295 | 0.297 | 0.3 | 0.303 | 0.307 | 0.31 | 0.313 | 0.317 | 0.32 | 0.324 | 0.328 | 0.332 | 0.335
Hydrogen Evolution | Gen_BB016 | MW | NPg Yorkshire | Bradford West | 0 | 4.488 | 4.538 | 4.569 | 4.602 | 4.634 | 4.675 | 4.716 | 4.756 | 4.797 | 4.838 | 4.878 | 4.919 | 4.96 | 5.008 | 5.057 | 5.106 | 5.155 | 5.205 | 5.261 | 5.318 | 5.375 | 5.433 | 5.488 | 5.555 | 5.619 | 5.685 | 5.749 | 5.814
Hydrogen Evolution | Gen_BB016 | MW | NPg Yorkshire | Camblesforth | 0 | 0 | 0 | 0 | 0 | 0 | 0 | 0 | 0 | 0 | 0 | 0 | 0 | 0 | 0 | 0 | 0 | 0 | 0 | 0 | 0 | 0 | 0 | 0 | 0 | 0 | 0 | 0 | 0
Hydrogen Evolution | Gen_BB016 | MW | NPg Yorkshire | Creyke Beck | 0 | 21.698 | 21.934 | 22.091 | 22.249 | 22.406 | 22.603 | 22.799 | 22.996 | 23.193 | 23.39 | 23.586 | 23.783 | 23.98 | 24.216 | 24.451 | 24.687 | 24.924 | 25.16 | 25.435 | 25.71 | 25.985 | 26.261 | 26.535 | 26.851 | 27.166 | 27.48 | 27.795 | 28.11
Hydrogen Evolution | Gen_BB016 | MW | NPg Yorkshire | Drax | 0 | 1.118 | 1.131 | 1.139 | 1.147 | 1.155 | 1.165 | 1.175 | 1.185 | 1.196 | 1.206 | 1.216 | 1.226 | 1.236 | 1.248 | 1.26 | 1.273 | 1.285 | 1.297 | 1.311 | 1.325 | 1.34 | 1.354 | 1.368 | 1.384 | 1.4 | 1.417 | 1.433 | 1.449
Hydrogen Evolution | Gen_BB016 | MW | NPg Yorkshire | Elland | 0 | 4.008 | 4.052 | 4.081 | 4.11 | 4.139 | 4.175 | 4.212 | 4.248 | 4.284 | 4.32 | 4.357 | 4.393 | 4.429 | 4.473 | 4.517 | 4.56 | 4.604 | 4.647 | 4.698 | 4.749 | 4.8 | 4.851 | 4.902 | 4.96 | 5.018 | 5.076 | 5.134 | 5.192
Hydrogen Evolution | Gen_BB016 | MW | NPg Yorkshire | Ferrybridge A | 0 | 1.001 | 1.012 | 1.02 | 1.027 | 1.034 | 1.043 | 1.052 | 1.061 | 1.07 | 1.079 | 1.088 | 1.098 | 1.107 | 1.118 | 1.128 | 1.139 | 1.15 | 1.161 | 1.174 | 1.186 | 1.199 | 1.212 | 1.225 | 1.239 | 1.254 | 1.268 | 1.283 | 1.297
Hydrogen Evolution | Gen_BB016 | MW | NPg Yorkshire | Ferrybridge B (_M) | 0 | 7.302 | 7.381 | 7.434 | 7.487 | 7.54 | 7.606 | 7.673 | 7.739 | 7.805 | 7.871 | 7.937 | 8.004 | 8.07 | 8.149 | 8.229 | 8.308 | 8.387 | 8.467 | 8.56 | 8.652 | 8.745 | 8.837 | 8.93 | 9.036 | 9.142 | 9.248 | 9.354 | 9.46
Hydrogen Evolution | Gen_BB016 | MW | NPg Yorkshire | Grimsby West | 0 | 1.672 | 1.691 | 1.703 | 1.715 | 1.727 | 1.742 | 1.757 | 1.773 | 1.788 | 1.803 | 1.818 | 1.833 | 1.848 | 1.867 | 1.885 | 1.903 | 1.921 | 1.939 | 1.961 | 1.982 | 2.003 | 2.024 | 2.045 | 2.07 | 2.094 | 2.118 | 2.142 | 2.167
Hydrogen Evolution | Gen_BB016 | MW | NPg Yorkshire | Jordanthorpe | 0 | 0.02 | 0.02 | 0.021 | 0.021 | 0.021 | 0.021 | 0.021 | 0.021 | 0.022 | 0.022 | 0.022 | 0.022 | 0.022 | 0.023 | 0.023 | 0.023 | 0.023 | 0.023 | 0.024 | 0.024 | 0.024 | 0.024 | 0.025 | 0.025 | 0.025 | 0.026 | 0.026 | 0.026
Hydrogen Evolution | Gen_BB016 | MW | NPg Yorkshire | Keadby | 0 | 5.351 | 5.41 | 5.448 | 5.487 | 5.526 | 5.574 | 5.623 | 5.671 | 5.72 | 5.768 | 5.817 | 5.865 | 5.914 | 5.972 | 6.03 | 6.089 | 6.147 | 6.205 | 6.273 | 6.341 | 6.409 | 6.477 | 6.545 | 6.622 | 6.7 | 6.777 | 6.855 | 6.933
Hydrogen Evolution | Gen_BB016 | MW | NPg Yorkshire | Kirkstall B | 0 | 0.033 | 0.033 | 0.034 | 0.034 | 0.034 | 0.034 | 0.035 | 0.035 | 0.035 | 0.036 | 0.036 | 0.036 | 0.036 | 0.037 | 0.037 | 0.038 | 0.038 | 0.038 | 0.039 | 0.039 | 0.039 | 0.04 | 0.04 | 0.041 | 0.041 | 0.042 | 0.042 | 0.043
Hydrogen Evolution | Gen_BB016 | MW | NPg Yorkshire | Neepsend | 0 | 0.023 | 0.023 | 0.023 | 0.023 | 0.023 | 0.023 | 0.023 | 0.024 | 0.024 | 0.024 | 0.024 | 0.024 | 0.025 | 0.025 | 0.025 | 0.025 | 0.026 | 0.026 | 0.026 | 0.026 | 0.027 | 0.027 | 0.027 | 0.028 | 0.028 | 0.028 | 0.029 | 0.029
Hydrogen Evolution | Gen_BB016 | MW | NPg Yorkshire | Norton Lees | 0 | 0 | 0 | 0 | 0 | 0 | 0 | 0 | 0 | 0 | 0 | 0 | 0 | 0 | 0 | 0 | 0 | 0 | 0 | 0 | 0 | 0 | 0 | 0 | 0 | 0 | 0 | 0 | 0
Hydrogen Evolution | Gen_BB016 | MW | NPg Yorkshire | Pitsmoor | 0 | 0 | 0 | 0 | 0 | 0 | 0 | 0 | 0 | 0 | 0 | 0 | 0 | 0 | 0 | 0 | 0 | 0 | 0 | 0 | 0 | 0 | 0 | 0 | 0 | 0 | 0 | 0 | 0
Hydrogen Evolution | Gen_BB016 | MW | NPg Yorkshire | Saltend North | 0 | 4.42 | 4.469 | 4.501 | 4.533 | 4.565 | 4.605 | 4.645 | 4.685 | 4.726 | 4.766 | 4.806 | 4.846 | 4.886 | 4.934 | 4.982 | 5.03 | 5.078 | 5.126 | 5.182 | 5.238 | 5.295 | 5.351 | 5.407 | 5.471 | 5.535 | 5.599 | 5.663 | 5.727
Hydrogen Evolution | Gen_BB016 | MW | NPg Yorkshire | Sheffield City | 0 | 0 | 0 | 0 | 0 | 0 | 0 | 0 | 0 | 0 | 0 | 0 | 0 | 0 | 0 | 0 | 0 | 0 | 0 | 0 | 0 | 0 | 0 | 0 | 0 | 0 | 0 | 0 | 0
Hydrogen Evolution | Gen_BB016 | MW | NPg Yorkshire | Skelton Grange | 0 | 1.912 | 1.932 | 1.946 | 1.96 | 1.974 | 1.991 | 2.008 | 2.026 | 2.043 | 2.06 | 2.078 | 2.095 | 2.112 | 2.133 | 2.154 | 2.175 | 2.196 | 2.216 | 2.241 | 2.265 | 2.289 | 2.313 | 2.338 | 2.365 | 2.393 | 2.421 | 2.448 | 2.476
Hydrogen Evolution | Gen_BB016 | MW | NPg Yorkshire | Templeborough | 0 | 0 | 0 | 0 | 0 | 0 | 0 | 0 | 0 | 0 | 0 | 0 | 0 | 0 | 0 | 0 | 0 | 0 | 0 | 0 | 0 | 0 | 0 | 0 | 0 | 0 | 0 | 0 | 0
Hydrogen Evolution | Gen_BB016 | MW | NPg Yorkshire | Thorpe Marsh | 0 | 1.719 | 1.738 | 1.751 | 1.763 | 1.775 | 1.791 | 1.807 | 1.822 | 1.838 | 1.853 | 1.869 | 1.885 | 1.9 | 1.919 | 1.937 | 1.956 | 1.975 | 1.994 | 2.015 | 2.037 | 2.059 | 2.081 | 2.103 | 2.128 | 2.152 | 2.177 | 2.202 | 2.227
Hydrogen Evolution | Gen_BB016 | MW | NPg Yorkshire | Thurcroft | 0 | 0.037 | 0.038 | 0.038 | 0.038 | 0.038 | 0.039 | 0.039 | 0.039 | 0.04 | 0.04 | 0.04 | 0.041 | 0.041 | 0.042 | 0.042 | 0.042 | 0.043 | 0.043 | 0.044 | 0.044 | 0.045 | 0.045 | 0.046 | 0.046 | 0.047 | 0.047 | 0.048 | 0.048
Hydrogen Evolution | Gen_BB016 | MW | NPg Yorkshire | West Melton | 0 | 1.284 | 1.298 | 1.307 | 1.316 | 1.326 | 1.337 | 1.349 | 1.36 | 1.372 | 1.384 | 1.395 | 1.407 | 1.419 | 1.433 | 1.447 | 1.46 | 1.474 | 1.488 | 1.505 | 1.521 | 1.537 | 1.554 | 1.57 | 1.588 | 1.607 | 1.626 | 1.644 | 1.663
Hydrogen Evolution | Gen_BB016 | MW | NPg Yorkshire | Wincobank | 0 | 0 | 0 | 0 | 0 | 0 | 0 | 0 | 0 | 0 | 0 | 0 | 0 | 0 | 0 | 0 | 0 | 0 | 0 | 0 | 0 | 0 | 0 | 0 | 0 | 0 | 0 | 0 | 0
Hydrogen Evolution | Gen_BB016 | MW | SHETL | Direct(SHETL) | 0 | 0 | 0 | 0 | 0 | 0 | 0 | 0 | 0 | 0 | 0 | 0 | 0 | 0 | 0 | 0 | 0 | 0 | 0 | 0 | 0 | 0 | 0 | 0 | 0 | 0 | 0 | 0 | 0
Hydrogen Evolution | Gen_BB016 | MW | SPEN | Ayr | 0 | 0.011 | 0.012 | 0.012 | 0.012 | 0.012 | 0.012 | 0.012 | 0.012 | 0.013 | 0.013 | 0.013 | 0.013 | 0.013 | 0.013 | 0.013 | 0.013 | 0.013 | 0.014 | 0.014 | 0.014 | 0.014 | 0.014 | 0.014 | 0.014 | 0.015 | 0.015 | 0.015 | 0.015
Hydrogen Evolution | Gen_BB016 | MW | SPEN | Bainsford | 0 | 3.884 | 3.927 | 3.955 | 3.983 | 4.011 | 4.046 | 4.082 | 4.117 | 4.152 | 4.187 | 4.222 | 4.258 | 4.293 | 4.335 | 4.377 | 4.42 | 4.462 | 4.504 | 4.553 | 4.603 | 4.652 | 4.701 | 4.751 | 4.807 | 4.863 | 4.92 | 4.976 | 5.032
Hydrogen Evolution | Gen_BB016 | MW | SPEN | Bathgate | 0 | 2.665 | 2.695 | 2.714 | 2.733 | 2.753 | 2.777 | 2.801 | 2.825 | 2.849 | 2.873 | 2.898 | 2.922 | 2.946 | 2.975 | 3.004 | 3.033 | 3.062 | 3.091 | 3.125 | 3.159 | 3.192 | 3.226 | 3.26 | 3.299 | 3.337 | 3.376 | 3.415 | 3.453
Hydrogen Evolution | Gen_BB016 | MW | SPEN | Berwick | 0 | 2.029 | 2.051 | 2.066 | 2.081 | 2.095 | 2.114 | 2.132 | 2.15 | 2.169 | 2.187 | 2.206 | 2.224 | 2.242 | 2.265 | 2.287 | 2.309 | 2.331 | 2.353 | 2.379 | 2.404 | 2.43 | 2.456 | 2.482 | 2.511 | 2.54 | 2.57 | 2.599 | 2.629
Hydrogen Evolution | Gen_BB016 | MW | SPEN | Bonnybridge | 0 | 0.83 | 0.84 | 0.846 | 0.852 | 0.858 | 0.865 | 0.873 | 0.88 | 0.888 | 0.895 | 0.903 | 0.91 | 0.918 | 0.927 | 0.936 | 0.945 | 0.954 | 0.963 | 0.974 | 0.984 | 0.995 | 1.005 | 1.016 | 1.028 | 1.04 | 1.052 | 1.064 | 1.076
Hydrogen Evolution | Gen_BB016 | MW | SPEN | Braehead Park | 0 | 0 | 0 | 0 | 0 | 0 | 0 | 0 | 0 | 0 | 0 | 0 | 0 | 0 | 0 | 0 | 0 | 0 | 0 | 0 | 0 | 0 | 0 | 0 | 0 | 0 | 0 | 0 | 0
Hydrogen Evolution | Gen_BB016 | MW | SPEN | Carntyne | 0 | 0 | 0 | 0 | 0 | 0 | 0 | 0 | 0 | 0 | 0 | 0 | 0 | 0 | 0 | 0 | 0 | 0 | 0 | 0 | 0 | 0 | 0 | 0 | 0 | 0 | 0 | 0 | 0
Hydrogen Evolution | Gen_BB016 | MW | SPEN | Carsfad | 0 | 0 | 0 | 0 | 0 | 0 | 0 | 0 | 0 | 0 | 0 | 0 | 0 | 0 | 0 | 0 | 0 | 0 | 0 | 0 | 0 | 0 | 0 | 0 | 0 | 0 | 0 | 0 | 0
Hydrogen Evolution | Gen_BB016 | MW | SPEN | Chapelcross | 0 | 0.306 | 0.31 | 0.312 | 0.314 | 0.316 | 0.319 | 0.322 | 0.325 | 0.327 | 0.33 | 0.333 | 0.336 | 0.338 | 0.342 | 0.345 | 0.348 | 0.352 | 0.355 | 0.359 | 0.363 | 0.367 | 0.371 | 0.374 | 0.379 | 0.383 | 0.388 | 0.392 | 0.397
Hydrogen Evolution | Gen_BB016 | MW | SPEN | Charlotte Street | 0 | 0 | 0 | 0 | 0 | 0 | 0 | 0 | 0 | 0 | 0 | 0 | 0 | 0 | 0 | 0 | 0 | 0 | 0 | 0 | 0 | 0 | 0 | 0 | 0 | 0 | 0 | 0 | 0
Hydrogen Evolution | Gen_BB016 | MW | SPEN | Clyde’s Mill | 0 | 0 | 0 | 0 | 0 | 0 | 0 | 0 | 0 | 0 | 0 | 0 | 0 | 0 | 0 | 0 | 0 | 0 | 0 | 0 | 0 | 0 | 0 | 0 | 0 | 0 | 0 | 0 | 0 | GSP also referred to as Westburn Road
Hydrogen Evolution | Gen_BB016 | MW | SPEN | Coatbridge | 0 | 2.59 | 2.618 | 2.637 | 2.655 | 2.674 | 2.698 | 2.721 | 2.745 | 2.768 | 2.792 | 2.815 | 2.839 | 2.862 | 2.89 | 2.918 | 2.947 | 2.975 | 3.003 | 3.036 | 3.069 | 3.102 | 3.134 | 3.167 | 3.205 | 3.242 | 3.28 | 3.318 | 3.355
Hydrogen Evolution | Gen_BB016 | MW | SPEN | Cockenzie | 0 | 0.767 | 0.775 | 0.781 | 0.787 | 0.792 | 0.799 | 0.806 | 0.813 | 0.82 | 0.827 | 0.834 | 0.841 | 0.848 | 0.856 | 0.865 | 0.873 | 0.881 | 0.89 | 0.899 | 0.909 | 0.919 | 0.929 | 0.938 | 0.949 | 0.961 | 0.972 | 0.983 | 0.994
Hydrogen Evolution | Gen_BB016 | MW | SPEN | Coylton | 0 | 2.828 | 2.859 | 2.878 | 2.899 | 2.92 | 2.945 | 2.971 | 2.997 | 3.022 | 3.049 | 3.073 | 3.1 | 3.124 | 3.156 | 3.186 | 3.217 | 3.248 | 3.279 | 3.314 | 3.351 | 3.386 | 3.423 | 3.458 | 3.5 | 3.54 | 3.582 | 3.623 | 3.664
Hydrogen Evolution | Gen_BB016 | MW | SPEN | Crookston A | 0 | 1.669 | 1.687 | 1.699 | 1.711 | 1.723 | 1.739 | 1.754 | 1.769 | 1.784 | 1.799 | 1.814 | 1.829 | 1.844 | 1.863 | 1.881 | 1.899 | 1.917 | 1.935 | 1.956 | 1.978 | 1.999 | 2.02 | 2.041 | 2.065 | 2.089 | 2.114 | 2.138 | 2.162
Hydrogen Evolution | Gen_BB016 | MW | SPEN | Crookston B | 0 | 1.669 | 1.687 | 1.699 | 1.711 | 1.723 | 1.739 | 1.754 | 1.769 | 1.784 | 1.799 | 1.814 | 1.829 | 1.844 | 1.863 | 1.881 | 1.899 | 1.917 | 1.935 | 1.956 | 1.978 | 1.999 | 2.02 | 2.041 | 2.065 | 2.089 | 2.114 | 2.138 | 2.162
Hydrogen Evolution | Gen_BB016 | MW | SPEN | Cumbernauld | 0 | 0.016 | 0.016 | 0.016 | 0.016 | 0.016 | 0.017 | 0.017 | 0.017 | 0.017 | 0.017 | 0.017 | 0.017 | 0.018 | 0.018 | 0.018 | 0.018 | 0.018 | 0.019 | 0.019 | 0.019 | 0.019 | 0.019 | 0.02 | 0.02 | 0.02 | 0.02 | 0.02 | 0.021
Hydrogen Evolution | Gen_BB016 | MW | SPEN | Cupar | 0 | 5.827 | 5.891 | 5.933 | 5.975 | 6.017 | 6.07 | 6.123 | 6.176 | 6.229 | 6.281 | 6.334 | 6.387 | 6.44 | 6.503 | 6.567 | 6.63 | 6.693 | 6.757 | 6.831 | 6.905 | 6.979 | 7.052 | 7.126 | 7.211 | 7.295 | 7.38 | 7.464 | 7.549
Hydrogen Evolution | Gen_BB016 | MW | SPEN | Currie | 0 | 0 | 0 | 0 | 0 | 0 | 0 | 0 | 0 | 0 | 0 | 0 | 0 | 0 | 0 | 0 | 0 | 0 | 0 | 0 | 0 | 0 | 0 | 0 | 0 | 0 | 0 | 0 | 0
Hydrogen Evolution | Gen_BB016 | MW | SPEN | Dalmarnock | 0 | 0 | 0 | 0 | 0 | 0 | 0 | 0 | 0 | 0 | 0 | 0 | 0 | 0 | 0 | 0 | 0 | 0 | 0 | 0 | 0 | 0 | 0 | 0 | 0 | 0 | 0 | 0 | 0
Hydrogen Evolution | Gen_BB016 | MW | SPEN | Devol Moor | 0 | 0.018 | 0.018 | 0.018 | 0.019 | 0.019 | 0.019 | 0.019 | 0.019 | 0.019 | 0.02 | 0.02 | 0.02 | 0.02 | 0.02 | 0.02 | 0.021 | 0.021 | 0.021 | 0.021 | 0.021 | 0.022 | 0.022 | 0.022 | 0.022 | 0.023 | 0.023 | 0.023 | 0.023
Hydrogen Evolution | Gen_BB016 | MW | SPEN | Devonside | 0 | 0.679 | 0.686 | 0.691 | 0.696 | 0.701 | 0.707 | 0.713 | 0.719 | 0.725 | 0.732 | 0.738 | 0.744 | 0.75 | 0.757 | 0.765 | 0.772 | 0.779 | 0.787 | 0.795 | 0.804 | 0.813 | 0.821 | 0.83 | 0.84 | 0.85 | 0.859 | 0.869 | 0.879
Hydrogen Evolution | Gen_BB016 | MW | SPEN | Dewar Place | 0 | 0 | 0 | 0 | 0 | 0 | 0 | 0 | 0 | 0 | 0 | 0 | 0 | 0 | 0 | 0 | 0 | 0 | 0 | 0 | 0 | 0 | 0 | 0 | 0 | 0 | 0 | 0 | 0
Hydrogen Evolution | Gen_BB016 | MW | SPEN | Drumchapel | 0 | 0 | 0 | 0 | 0 | 0 | 0 | 0 | 0 | 0 | 0 | 0 | 0 | 0 | 0 | 0 | 0 | 0 | 0 | 0 | 0 | 0 | 0 | 0 | 0 | 0 | 0 | 0 | 0
Hydrogen Evolution | Gen_BB016 | MW | SPEN | Drumcross | 0 | 0 | 0 | 0 | 0 | 0 | 0 | 0 | 0 | 0 | 0 | 0 | 0 | 0 | 0 | 0 | 0 | 0 | 0 | 0 | 0 | 0 | 0 | 0 | 0 | 0 | 0 | 0 | 0
Hydrogen Evolution | Gen_BB016 | MW | SPEN | Dumfries 11 | 0 | 0.107 | 0.108 | 0.109 | 0.11 | 0.11 | 0.111 | 0.112 | 0.113 | 0.114 | 0.115 | 0.116 | 0.117 | 0.118 | 0.119 | 0.12 | 0.122 | 0.123 | 0.124 | 0.125 | 0.127 | 0.128 | 0.129 | 0.131 | 0.132 | 0.134 | 0.135 | 0.137 | 0.139
Hydrogen Evolution | Gen_BB016 | MW | SPEN | Dumfries 33 | 0 | 0.107 | 0.108 | 0.109 | 0.11 | 0.11 | 0.111 | 0.112 | 0.113 | 0.114 | 0.115 | 0.116 | 0.117 | 0.118 | 0.119 | 0.12 | 0.122 | 0.123 | 0.124 | 0.125 | 0.127 | 0.128 | 0.129 | 0.131 | 0.132 | 0.134 | 0.135 | 0.137 | 0.139
Hydrogen Evolution | Gen_BB016 | MW | SPEN | Dumfries ICI | 0 | 0.107 | 0.108 | 0.109 | 0.11 | 0.11 | 0.111 | 0.112 | 0.113 | 0.114 | 0.115 | 0.116 | 0.117 | 0.118 | 0.119 | 0.12 | 0.122 | 0.123 | 0.124 | 0.125 | 0.127 | 0.128 | 0.129 | 0.131 | 0.132 | 0.134 | 0.135 | 0.137 | 0.139
Hydrogen Evolution | Gen_BB016 | MW | SPEN | Dunbar | 0 | 0 | 0 | 0 | 0 | 0 | 0 | 0 | 0 | 0 | 0 | 0 | 0 | 0 | 0 | 0 | 0 | 0 | 0 | 0 | 0 | 0 | 0 | 0 | 0 | 0 | 0 | 0 | 0
Hydrogen Evolution | Gen_BB016 | MW | SPEN | Dunbar A | 0 | 0 | 0 | 0 | 0 | 0 | 0 | 0 | 0 | 0 | 0 | 0 | 0 | 0 | 0 | 0 | 0 | 0 | 0 | 0 | 0 | 0 | 0 | 0 | 0 | 0 | 0 | 0 | 0
Hydrogen Evolution | Gen_BB016 | MW | SPEN | Dunbar B | 0 | 1.653 | 1.671 | 1.683 | 1.695 | 1.707 | 1.722 | 1.737 | 1.752 | 1.767 | 1.782 | 1.797 | 1.812 | 1.827 | 1.845 | 1.863 | 1.881 | 1.899 | 1.916 | 1.937 | 1.958 | 1.979 | 2 | 2.021 | 2.045 | 2.069 | 2.093 | 2.117 | 2.141
Hydrogen Evolution | Gen_BB016 | MW | SPEN | Dunfermline | 0 | 1.032 | 1.044 | 1.051 | 1.059 | 1.066 | 1.075 | 1.085 | 1.094 | 1.103 | 1.113 | 1.122 | 1.131 | 1.141 | 1.152 | 1.163 | 1.175 | 1.186 | 1.197 | 1.21 | 1.223 | 1.236 | 1.249 | 1.262 | 1.277 | 1.292 | 1.307 | 1.322 | 1.337
Hydrogen Evolution | Gen_BB016 | MW | SPEN | Earlstoun | 0 | 0 | 0 | 0 | 0 | 0 | 0 | 0 | 0 | 0 | 0 | 0 | 0 | 0 | 0 | 0 | 0 | 0 | 0 | 0 | 0 | 0 | 0 | 0 | 0 | 0 | 0 | 0 | 0
Hydrogen Evolution | Gen_BB016 | MW | SPEN | East Kilbride | 0 | 0.26 | 0.263 | 0.265 | 0.267 | 0.268 | 0.271 | 0.273 | 0.275 | 0.278 | 0.28 | 0.283 | 0.285 | 0.287 | 0.29 | 0.293 | 0.296 | 0.299 | 0.301 | 0.305 | 0.308 | 0.311 | 0.315 | 0.318 | 0.322 | 0.325 | 0.329 | 0.333 | 0.337
Hydrogen Evolution | Gen_BB016 | MW | SPEN | East Kilbride South | 0 | 0 | 0 | 0 | 0 | 0 | 0 | 0 | 0 | 0 | 0 | 0 | 0 | 0 | 0 | 0 | 0 | 0 | 0 | 0 | 0 | 0 | 0 | 0 | 0 | 0 | 0 | 0 | 0
Hydrogen Evolution | Gen_BB016 | MW | SPEN | Easterhouse | 0 | 0.024 | 0.025 | 0.025 | 0.025 | 0.025 | 0.026 | 0.026 | 0.026 | 0.026 | 0.027 | 0.027 | 0.027 | 0.027 | 0.027 | 0.028 | 0.028 | 0.028 | 0.028 | 0.029 | 0.029 | 0.029 | 0.03 | 0.03 | 0.03 | 0.031 | 0.031 | 0.031 | 0.032
Hydrogen Evolution | Gen_BB016 | MW | SPEN | Eccles | 0 | 1.645 | 1.663 | 1.675 | 1.686 | 1.698 | 1.713 | 1.728 | 1.743 | 1.758 | 1.773 | 1.788 | 1.803 | 1.818 | 1.836 | 1.853 | 1.871 | 1.889 | 1.907 | 1.928 | 1.949 | 1.97 | 1.991 | 2.011 | 2.035 | 2.059 | 2.083 | 2.107 | 2.131
Hydrogen Evolution | Gen_BB016 | MW | SPEN | Elderslie | 0 | 0 | 0 | 0 | 0 | 0 | 0 | 0 | 0 | 0 | 0 | 0 | 0 | 0 | 0 | 0 | 0 | 0 | 0 | 0 | 0 | 0 | 0 | 0 | 0 | 0 | 0 | 0 | 0
Hydrogen Evolution | Gen_BB016 | MW | SPEN | Erskine | 0 | 0 | 0 | 0 | 0 | 0 | 0 | 0 | 0 | 0 | 0 | 0 | 0 | 0 | 0 | 0 | 0 | 0 | 0 | 0 | 0 | 0 | 0 | 0 | 0 | 0 | 0 | 0 | 0
Hydrogen Evolution | Gen_BB016 | MW | SPEN | Finnieston | 0 | 0 | 0 | 0 | 0 | 0 | 0 | 0 | 0 | 0 | 0 | 0 | 0 | 0 | 0 | 0 | 0 | 0 | 0 | 0 | 0 | 0 | 0 | 0 | 0 | 0 | 0 | 0 | 0
Hydrogen Evolution | Gen_BB016 | MW | SPEN | Galashiels | 0 | 0.89 | 0.9 | 0.907 | 0.913 | 0.919 | 0.928 | 0.936 | 0.944 | 0.952 | 0.96 | 0.968 | 0.976 | 0.984 | 0.994 | 1.003 | 1.013 | 1.023 | 1.032 | 1.044 | 1.055 | 1.066 | 1.078 | 1.089 | 1.102 | 1.115 | 1.128 | 1.141 | 1.153
Hydrogen Evolution | Gen_BB016 | MW | SPEN | Giffnock | 0 | 0.116 | 0.116 | 0.117 | 0.118 | 0.119 | 0.12 | 0.121 | 0.122 | 0.123 | 0.124 | 0.125 | 0.126 | 0.127 | 0.128 | 0.13 | 0.131 | 0.132 | 0.133 | 0.135 | 0.136 | 0.138 | 0.139 | 0.141 | 0.142 | 0.144 | 0.146 | 0.147 | 0.149
Hydrogen Evolution | Gen_BB016 | MW | SPEN | Glenlee | 0 | 0 | 0 | 0 | 0 | 0 | 0 | 0 | 0 | 0 | 0 | 0 | 0 | 0 | 0 | 0 | 0 | 0 | 0 | 0 | 0 | 0 | 0 | 0 | 0 | 0 | 0 | 0 | 0
Hydrogen Evolution | Gen_BB016 | MW | SPEN | Glenluce | 0 | 5.96 | 6.025 | 6.068 | 6.111 | 6.155 | 6.209 | 6.263 | 6.317 | 6.371 | 6.425 | 6.479 | 6.533 | 6.587 | 6.652 | 6.716 | 6.781 | 6.846 | 6.911 | 6.987 | 7.062 | 7.138 | 7.213 | 7.289 | 7.375 | 7.462 | 7.548 | 7.635 | 7.721
Hydrogen Evolution | Gen_BB016 | MW | SPEN | Glenniston | 0 | 0.904 | 0.913 | 0.92 | 0.926 | 0.933 | 0.941 | 0.949 | 0.957 | 0.966 | 0.974 | 0.982 | 0.99 | 0.998 | 1.008 | 1.018 | 1.028 | 1.038 | 1.048 | 1.059 | 1.071 | 1.082 | 1.093 | 1.105 | 1.118 | 1.131 | 1.144 | 1.157 | 1.17
Hydrogen Evolution | Gen_BB016 | MW | SPEN | Glenrothes | 0 | 0.387 | 0.391 | 0.394 | 0.397 | 0.4 | 0.403 | 0.407 | 0.41 | 0.414 | 0.417 | 0.421 | 0.424 | 0.428 | 0.432 | 0.436 | 0.441 | 0.445 | 0.449 | 0.454 | 0.459 | 0.464 | 0.469 | 0.474 | 0.479 | 0.485 | 0.49 | 0.496 | 0.502
Hydrogen Evolution | Gen_BB016 | MW | SPEN | Gorgie | 0 | 0 | 0 | 0 | 0 | 0 | 0 | 0 | 0 | 0 | 0 | 0 | 0 | 0 | 0 | 0 | 0 | 0 | 0 | 0 | 0 | 0 | 0 | 0 | 0 | 0 | 0 | 0 | 0
Hydrogen Evolution | Gen_BB016 | MW | SPEN | Govan | 0 | 0.032 | 0.032 | 0.033 | 0.033 | 0.033 | 0.033 | 0.034 | 0.034 | 0.034 | 0.034 | 0.035 | 0.035 | 0.035 | 0.036 | 0.036 | 0.036 | 0.037 | 0.037 | 0.037 | 0.038 | 0.038 | 0.039 | 0.039 | 0.039 | 0.04 | 0.04 | 0.041 | 0.041
Hydrogen Evolution | Gen_BB016 | MW | SPEN | Grangemouth A | 0 | 1.105 | 1.117 | 1.125 | 1.133 | 1.141 | 1.151 | 1.161 | 1.171 | 1.181 | 1.191 | 1.201 | 1.211 | 1.221 | 1.233 | 1.245 | 1.257 | 1.269 | 1.281 | 1.295 | 1.309 | 1.323 | 1.337 | 1.351 | 1.367 | 1.383 | 1.399 | 1.415 | 1.431
Hydrogen Evolution | Gen_BB016 | MW | SPEN | Grangemouth C | 0 | 1.105 | 1.117 | 1.125 | 1.133 | 1.141 | 1.151 | 1.161 | 1.171 | 1.181 | 1.191 | 1.201 | 1.211 | 1.221 | 1.233 | 1.245 | 1.257 | 1.269 | 1.281 | 1.295 | 1.309 | 1.323 | 1.337 | 1.351 | 1.367 | 1.383 | 1.399 | 1.415 | 1.431
Hydrogen Evolution | Gen_BB016 | MW | SPEN | Haggs Road | 0 | 0 | 0 | 0 | 0 | 0 | 0 | 0 | 0 | 0 | 0 | 0 | 0 | 0 | 0 | 0 | 0 | 0 | 0 | 0 | 0 | 0 | 0 | 0 | 0 | 0 | 0 | 0 | 0
Hydrogen Evolution | Gen_BB016 | MW | SPEN | Hawick | 0 | 0.044 | 0.045 | 0.046 | 0.046 | 0.046 | 0.047 | 0.047 | 0.047 | 0.048 | 0.048 | 0.049 | 0.049 | 0.049 | 0.05 | 0.05 | 0.051 | 0.051 | 0.052 | 0.052 | 0.053 | 0.053 | 0.054 | 0.055 | 0.055 | 0.056 | 0.057 | 0.057 | 0.058
Hydrogen Evolution | Gen_BB016 | MW | SPEN | Helensburgh | 0 | 0 | 0 | 0 | 0 | 0 | 0 | 0 | 0 | 0 | 0 | 0 | 0 | 0 | 0 | 0 | 0 | 0 | 0 | 0 | 0 | 0 | 0 | 0 | 0 | 0 | 0 | 0 | 0
Hydrogen Evolution | Gen_BB016 | MW | SPEN | Hunterston Farm | 0 | 0 | 0 | 0 | 0 | 0 | 0 | 0 | 0 | 0 | 0 | 0 | 0 | 0 | 0 | 0 | 0 | 0 | 0 | 0 | 0 | 0 | 0 | 0 | 0 | 0 | 0 | 0 | 0
Hydrogen Evolution | Gen_BB016 | MW | SPEN | Inverkeithing | 0 | 0.026 | 0.027 | 0.027 | 0.027 | 0.027 | 0.028 | 0.028 | 0.028 | 0.028 | 0.029 | 0.029 | 0.029 | 0.029 | 0.03 | 0.03 | 0.03 | 0.031 | 0.031 | 0.031 | 0.032 | 0.032 | 0.032 | 0.033 | 0.033 | 0.033 | 0.034 | 0.034 | 0.034
Hydrogen Evolution | Gen_BB016 | MW | SPEN | Johnstone | 0 | 1.696 | 1.715 | 1.728 | 1.74 | 1.752 | 1.768 | 1.783 | 1.798 | 1.814 | 1.829 | 1.845 | 1.86 | 1.875 | 1.894 | 1.912 | 1.931 | 1.949 | 1.968 | 1.989 | 2.011 | 2.032 | 2.054 | 2.075 | 2.1 | 2.125 | 2.149 | 2.174 | 2.198
Hydrogen Evolution | Gen_BB016 | MW | SPEN | Kaimes | 0 | 1.043 | 1.053 | 1.061 | 1.068 | 1.076 | 1.085 | 1.095 | 1.104 | 1.114 | 1.123 | 1.133 | 1.142 | 1.152 | 1.163 | 1.174 | 1.186 | 1.197 | 1.208 | 1.222 | 1.235 | 1.248 | 1.261 | 1.274 | 1.29 | 1.305 | 1.32 | 1.335 | 1.35
Hydrogen Evolution | Gen_BB016 | MW | SPEN | Kendoon | 0 | 0 | 0 | 0 | 0 | 0 | 0 | 0 | 0 | 0 | 0 | 0 | 0 | 0 | 0 | 0 | 0 | 0 | 0 | 0 | 0 | 0 | 0 | 0 | 0 | 0 | 0 | 0 | 0
Hydrogen Evolution | Gen_BB016 | MW | SPEN | Kilbowie 11 | 0 | 0 | 0 | 0 | 0 | 0 | 0 | 0 | 0 | 0 | 0 | 0 | 0 | 0 | 0 | 0 | 0 | 0 | 0 | 0 | 0 | 0 | 0 | 0 | 0 | 0 | 0 | 0 | 0
Hydrogen Evolution | Gen_BB016 | MW | SPEN | Kilbowie 33 | 0 | 0 | 0 | 0 | 0 | 0 | 0 | 0 | 0 | 0 | 0 | 0 | 0 | 0 | 0 | 0 | 0 | 0 | 0 | 0 | 0 | 0 | 0 | 0 | 0 | 0 | 0 | 0 | 0
Hydrogen Evolution | Gen_BB016 | MW | SPEN | Killermont | 0 | 0.011 | 0.012 | 0.012 | 0.012 | 0.012 | 0.012 | 0.012 | 0.012 | 0.013 | 0.013 | 0.013 | 0.013 | 0.013 | 0.013 | 0.013 | 0.013 | 0.013 | 0.014 | 0.014 | 0.014 | 0.014 | 0.014 | 0.014 | 0.014 | 0.015 | 0.015 | 0.015 | 0.015
Hydrogen Evolution | Gen_BB016 | MW | SPEN | Kilwinning | 0 | 0.546 | 0.552 | 0.556 | 0.56 | 0.564 | 0.569 | 0.574 | 0.579 | 0.584 | 0.589 | 0.594 | 0.599 | 0.604 | 0.61 | 0.616 | 0.622 | 0.628 | 0.634 | 0.641 | 0.648 | 0.654 | 0.661 | 0.668 | 0.676 | 0.684 | 0.692 | 0.7 | 0.708
Hydrogen Evolution | Gen_BB016 | MW | SPEN | Lesmahagow | 0 | 0 | 0 | 7.816 | 7.871 | 7.927 | 7.997 | 8.066 | 8.136 | 8.205 | 8.275 | 8.345 | 8.414 | 8.484 | 8.567 | 8.651 | 8.734 | 8.818 | 8.901 | 8.999 | 9.096 | 9.193 | 9.291 | 9.388 | 9.5 | 9.611 | 9.722 | 9.834 | 9.945
Hydrogen Evolution | Gen_BB016 | MW | SPEN | Leven | 0 | 5.963 | 6.028 | 6.071 | 6.115 | 6.158 | 6.212 | 6.266 | 6.32 | 6.374 | 6.428 | 6.482 | 6.536 | 6.59 | 6.655 | 6.72 | 6.785 | 6.85 | 6.914 | 6.99 | 7.066 | 7.141 | 7.217 | 7.293 | 7.379 | 7.466 | 7.552 | 7.639 | 7.725
Hydrogen Evolution | Gen_BB016 | MW | SPEN | Livingston East | 0 | 0.623 | 0.63 | 0.635 | 0.639 | 0.644 | 0.649 | 0.655 | 0.661 | 0.666 | 0.672 | 0.678 | 0.683 | 0.689 | 0.696 | 0.702 | 0.709 | 0.716 | 0.723 | 0.731 | 0.739 | 0.746 | 0.754 | 0.762 | 0.771 | 0.78 | 0.789 | 0.798 | 0.808
Hydrogen Evolution | Gen_BB016 | MW | SPEN | Maybole | 0 | 2.18 | 2.203 | 2.219 | 2.235 | 2.251 | 2.27 | 2.29 | 2.31 | 2.33 | 2.35 | 2.369 | 2.389 | 2.409 | 2.433 | 2.456 | 2.48 | 2.504 | 2.527 | 2.555 | 2.583 | 2.61 | 2.638 | 2.666 | 2.697 | 2.729 | 2.76 | 2.792 | 2.824
Hydrogen Evolution | Gen_BB016 | MW | SPEN | Moffat | 0 | 0 | 0 | 0 | 0 | 0 | 0 | 0 | 0 | 0 | 0 | 0 | 0 | 0 | 0 | 0 | 0 | 0 | 0 | 0 | 0 | 0 | 0 | 0 | 0 | 0 | 0 | 0 | 0
Hydrogen Evolution | Gen_BB016 | MW | SPEN | Newarthill | 0 | 1.629 | 1.646 | 1.658 | 1.67 | 1.681 | 1.696 | 1.711 | 1.726 | 1.741 | 1.755 | 1.77 | 1.785 | 1.8 | 1.817 | 1.835 | 1.853 | 1.87 | 1.888 | 1.909 | 1.929 | 1.95 | 1.971 | 1.991 | 2.015 | 2.039 | 2.062 | 2.086 | 2.11
Hydrogen Evolution | Gen_BB016 | MW | SPEN | Newton Stewart | 0 | 0 | 0 | 0 | 0 | 0 | 0 | 0 | 0 | 0 | 0 | 0 | 0 | 0 | 0 | 0 | 0 | 0 | 0 | 0 | 0 | 0 | 0 | 0 | 0 | 0 | 0 | 0 | 0
Hydrogen Evolution | Gen_BB016 | MW | SPEN | Paisley | 0 | 0 | 0 | 0 | 0 | 0 | 0 | 0 | 0 | 0 | 0 | 0 | 0 | 0 | 0 | 0 | 0 | 0 | 0 | 0 | 0 | 0 | 0 | 0 | 0 | 0 | 0 | 0 | 0
Hydrogen Evolution | Gen_BB016 | MW | SPEN | Partick | 0 | 0 | 0 | 0 | 0 | 0 | 0 | 0 | 0 | 0 | 0 | 0 | 0 | 0 | 0 | 0 | 0 | 0 | 0 | 0 | 0 | 0 | 0 | 0 | 0 | 0 | 0 | 0 | 0
Hydrogen Evolution | Gen_BB016 | MW | SPEN | Port Dundas | 0 | 0 | 0 | 0 | 0 | 0 | 0 | 0 | 0 | 0 | 0 | 0 | 0 | 0 | 0 | 0 | 0 | 0 | 0 | 0 | 0 | 0 | 0 | 0 | 0 | 0 | 0 | 0 | 0
Hydrogen Evolution | Gen_BB016 | MW | SPEN | Portobello | 0 | 0.034 | 0.034 | 0.035 | 0.035 | 0.035 | 0.035 | 0.036 | 0.036 | 0.036 | 0.037 | 0.037 | 0.037 | 0.038 | 0.038 | 0.038 | 0.039 | 0.039 | 0.039 | 0.04 | 0.04 | 0.041 | 0.041 | 0.042 | 0.042 | 0.043 | 0.043 | 0.044 | 0.044
Hydrogen Evolution | Gen_BB016 | MW | SPEN | Ravenscraig | 0 | 0 | 0 | 0 | 0 | 0 | 0 | 0 | 0 | 0 | 0 | 0 | 0 | 0 | 0 | 0 | 0 | 0 | 0 | 0 | 0 | 0 | 0 | 0 | 0 | 0 | 0 | 0 | 0
Hydrogen Evolution | Gen_BB016 | MW | SPEN | Redhouse | 0 | 0.106 | 0.107 | 0.108 | 0.109 | 0.109 | 0.11 | 0.111 | 0.112 | 0.113 | 0.114 | 0.115 | 0.116 | 0.117 | 0.118 | 0.119 | 0.121 | 0.122 | 0.123 | 0.124 | 0.126 | 0.127 | 0.128 | 0.13 | 0.131 | 0.133 | 0.134 | 0.136 | 0.137
Hydrogen Evolution | Gen_BB016 | MW | SPEN | Saltcoats A | 0 | 0.374 | 0.378 | 0.381 | 0.384 | 0.386 | 0.39 | 0.393 | 0.396 | 0.4 | 0.403 | 0.407 | 0.41 | 0.413 | 0.417 | 0.422 | 0.426 | 0.43 | 0.434 | 0.439 | 0.443 | 0.448 | 0.453 | 0.458 | 0.463 | 0.468 | 0.474 | 0.479 | 0.485
Hydrogen Evolution | Gen_BB016 | MW | SPEN | Saltcoats B | 0 | 0.374 | 0.378 | 0.381 | 0.384 | 0.386 | 0.39 | 0.393 | 0.396 | 0.4 | 0.403 | 0.407 | 0.41 | 0.413 | 0.417 | 0.422 | 0.426 | 0.43 | 0.434 | 0.439 | 0.443 | 0.448 | 0.453 | 0.458 | 0.463 | 0.468 | 0.474 | 0.479 | 0.485
Hydrogen Evolution | Gen_BB016 | MW | SPEN | Shrubhill | 0 | 0.006 | 0.005 | 0.005 | 0.005 | 0.005 | 0.006 | 0.006 | 0.006 | 0.006 | 0.006 | 0.006 | 0.006 | 0.006 | 0.006 | 0.006 | 0.006 | 0.006 | 0.006 | 0.006 | 0.006 | 0.006 | 0.006 | 0.007 | 0.007 | 0.007 | 0.007 | 0.007 | 0.007
Hydrogen Evolution | Gen_BB016 | MW | SPEN | Sighthill | 0 | 0.003 | 0.003 | 0.003 | 0.003 | 0.003 | 0.003 | 0.003 | 0.003 | 0.003 | 0.003 | 0.003 | 0.003 | 0.003 | 0.003 | 0.003 | 0.003 | 0.003 | 0.003 | 0.003 | 0.003 | 0.003 | 0.003 | 0.003 | 0.003 | 0.003 | 0.003 | 0.003 | 0.003
Hydrogen Evolution | Gen_BB016 | MW | SPEN | Spango Valley | 0 | 0.857 | 0.866 | 0.872 | 0.879 | 0.885 | 0.893 | 0.9 | 0.908 | 0.916 | 0.924 | 0.931 | 0.939 | 0.947 | 0.956 | 0.966 | 0.975 | 0.984 | 0.993 | 1.004 | 1.015 | 1.026 | 1.037 | 1.048 | 1.06 | 1.073 | 1.085 | 1.098 | 1.11
Hydrogen Evolution | Gen_BB016 | MW | SPEN | St Andrews Cross | 0 | 0 | 0 | 0 | 0 | 0 | 0 | 0 | 0 | 0 | 0 | 0 | 0 | 0 | 0 | 0 | 0 | 0 | 0 | 0 | 0 | 0 | 0 | 0 | 0 | 0 | 0 | 0 | 0
Hydrogen Evolution | Gen_BB016 | MW | SPEN | Stirling | 0 | 0.19 | 0.192 | 0.194 | 0.195 | 0.196 | 0.198 | 0.2 | 0.201 | 0.203 | 0.205 | 0.207 | 0.208 | 0.21 | 0.212 | 0.214 | 0.216 | 0.218 | 0.22 | 0.223 | 0.225 | 0.228 | 0.23 | 0.232 | 0.235 | 0.238 | 0.241 | 0.243 | 0.246
Hydrogen Evolution | Gen_BB016 | MW | SPEN | Strathaven | 0 | 2.141 | 2.164 | 2.179 | 2.195 | 2.21 | 2.229 | 2.249 | 2.268 | 2.288 | 2.307 | 2.326 | 2.346 | 2.365 | 2.389 | 2.412 | 2.435 | 2.458 | 2.482 | 2.509 | 2.536 | 2.563 | 2.591 | 2.618 | 2.65 | 2.68 | 2.711 | 2.742 | 2.773
Hydrogen Evolution | Gen_BB016 | MW | SPEN | Strathleven | 0 | 0.152 | 0.154 | 0.155 | 0.156 | 0.157 | 0.159 | 0.16 | 0.162 | 0.163 | 0.164 | 0.166 | 0.167 | 0.168 | 0.17 | 0.172 | 0.173 | 0.175 | 0.177 | 0.179 | 0.181 | 0.183 | 0.184 | 0.186 | 0.189 | 0.191 | 0.193 | 0.195 | 0.197
Hydrogen Evolution | Gen_BB016 | MW | SPEN | Telford Road | 0 | 0 | 0 | 0 | 0 | 0 | 0 | 0 | 0 | 0 | 0 | 0 | 0 | 0 | 0 | 0 | 0 | 0 | 0 | 0 | 0 | 0 | 0 | 0 | 0 | 0 | 0 | 0 | 0
Hydrogen Evolution | Gen_BB016 | MW | SPEN | Tongland | 0 | 2.3 | 2.325 | 2.342 | 2.358 | 2.375 | 2.396 | 2.417 | 2.438 | 2.459 | 2.479 | 2.5 | 2.521 | 2.542 | 2.567 | 2.592 | 2.617 | 2.642 | 2.667 | 2.696 | 2.725 | 2.755 | 2.784 | 2.813 | 2.846 | 2.88 | 2.913 | 2.946 | 2.98
Hydrogen Evolution | Gen_BB016 | MW | SPEN | West George Street | 0 | 0 | 0 | 0 | 0 | 0 | 0 | 0 | 0 | 0 | 0 | 0 | 0 | 0 | 0 | 0 | 0 | 0 | 0 | 0 | 0 | 0 | 0 | 0 | 0 | 0 | 0 | 0 | 0
Hydrogen Evolution | Gen_BB016 | MW | SPEN | Westfield | 0 | 1.667 | 1.685 | 1.697 | 1.709 | 1.722 | 1.737 | 1.752 | 1.767 | 1.782 | 1.797 | 1.812 | 1.827 | 1.842 | 1.861 | 1.879 | 1.897 | 1.915 | 1.933 | 1.954 | 1.975 | 1.997 | 2.018 | 2.039 | 2.063 | 2.087 | 2.111 | 2.136 | 2.16
Hydrogen Evolution | Gen_BB016 | MW | SPEN | Whitehouse | 0 | 0 | 0 | 0 | 0 | 0 | 0 | 0 | 0 | 0 | 0 | 0 | 0 | 0 | 0 | 0 | 0 | 0 | 0 | 0 | 0 | 0 | 0 | 0 | 0 | 0 | 0 | 0 | 0
Hydrogen Evolution | Gen_BB016 | MW | SPEN | Wishaw | 0 | 6.033 | 6.098 | 6.142 | 6.186 | 6.23 | 6.284 | 6.339 | 6.394 | 6.448 | 6.503 | 6.558 | 6.612 | 6.667 | 6.733 | 6.798 | 6.864 | 6.93 | 6.995 | 7.072 | 7.148 | 7.225 | 7.301 | 7.378 | 7.466 | 7.553 | 7.641 | 7.728 | 7.816
Hydrogen Evolution | Gen_BB016 | MW | SPEN Manweb | Birkenhead | 0 | 0.082 | 0.082 | 0.082 | 0.083 | 0.084 | 0.084 | 0.085 | 0.086 | 0.087 | 0.087 | 0.088 | 0.089 | 0.09 | 0.09 | 0.091 | 0.092 | 0.093 | 0.094 | 0.095 | 0.096 | 0.097 | 0.098 | 0.099 | 0.1 | 0.102 | 0.103 | 0.104 | 0.105
Hydrogen Evolution | Gen_BB016 | MW | SPEN Manweb | Capenhurst | 0 | 0.007 | 0.006 | 0.007 | 0.007 | 0.007 | 0.007 | 0.007 | 0.007 | 0.007 | 0.007 | 0.007 | 0.007 | 0.007 | 0.007 | 0.007 | 0.007 | 0.007 | 0.007 | 0.007 | 0.008 | 0.008 | 0.008 | 0.008 | 0.008 | 0.008 | 0.008 | 0.008 | 0.008
Hydrogen Evolution | Gen_BB016 | MW | SPEN Manweb | Carrington | 0 | 0 | 0 | 0 | 0 | 0 | 0 | 0 | 0 | 0 | 0 | 0 | 0 | 0 | 0 | 0 | 0 | 0 | 0 | 0 | 0 | 0 | 0 | 0 | 0 | 0 | 0 | 0 | 0
Hydrogen Evolution | Gen_BB016 | MW | SPEN Manweb | Connah's Quay | 0 | 1.912 | 1.933 | 1.947 | 1.96 | 1.974 | 1.992 | 2.009 | 2.026 | 2.044 | 2.061 | 2.078 | 2.096 | 2.113 | 2.134 | 2.155 | 2.175 | 2.196 | 2.217 | 2.241 | 2.265 | 2.29 | 2.314 | 2.338 | 2.366 | 2.394 | 2.421 | 2.449 | 2.477
Hydrogen Evolution | Gen_BB016 | MW | SPEN Manweb | Fiddlers Ferry | 0 | 0.561 | 0.568 | 0.572 | 0.576 | 0.58 | 0.585 | 0.59 | 0.595 | 0.6 | 0.605 | 0.61 | 0.615 | 0.62 | 0.627 | 0.633 | 0.639 | 0.645 | 0.651 | 0.658 | 0.665 | 0.672 | 0.679 | 0.687 | 0.695 | 0.703 | 0.711 | 0.719 | 0.727
Hydrogen Evolution | Gen_BB016 | MW | SPEN Manweb | Frodsham | 0 | 1.041 | 1.052 | 1.06 | 1.067 | 1.075 | 1.084 | 1.094 | 1.103 | 1.113 | 1.122 | 1.132 | 1.141 | 1.15 | 1.162 | 1.173 | 1.184 | 1.196 | 1.207 | 1.22 | 1.233 | 1.247 | 1.26 | 1.273 | 1.288 | 1.303 | 1.318 | 1.334 | 1.349
Hydrogen Evolution | Gen_BB016 | MW | SPEN Manweb | Kirkby (_D) | 0 | 1.102 | 1.114 | 1.122 | 1.13 | 1.138 | 1.148 | 1.158 | 1.168 | 1.178 | 1.188 | 1.198 | 1.208 | 1.218 | 1.23 | 1.242 | 1.254 | 1.266 | 1.278 | 1.292 | 1.306 | 1.32 | 1.334 | 1.348 | 1.364 | 1.38 | 1.396 | 1.412 | 1.428
Hydrogen Evolution | Gen_BB016 | MW | SPEN Manweb | Legacy | 0 | 7.229 | 7.309 | 7.361 | 7.414 | 7.466 | 7.532 | 7.596 | 7.663 | 7.728 | 7.794 | 7.859 | 7.925 | 7.99 | 8.069 | 8.148 | 8.225 | 8.305 | 8.383 | 8.475 | 8.567 | 8.658 | 8.75 | 8.842 | 8.947 | 9.052 | 9.157 | 9.262 | 9.366
Hydrogen Evolution | Gen_BB016 | MW | SPEN Manweb | Lister Drive | 0 | 0.02 | 0.02 | 0.021 | 0.021 | 0.021 | 0.021 | 0.021 | 0.021 | 0.022 | 0.022 | 0.022 | 0.022 | 0.022 | 0.023 | 0.023 | 0.023 | 0.023 | 0.023 | 0.024 | 0.024 | 0.024 | 0.024 | 0.025 | 0.025 | 0.025 | 0.026 | 0.026 | 0.026
Hydrogen Evolution | Gen_BB016 | MW | SPEN Manweb | Pentir | 0 | 2.399 | 2.425 | 2.443 | 2.46 | 2.478 | 2.499 | 2.521 | 2.543 | 2.565 | 2.586 | 2.608 | 2.63 | 2.652 | 2.678 | 2.704 | 2.73 | 2.756 | 2.782 | 2.812 | 2.843 | 2.873 | 2.904 | 2.934 | 2.969 | 3.004 | 3.039 | 3.073 | 3.108
Hydrogen Evolution | Gen_BB016 | MW | SPEN Manweb | Rainhill | 0 | 1.631 | 1.648 | 1.659 | 1.671 | 1.683 | 1.698 | 1.713 | 1.727 | 1.742 | 1.757 | 1.772 | 1.787 | 1.801 | 1.819 | 1.837 | 1.855 | 1.872 | 1.89 | 1.911 | 1.931 | 1.952 | 1.973 | 1.993 | 2.017 | 2.041 | 2.064 | 2.088 | 2.112
Hydrogen Evolution | Gen_BB016 | MW | SPEN Manweb | St. Asaph | 0 | 0 | 0 | 0 | 0 | 0 | 0 | 0 | 0 | 0 | 0 | 0 | 0 | 0 | 0 | 0 | 0 | 0 | 0 | 0 | 0 | 0 | 0 | 0 | 0 | 0 | 0 | 0 | 0
Hydrogen Evolution | Gen_BB016 | MW | SPEN Manweb | Trawsfynydd | 0 | 6.166 | 6.233 | 6.277 | 6.322 | 6.367 | 6.423 | 6.478 | 6.534 | 6.59 | 6.646 | 6.702 | 6.758 | 6.814 | 6.881 | 6.948 | 7.015 | 7.082 | 7.149 | 7.227 | 7.306 | 7.384 | 7.462 | 7.54 | 7.63 | 7.719 | 7.809 | 7.898 | 7.987
Hydrogen Evolution | Gen_BB016 | MW | SPEN Manweb | Wylfa | 0 | 1.747 | 1.766 | 1.779 | 1.792 | 1.804 | 1.82 | 1.836 | 1.852 | 1.868 | 1.883 | 1.899 | 1.915 | 1.931 | 1.95 | 1.969 | 1.988 | 2.007 | 2.026 | 2.048 | 2.07 | 2.092 | 2.115 | 2.137 | 2.162 | 2.188 | 2.213 | 2.238 | 2.264
Hydrogen Evolution | Gen_BB016 | MW | SPTL | Direct(SPTL) | 0 | 21.711 | 21.948 | 14.289 | 14.39 | 14.493 | 14.619 | 14.747 | 14.874 | 15.001 | 15.127 | 15.256 | 15.383 | 15.51 | 15.663 | 15.815 | 15.968 | 16.121 | 16.273 | 16.452 | 16.629 | 16.807 | 16.985 | 17.163 | 17.367 | 17.57 | 17.774 | 17.977 | 18.181
Hydrogen Evolution | Gen_BB016 | MW | SSEN (SHEPD) | Abernethy | 0 | 2.318 | 2.343 | 2.36 | 2.377 | 2.394 | 2.415 | 2.436 | 2.457 | 2.478 | 2.499 | 2.52 | 2.541 | 2.562 | 2.587 | 2.612 | 2.637 | 2.662 | 2.688 | 2.717 | 2.747 | 2.776 | 2.805 | 2.835 | 2.868 | 2.902 | 2.936 | 2.969 | 3.003
Hydrogen Evolution | Gen_BB016 | MW | SSEN (SHEPD) | Alness | 0 | 0.926 | 0.936 | 0.943 | 0.95 | 0.957 | 0.965 | 0.973 | 0.982 | 0.99 | 0.999 | 1.007 | 1.015 | 1.024 | 1.034 | 1.044 | 1.054 | 1.064 | 1.074 | 1.086 | 1.098 | 1.109 | 1.121 | 1.133 | 1.146 | 1.16 | 1.173 | 1.187 | 1.2
Hydrogen Evolution | Gen_BB016 | MW | SSEN (SHEPD) | Arbroath | 0 | 0.767 | 0.775 | 0.781 | 0.787 | 0.792 | 0.799 | 0.806 | 0.813 | 0.82 | 0.827 | 0.834 | 0.841 | 0.848 | 0.856 | 0.864 | 0.873 | 0.881 | 0.889 | 0.899 | 0.909 | 0.919 | 0.928 | 0.938 | 0.949 | 0.96 | 0.972 | 0.983 | 0.994
Hydrogen Evolution | Gen_BB016 | MW | SSEN (SHEPD) | Ardkinglas | 0 | 0 | 0 | 0 | 0 | 0 | 0 | 0 | 0 | 0 | 0 | 0 | 0 | 0 | 0 | 0 | 0 | 0 | 0 | 0 | 0 | 0 | 0 | 0 | 0 | 0 | 0 | 0 | 0
Hydrogen Evolution | Gen_BB016 | MW | SSEN (SHEPD) | Ardmore | 0 | 7.668 | 7.751 | 7.807 | 7.862 | 7.918 | 7.987 | 8.057 | 8.126 | 8.196 | 8.265 | 8.335 | 8.404 | 8.474 | 8.557 | 8.641 | 8.724 | 8.807 | 8.891 | 8.988 | 9.085 | 9.183 | 9.28 | 9.377 | 9.489 | 9.6 | 9.711 | 9.822 | 9.933
Hydrogen Evolution | Gen_BB016 | MW | SSEN (SHEPD) | Beauly | 0 | 2.478 | 2.505 | 2.523 | 2.541 | 2.559 | 2.581 | 2.604 | 2.626 | 2.649 | 2.671 | 2.693 | 2.716 | 2.738 | 2.765 | 2.792 | 2.819 | 2.846 | 2.873 | 2.905 | 2.936 | 2.968 | 2.999 | 3.03 | 3.066 | 3.102 | 3.138 | 3.174 | 3.21
Hydrogen Evolution | Gen_BB016 | MW | SSEN (SHEPD) | Berryburn | 0 | 0 | 0 | 0 | 0 | 0 | 0 | 0 | 0 | 0 | 0 | 0 | 0 | 0 | 0 | 0 | 0 | 0 | 0 | 0 | 0 | 0 | 0 | 0 | 0 | 0 | 0 | 0 | 0
Hydrogen Evolution | Gen_BB016 | MW | SSEN (SHEPD) | Boat of Garten | 0 | 0.034 | 0.034 | 0.035 | 0.035 | 0.035 | 0.035 | 0.036 | 0.036 | 0.036 | 0.037 | 0.037 | 0.037 | 0.038 | 0.038 | 0.038 | 0.039 | 0.039 | 0.039 | 0.04 | 0.04 | 0.041 | 0.041 | 0.042 | 0.042 | 0.043 | 0.043 | 0.044 | 0.044
Hydrogen Evolution | Gen_BB016 | MW | SSEN (SHEPD) | Braco West | 0 | 0.579 | 0.586 | 0.59 | 0.594 | 0.598 | 0.604 | 0.609 | 0.614 | 0.619 | 0.625 | 0.63 | 0.635 | 0.64 | 0.647 | 0.653 | 0.659 | 0.666 | 0.672 | 0.679 | 0.687 | 0.694 | 0.701 | 0.709 | 0.717 | 0.725 | 0.734 | 0.742 | 0.751
Hydrogen Evolution | Gen_BB016 | MW | SSEN (SHEPD) | Bridge of Dun | 0 | 10.775 | 10.893 | 10.971 | 11.049 | 11.128 | 11.225 | 11.323 | 11.421 | 11.518 | 11.616 | 11.714 | 11.811 | 11.909 | 12.026 | 12.143 | 12.261 | 12.378 | 12.495 | 12.632 | 12.768 | 12.905 | 13.042 | 13.179 | 13.335 | 13.491 | 13.647 | 13.804 | 13.96
Hydrogen Evolution | Gen_BB016 | MW | SSEN (SHEPD) | Broadford-Skye | 0 | 0.982 | 0.993 | 1 | 1.007 | 1.014 | 1.023 | 1.032 | 1.041 | 1.05 | 1.059 | 1.068 | 1.077 | 1.085 | 1.096 | 1.107 | 1.118 | 1.128 | 1.139 | 1.151 | 1.164 | 1.176 | 1.189 | 1.201 | 1.215 | 1.23 | 1.244 | 1.258 | 1.272
Hydrogen Evolution | Gen_BB016 | MW | SSEN (SHEPD) | Brora | 0 | 0.01 | 0.011 | 0.011 | 0.011 | 0.011 | 0.011 | 0.011 | 0.011 | 0.011 | 0.011 | 0.012 | 0.012 | 0.012 | 0.012 | 0.012 | 0.012 | 0.012 | 0.012 | 0.012 | 0.013 | 0.013 | 0.013 | 0.013 | 0.013 | 0.013 | 0.013 | 0.014 | 0.014
Hydrogen Evolution | Gen_BB016 | MW | SSEN (SHEPD) | Burghmuir | 0 | 0.161 | 0.163 | 0.164 | 0.165 | 0.166 | 0.168 | 0.169 | 0.171 | 0.172 | 0.173 | 0.175 | 0.176 | 0.178 | 0.18 | 0.181 | 0.183 | 0.185 | 0.187 | 0.189 | 0.191 | 0.193 | 0.195 | 0.197 | 0.199 | 0.201 | 0.204 | 0.206 | 0.208
Hydrogen Evolution | Gen_BB016 | MW | SSEN (SHEPD) | Cairnford | 0 | 0 | 0 | 0 | 0 | 0 | 0 | 0 | 0 | 0 | 0 | 0 | 0 | 0 | 0 | 0 | 0 | 0 | 0 | 0 | 0 | 0 | 0 | 0 | 0 | 0 | 0 | 0 | 0
Hydrogen Evolution | Gen_BB016 | MW | SSEN (SHEPD) | Carradale | 0 | 0.793 | 0.801 | 0.807 | 0.813 | 0.819 | 0.826 | 0.833 | 0.84 | 0.847 | 0.855 | 0.862 | 0.869 | 0.876 | 0.885 | 0.893 | 0.902 | 0.911 | 0.919 | 0.929 | 0.939 | 0.95 | 0.96 | 0.97 | 0.981 | 0.993 | 1.004 | 1.016 | 1.027
Hydrogen Evolution | Gen_BB016 | MW | SSEN (SHEPD) | Cassley | 0 | 0 | 0 | 0 | 0 | 0 | 0 | 0 | 0 | 0 | 0 | 0 | 0 | 0 | 0 | 0 | 0 | 0 | 0 | 0 | 0 | 0 | 0 | 0 | 0 | 0 | 0 | 0 | 0
Hydrogen Evolution | Gen_BB016 | MW | SSEN (SHEPD) | Ceannacroc | 0 | 0 | 0 | 0 | 0 | 0 | 0 | 0 | 0 | 0 | 0 | 0 | 0 | 0 | 0 | 0 | 0 | 0 | 0 | 0 | 0 | 0 | 0 | 0 | 0 | 0 | 0 | 0 | 0
Hydrogen Evolution | Gen_BB016 | MW | SSEN (SHEPD) | Charleston | 0 | 0.085 | 0.085 | 0.086 | 0.086 | 0.087 | 0.088 | 0.088 | 0.089 | 0.09 | 0.091 | 0.092 | 0.092 | 0.093 | 0.094 | 0.095 | 0.096 | 0.097 | 0.098 | 0.099 | 0.1 | 0.101 | 0.102 | 0.103 | 0.104 | 0.105 | 0.107 | 0.108 | 0.109
Hydrogen Evolution | Gen_BB016 | MW | SSEN (SHEPD) | Clachan | 0 | 0 | 0 | 0 | 0 | 0 | 0 | 0 | 0 | 0 | 0 | 0 | 0 | 0 | 0 | 0 | 0 | 0 | 0 | 0 | 0 | 0 | 0 | 0 | 0 | 0 | 0 | 0 | 0
Hydrogen Evolution | Gen_BB016 | MW | SSEN (SHEPD) | Clayhills | 0 | 0.006 | 0.006 | 0.006 | 0.006 | 0.006 | 0.006 | 0.006 | 0.006 | 0.006 | 0.006 | 0.006 | 0.006 | 0.006 | 0.007 | 0.007 | 0.007 | 0.007 | 0.007 | 0.007 | 0.007 | 0.007 | 0.007 | 0.007 | 0.007 | 0.007 | 0.007 | 0.007 | 0.008
Hydrogen Evolution | Gen_BB016 | MW | SSEN (SHEPD) | Coupar Angus | 0 | 1.521 | 1.537 | 1.548 | 1.559 | 1.57 | 1.584 | 1.597 | 1.611 | 1.625 | 1.639 | 1.652 | 1.666 | 1.68 | 1.697 | 1.713 | 1.73 | 1.746 | 1.763 | 1.782 | 1.801 | 1.821 | 1.84 | 1.859 | 1.881 | 1.903 | 1.925 | 1.947 | 1.969
Hydrogen Evolution | Gen_BB016 | MW | SSEN (SHEPD) | Craigiebuckler | 0 | 1.089 | 1.101 | 1.108 | 1.116 | 1.124 | 1.134 | 1.144 | 1.154 | 1.164 | 1.174 | 1.183 | 1.193 | 1.203 | 1.215 | 1.227 | 1.239 | 1.251 | 1.262 | 1.276 | 1.29 | 1.304 | 1.318 | 1.332 | 1.347 | 1.363 | 1.379 | 1.395 | 1.41
Hydrogen Evolution | Gen_BB016 | MW | SSEN (SHEPD) | Dallas | 0 | 0 | 0 | 0 | 0 | 0 | 0 | 0 | 0 | 0 | 0 | 0 | 0 | 0 | 0 | 0 | 0 | 0 | 0 | 0 | 0 | 0 | 0 | 0 | 0 | 0 | 0 | 0 | 0
Hydrogen Evolution | Gen_BB016 | MW | SSEN (SHEPD) | Dounreay | 0 | 1.04 | 1.051 | 1.058 | 1.066 | 1.073 | 1.083 | 1.092 | 1.102 | 1.111 | 1.121 | 1.13 | 1.139 | 1.149 | 1.16 | 1.172 | 1.183 | 1.194 | 1.205 | 1.219 | 1.232 | 1.245 | 1.258 | 1.271 | 1.287 | 1.302 | 1.317 | 1.332 | 1.347
Hydrogen Evolution | Gen_BB016 | MW | SSEN (SHEPD) | Dudhope | 0 | 0.168 | 0.17 | 0.171 | 0.173 | 0.174 | 0.175 | 0.177 | 0.178 | 0.18 | 0.181 | 0.183 | 0.184 | 0.186 | 0.188 | 0.19 | 0.191 | 0.193 | 0.195 | 0.197 | 0.199 | 0.202 | 0.204 | 0.206 | 0.208 | 0.211 | 0.213 | 0.216 | 0.218
Hydrogen Evolution | Gen_BB016 | MW | SSEN (SHEPD) | Dunbeath | 0 | 0 | 0 | 0 | 0 | 0 | 0 | 0 | 0 | 0 | 0 | 0 | 0 | 0 | 0 | 0 | 0 | 0 | 0 | 0 | 0 | 0 | 0 | 0 | 0 | 0 | 0 | 0 | 0
Hydrogen Evolution | Gen_BB016 | MW | SSEN (SHEPD) | Dunoon | 0 | 0.099 | 0.099 | 0.1 | 0.101 | 0.101 | 0.102 | 0.103 | 0.104 | 0.105 | 0.106 | 0.107 | 0.107 | 0.108 | 0.109 | 0.111 | 0.112 | 0.113 | 0.114 | 0.115 | 0.116 | 0.117 | 0.119 | 0.12 | 0.121 | 0.123 | 0.124 | 0.126 | 0.127
Hydrogen Evolution | Gen_BB016 | MW | SSEN (SHEPD) | Dunvegan | 0 | 0.079 | 0.079 | 0.08 | 0.08 | 0.081 | 0.082 | 0.082 | 0.083 | 0.084 | 0.084 | 0.085 | 0.086 | 0.087 | 0.087 | 0.088 | 0.089 | 0.09 | 0.091 | 0.092 | 0.093 | 0.094 | 0.095 | 0.096 | 0.097 | 0.098 | 0.099 | 0.1 | 0.102
Hydrogen Evolution | Gen_BB016 | MW | SSEN (SHEPD) | Dyce | 0 | 6.478 | 6.549 | 6.595 | 6.642 | 6.689 | 6.748 | 6.807 | 6.866 | 6.924 | 6.983 | 7.042 | 7.1 | 7.159 | 7.23 | 7.3 | 7.371 | 7.441 | 7.512 | 7.594 | 7.676 | 7.758 | 7.84 | 7.923 | 8.016 | 8.11 | 8.204 | 8.298 | 8.392
Hydrogen Evolution | Gen_BB016 | MW | SSEN (SHEPD) | Elgin | 0 | 0.775 | 0.783 | 0.789 | 0.794 | 0.8 | 0.807 | 0.814 | 0.821 | 0.828 | 0.835 | 0.842 | 0.849 | 0.856 | 0.864 | 0.873 | 0.881 | 0.89 | 0.898 | 0.908 | 0.918 | 0.928 | 0.937 | 0.947 | 0.959 | 0.97 | 0.981 | 0.992 | 1.003
Hydrogen Evolution | Gen_BB016 | MW | SSEN (SHEPD) | Fasnakyle | 0 | 0 | 0 | 0 | 0 | 0 | 0 | 0 | 0 | 0 | 0 | 0 | 0 | 0 | 0 | 0 | 0 | 0 | 0 | 0 | 0 | 0 | 0 | 0 | 0 | 0 | 0 | 0 | 0
Hydrogen Evolution | Gen_BB016 | MW | SSEN (SHEPD) | Fetteresso | 0 | 0 | 0 | 0 | 0 | 0 | 0 | 0 | 0 | 0 | 0 | 0 | 0 | 0 | 0 | 0 | 0 | 0 | 0 | 0 | 0 | 0 | 0 | 0 | 0 | 0 | 0 | 0 | 0
Hydrogen Evolution | Gen_BB016 | MW | SSEN (SHEPD) | Fiddes | 0 | 9.304 | 9.405 | 9.472 | 9.54 | 9.608 | 9.691 | 9.775 | 9.861 | 9.945 | 10.029 | 10.113 | 10.198 | 10.282 | 10.383 | 10.484 | 10.585 | 10.687 | 10.788 | 10.906 | 11.024 | 11.141 | 11.26 | 11.378 | 11.513 | 11.648 | 11.783 | 11.918 | 12.053
Hydrogen Evolution | Gen_BB016 | MW | SSEN (SHEPD) | Finstown | 0 | 0 | 0 | 0 | 0 | 0 | 0 | 0 | 0 | 0 | 0 | 0 | 0 | 0 | 0 | 0 | 0 | 0 | 0 | 0 | 0 | 0 | 0 | 0 | 0 | 0 | 0 | 0 | 0
Hydrogen Evolution | Gen_BB016 | MW | SSEN (SHEPD) | Fort Augustus | 0 | 0.016 | 0.016 | 0.016 | 0.016 | 0.016 | 0.017 | 0.017 | 0.017 | 0.017 | 0.017 | 0.017 | 0.017 | 0.018 | 0.018 | 0.018 | 0.018 | 0.018 | 0.019 | 0.019 | 0.019 | 0.019 | 0.019 | 0.02 | 0.02 | 0.02 | 0.02 | 0.02 | 0.021
Hydrogen Evolution | Gen_BB016 | MW | SSEN (SHEPD) | Fort William | 0 | 0.404 | 0.409 | 0.412 | 0.415 | 0.418 | 0.421 | 0.425 | 0.429 | 0.432 | 0.436 | 0.44 | 0.443 | 0.447 | 0.452 | 0.456 | 0.46 | 0.465 | 0.469 | 0.474 | 0.479 | 0.485 | 0.49 | 0.495 | 0.501 | 0.507 | 0.512 | 0.518 | 0.524
Hydrogen Evolution | Gen_BB016 | MW | SSEN (SHEPD) | Fraserburgh | 0 | 0 | 0 | 0 | 0 | 0 | 0 | 0 | 0 | 0 | 0 | 0 | 0 | 0 | 0 | 0 | 0 | 0 | 0 | 0 | 0 | 0 | 0 | 0 | 0 | 0 | 0 | 0 | 0
Hydrogen Evolution | Gen_BB016 | MW | SSEN (SHEPD) | Glenfarclas | 0 | 0 | 0 | 0 | 0 | 0 | 0 | 0 | 0 | 0 | 0 | 0 | 0 | 0 | 0 | 0 | 0 | 0 | 0 | 0 | 0 | 0 | 0 | 0 | 0 | 0 | 0 | 0 | 0
Hydrogen Evolution | Gen_BB016 | MW | SSEN (SHEPD) | Grudie Bridge | 0 | 0.609 | 0.616 | 0.621 | 0.625 | 0.63 | 0.635 | 0.641 | 0.646 | 0.652 | 0.657 | 0.663 | 0.668 | 0.674 | 0.68 | 0.687 | 0.694 | 0.7 | 0.707 | 0.715 | 0.722 | 0.73 | 0.738 | 0.745 | 0.754 | 0.763 | 0.772 | 0.781 | 0.79
Hydrogen Evolution | Gen_BB016 | MW | SSEN (SHEPD) | Inverness | 0 | 0.628 | 0.634 | 0.639 | 0.643 | 0.648 | 0.654 | 0.659 | 0.665 | 0.671 | 0.676 | 0.682 | 0.688 | 0.694 | 0.7 | 0.707 | 0.714 | 0.721 | 0.728 | 0.736 | 0.744 | 0.752 | 0.76 | 0.768 | 0.777 | 0.786 | 0.795 | 0.804 | 0.813
Hydrogen Evolution | Gen_BB016 | MW | SSEN (SHEPD) | Keith | 0 | 10.282 | 10.395 | 10.469 | 10.544 | 10.618 | 10.711 | 10.805 | 10.898 | 10.991 | 11.084 | 11.177 | 11.272 | 11.364 | 11.476 | 11.587 | 11.699 | 11.812 | 11.924 | 12.054 | 12.184 | 12.314 | 12.446 | 12.575 | 12.726 | 12.874 | 13.024 | 13.172 | 13.322
Hydrogen Evolution | Gen_BB016 | MW | SSEN (SHEPD) | Killin | 0 | 0.012 | 0.013 | 0.013 | 0.013 | 0.013 | 0.013 | 0.013 | 0.014 | 0.014 | 0.014 | 0.014 | 0.014 | 0.014 | 0.014 | 0.014 | 0.015 | 0.015 | 0.015 | 0.015 | 0.015 | 0.015 | 0.015 | 0.016 | 0.016 | 0.016 | 0.016 | 0.016 | 0.017
Hydrogen Evolution | Gen_BB016 | MW | SSEN (SHEPD) | Kinlochleven | 0 | 0 | 0 | 0 | 0 | 0 | 0 | 0 | 0 | 0 | 0 | 0 | 0 | 0 | 0 | 0 | 0 | 0 | 0 | 0 | 0 | 0 | 0 | 0 | 0 | 0 | 0 | 0 | 0
Hydrogen Evolution | Gen_BB016 | MW | SSEN (SHEPD) | Kintore | 0 | 1.841 | 1.861 | 1.875 | 1.888 | 1.901 | 1.918 | 1.935 | 1.951 | 1.968 | 1.985 | 2.001 | 2.018 | 2.035 | 2.055 | 2.075 | 2.095 | 2.115 | 2.135 | 2.158 | 2.182 | 2.205 | 2.228 | 2.252 | 2.278 | 2.305 | 2.332 | 2.359 | 2.385
Hydrogen Evolution | Gen_BB016 | MW | SSEN (SHEPD) | Lairg | 0 | 0.071 | 0.072 | 0.073 | 0.073 | 0.074 | 0.074 | 0.075 | 0.076 | 0.076 | 0.077 | 0.078 | 0.078 | 0.079 | 0.08 | 0.081 | 0.081 | 0.082 | 0.083 | 0.084 | 0.085 | 0.086 | 0.087 | 0.087 | 0.088 | 0.09 | 0.091 | 0.092 | 0.093
Hydrogen Evolution | Gen_BB016 | MW | SSEN (SHEPD) | Lunanhead | 0 | 5.313 | 5.372 | 5.409 | 5.448 | 5.486 | 5.534 | 5.583 | 5.632 | 5.679 | 5.727 | 5.775 | 5.824 | 5.872 | 5.929 | 5.987 | 6.045 | 6.104 | 6.162 | 6.228 | 6.295 | 6.363 | 6.431 | 6.498 | 6.576 | 6.652 | 6.73 | 6.806 | 6.884
Hydrogen Evolution | Gen_BB016 | MW | SSEN (SHEPD) | Lyndhurst | 0 | 1.678 | 1.696 | 1.708 | 1.72 | 1.733 | 1.748 | 1.763 | 1.778 | 1.793 | 1.809 | 1.824 | 1.839 | 1.854 | 1.872 | 1.891 | 1.909 | 1.927 | 1.945 | 1.967 | 1.988 | 2.009 | 2.031 | 2.052 | 2.076 | 2.101 | 2.125 | 2.149 | 2.174
Hydrogen Evolution | Gen_BB016 | MW | SSEN (SHEPD) | Macduff | 0 | 23.653 | 23.911 | 24.082 | 24.253 | 24.426 | 24.639 | 24.853 | 25.069 | 25.282 | 25.498 | 25.711 | 25.926 | 26.14 | 26.398 | 26.654 | 26.912 | 27.17 | 27.427 | 27.726 | 28.027 | 28.327 | 28.628 | 28.927 | 29.271 | 29.613 | 29.957 | 30.3 | 30.643
Hydrogen Evolution | Gen_BB016 | MW | SSEN (SHEPD) | Milton of Craigie | 0 | 0.903 | 0.912 | 0.919 | 0.925 | 0.932 | 0.94 | 0.948 | 0.956 | 0.965 | 0.973 | 0.981 | 0.989 | 0.997 | 1.007 | 1.017 | 1.027 | 1.037 | 1.046 | 1.058 | 1.069 | 1.081 | 1.092 | 1.104 | 1.117 | 1.13 | 1.143 | 1.156 | 1.169
Hydrogen Evolution | Gen_BB016 | MW | SSEN (SHEPD) | Mybster | 0 | 0 | 0 | 0 | 0 | 0 | 0 | 0 | 0 | 0 | 0 | 0 | 0 | 0 | 0 | 0 | 0 | 0 | 0 | 0 | 0 | 0 | 0 | 0 | 0 | 0 | 0 | 0 | 0
Hydrogen Evolution | Gen_BB016 | MW | SSEN (SHEPD) | Nairn | 0 | 0.846 | 0.856 | 0.862 | 0.868 | 0.875 | 0.882 | 0.89 | 0.898 | 0.905 | 0.913 | 0.921 | 0.928 | 0.936 | 0.945 | 0.954 | 0.964 | 0.973 | 0.982 | 0.993 | 1.003 | 1.014 | 1.025 | 1.036 | 1.048 | 1.06 | 1.073 | 1.085 | 1.097
Hydrogen Evolution | Gen_BB016 | MW | SSEN (SHEPD) | Orrin | 0 | 0 | 0 | 0 | 0 | 0 | 0 | 0 | 0 | 0 | 0 | 0 | 0 | 0 | 0 | 0 | 0 | 0 | 0 | 0 | 0 | 0 | 0 | 0 | 0 | 0 | 0 | 0 | 0
Hydrogen Evolution | Gen_BB016 | MW | SSEN (SHEPD) | Persley | 0 | 0.39 | 0.394 | 0.397 | 0.4 | 0.403 | 0.406 | 0.41 | 0.413 | 0.417 | 0.42 | 0.424 | 0.427 | 0.431 | 0.435 | 0.439 | 0.444 | 0.448 | 0.452 | 0.457 | 0.462 | 0.467 | 0.472 | 0.477 | 0.483 | 0.488 | 0.494 | 0.5 | 0.505
Hydrogen Evolution | Gen_BB016 | MW | SSEN (SHEPD) | Peterhead Grange | 0 | 0 | 0 | 0 | 0 | 0 | 0 | 0 | 0 | 0 | 0 | 0 | 0 | 0 | 0 | 0 | 0 | 0 | 0 | 0 | 0 | 0 | 0 | 0 | 0 | 0 | 0 | 0 | 0
Hydrogen Evolution | Gen_BB016 | MW | SSEN (SHEPD) | Peterhead Shell | 0 | 15.269 | 15.435 | 15.545 | 15.656 | 15.767 | 15.905 | 16.044 | 16.182 | 16.32 | 16.459 | 16.597 | 16.735 | 16.874 | 17.04 | 17.206 | 17.372 | 17.538 | 17.704 | 17.898 | 18.092 | 18.286 | 18.479 | 18.673 | 18.895 | 19.116 | 19.337 | 19.559 | 19.78
Hydrogen Evolution | Gen_BB016 | MW | SSEN (SHEPD) | Port Ann | 0 | 0.732 | 0.74 | 0.745 | 0.751 | 0.756 | 0.763 | 0.769 | 0.776 | 0.782 | 0.789 | 0.796 | 0.802 | 0.809 | 0.817 | 0.825 | 0.833 | 0.841 | 0.849 | 0.858 | 0.867 | 0.877 | 0.886 | 0.895 | 0.906 | 0.916 | 0.927 | 0.938 | 0.948
Hydrogen Evolution | Gen_BB016 | MW | SSEN (SHEPD) | Quoich | 0 | 0 | 0 | 0 | 0 | 0 | 0 | 0 | 0 | 0 | 0 | 0 | 0 | 0 | 0 | 0 | 0 | 0 | 0 | 0 | 0 | 0 | 0 | 0 | 0 | 0 | 0 | 0 | 0
Hydrogen Evolution | Gen_BB016 | MW | SSEN (SHEPD) | Rannoch | 0 | 0 | 0 | 0 | 0 | 0 | 0 | 0 | 0 | 0 | 0 | 0 | 0 | 0 | 0 | 0 | 0 | 0 | 0 | 0 | 0 | 0 | 0 | 0 | 0 | 0 | 0 | 0 | 0
Hydrogen Evolution | Gen_BB016 | MW | SSEN (SHEPD) | Redmoss | 0 | 0.08 | 0.08 | 0.081 | 0.081 | 0.082 | 0.083 | 0.083 | 0.084 | 0.085 | 0.086 | 0.086 | 0.087 | 0.088 | 0.089 | 0.09 | 0.09 | 0.091 | 0.092 | 0.093 | 0.094 | 0.095 | 0.096 | 0.097 | 0.098 | 0.1 | 0.101 | 0.102 | 0.103
Hydrogen Evolution | Gen_BB016 | MW | SSEN (SHEPD) | Rothienorman | 0 | 8.095 | 8.183 | 8.242 | 8.3 | 8.359 | 8.433 | 8.506 | 8.579 | 8.653 | 8.726 | 8.799 | 8.873 | 8.946 | 9.034 | 9.122 | 9.21 | 9.298 | 9.386 | 9.489 | 9.592 | 9.695 | 9.797 | 9.9 | 10.018 | 10.135 | 10.252 | 10.37 | 10.487
Hydrogen Evolution | Gen_BB016 | MW | SSEN (SHEPD) | Shin | 0 | 0.024 | 0.025 | 0.025 | 0.025 | 0.025 | 0.026 | 0.026 | 0.026 | 0.026 | 0.026 | 0.027 | 0.027 | 0.027 | 0.027 | 0.028 | 0.028 | 0.028 | 0.028 | 0.029 | 0.029 | 0.029 | 0.03 | 0.03 | 0.03 | 0.031 | 0.031 | 0.031 | 0.032
Hydrogen Evolution | Gen_BB016 | MW | SSEN (SHEPD) | Sloy | 0 | 0 | 0 | 0 | 0 | 0 | 0 | 0 | 0 | 0 | 0 | 0 | 0 | 0 | 0 | 0 | 0 | 0 | 0 | 0 | 0 | 0 | 0 | 0 | 0 | 0 | 0 | 0 | 0
Hydrogen Evolution | Gen_BB016 | MW | SSEN (SHEPD) | St Fergus Gas Terminal | 0 | 0 | 0 | 0 | 0 | 0 | 0 | 0 | 0 | 0 | 0 | 0 | 0 | 0 | 0 | 0 | 0 | 0 | 0 | 0 | 0 | 0 | 0 | 0 | 0 | 0 | 0 | 0 | 0
Hydrogen Evolution | Gen_BB016 | MW | SSEN (SHEPD) | Strichen | 0 | 0 | 0 | 0 | 0 | 0 | 0 | 0 | 0 | 0 | 0 | 0 | 0 | 0 | 0 | 0 | 0 | 0 | 0 | 0 | 0 | 0 | 0 | 0 | 0 | 0 | 0 | 0 | 0
Hydrogen Evolution | Gen_BB016 | MW | SSEN (SHEPD) | Tarland | 0 | 0.285 | 0.288 | 0.29 | 0.292 | 0.294 | 0.297 | 0.299 | 0.302 | 0.305 | 0.307 | 0.31 | 0.312 | 0.315 | 0.318 | 0.321 | 0.324 | 0.327 | 0.33 | 0.334 | 0.338 | 0.341 | 0.345 | 0.348 | 0.353 | 0.357 | 0.361 | 0.365 | 0.369
Hydrogen Evolution | Gen_BB016 | MW | SSEN (SHEPD) | Taynuilt | 0 | 3.301 | 3.337 | 3.361 | 3.385 | 3.409 | 3.439 | 3.468 | 3.498 | 3.528 | 3.558 | 3.588 | 3.618 | 3.648 | 3.684 | 3.72 | 3.756 | 3.792 | 3.828 | 3.869 | 3.911 | 3.953 | 3.995 | 4.037 | 4.085 | 4.133 | 4.181 | 4.228 | 4.276
Hydrogen Evolution | Gen_BB016 | MW | SSEN (SHEPD) | Thurso | 0 | 24.127 | 24.389 | 24.564 | 24.739 | 24.914 | 25.133 | 25.352 | 25.57 | 25.789 | 26.008 | 26.226 | 26.445 | 26.664 | 26.926 | 27.189 | 27.451 | 27.713 | 27.976 | 28.282 | 28.588 | 28.894 | 29.201 | 29.507 | 29.857 | 30.207 | 30.556 | 30.906 | 31.256
Hydrogen Evolution | Gen_BB016 | MW | SSEN (SHEPD) | Tummel Bridge | 0 | 0.557 | 0.563 | 0.567 | 0.571 | 0.575 | 0.58 | 0.585 | 0.59 | 0.596 | 0.601 | 0.606 | 0.611 | 0.616 | 0.622 | 0.628 | 0.634 | 0.64 | 0.646 | 0.653 | 0.66 | 0.667 | 0.674 | 0.681 | 0.689 | 0.698 | 0.706 | 0.714 | 0.722
Hydrogen Evolution | Gen_BB016 | MW | SSEN (SHEPD) | Willowdale | 0 | 0 | 0 | 0 | 0 | 0 | 0 | 0 | 0 | 0 | 0 | 0 | 0 | 0 | 0 | 0 | 0 | 0 | 0 | 0 | 0 | 0 | 0 | 0 | 0 | 0 | 0 | 0 | 0
Hydrogen Evolution | Gen_BB016 | MW | SSEN (SHEPD) | Woodhill | 0 | 0 | 0 | 0 | 0 | 0 | 0 | 0 | 0 | 0 | 0 | 0 | 0 | 0 | 0 | 0 | 0 | 0 | 0 | 0 | 0 | 0 | 0 | 0 | 0 | 0 | 0 | 0 | 0
Hydrogen Evolution | Gen_BB016 | MW | SSEN South | Acton Lane 66kV | 0 | 0 | 0 | 0 | 0 | 0 | 0 | 0 | 0 | 0 | 0 | 0 | 0 | 0 | 0 | 0 | 0 | 0 | 0 | 0 | 0 | 0 | 0 | 0 | 0 | 0 | 0 | 0 | 0
Hydrogen Evolution | Gen_BB016 | MW | SSEN South | Botley Wood | 0 | 0 | 0 | 0 | 0 | 0 | 0 | 0 | 0 | 0 | 0 | 0 | 0 | 0 | 0 | 0 | 0 | 0 | 0 | 0 | 0 | 0 | 0 | 0 | 0 | 0 | 0 | 0 | 0
Hydrogen Evolution | Gen_BB016 | MW | SSEN South | Bramley | 0 | 0.556 | 0.562 | 0.566 | 0.57 | 0.574 | 0.579 | 0.584 | 0.589 | 0.594 | 0.599 | 0.604 | 0.61 | 0.615 | 0.621 | 0.627 | 0.633 | 0.639 | 0.645 | 0.652 | 0.659 | 0.666 | 0.673 | 0.68 | 0.688 | 0.696 | 0.704 | 0.712 | 0.72
Hydrogen Evolution | Gen_BB016 | MW | SSEN South | Chickerell | 0 | 0.675 | 0.683 | 0.688 | 0.693 | 0.697 | 0.704 | 0.71 | 0.716 | 0.722 | 0.728 | 0.734 | 0.74 | 0.746 | 0.754 | 0.761 | 0.768 | 0.776 | 0.783 | 0.792 | 0.8 | 0.809 | 0.817 | 0.826 | 0.836 | 0.846 | 0.855 | 0.865 | 0.875
Hydrogen Evolution | Gen_BB016 | MW | SSEN South | Cowley | 0 | 0.057 | 0.058 | 0.059 | 0.059 | 0.059 | 0.06 | 0.06 | 0.061 | 0.061 | 0.062 | 0.062 | 0.063 | 0.064 | 0.064 | 0.065 | 0.065 | 0.066 | 0.067 | 0.067 | 0.068 | 0.069 | 0.07 | 0.07 | 0.071 | 0.072 | 0.073 | 0.074 | 0.074
Hydrogen Evolution | Gen_BB016 | MW | SSEN South | Ealing | 0 | 0.112 | 0.113 | 0.113 | 0.114 | 0.115 | 0.116 | 0.117 | 0.118 | 0.119 | 0.12 | 0.121 | 0.122 | 0.123 | 0.124 | 0.125 | 0.127 | 0.128 | 0.129 | 0.131 | 0.132 | 0.133 | 0.135 | 0.136 | 0.138 | 0.139 | 0.141 | 0.143 | 0.144
Hydrogen Evolution | Gen_BB016 | MW | SSEN South | East Claydon (_H) | 0 | 0 | 0 | 0 | 0 | 0 | 0 | 0 | 0 | 0 | 0 | 0 | 0 | 0 | 0 | 0 | 0 | 0 | 0 | 0 | 0 | 0 | 0 | 0 | 0 | 0 | 0 | 0 | 0
Hydrogen Evolution | Gen_BB016 | MW | SSEN South | Fawley | 0 | 0.008 | 0.008 | 0.008 | 0.008 | 0.008 | 0.008 | 0.009 | 0.009 | 0.009 | 0.009 | 0.009 | 0.009 | 0.009 | 0.009 | 0.009 | 0.009 | 0.009 | 0.009 | 0.01 | 0.01 | 0.01 | 0.01 | 0.01 | 0.01 | 0.01 | 0.01 | 0.01 | 0.011
Hydrogen Evolution | Gen_BB016 | MW | SSEN South | Fleet | 0 | 0.029 | 0.03 | 0.03 | 0.031 | 0.031 | 0.031 | 0.031 | 0.032 | 0.032 | 0.032 | 0.032 | 0.033 | 0.033 | 0.033 | 0.034 | 0.034 | 0.034 | 0.035 | 0.035 | 0.035 | 0.036 | 0.036 | 0.036 | 0.037 | 0.037 | 0.038 | 0.038 | 0.039
Hydrogen Evolution | Gen_BB016 | MW | SSEN South | Iver 132kV | 0 | 0.006 | 0.005 | 0.005 | 0.005 | 0.005 | 0.006 | 0.006 | 0.006 | 0.006 | 0.006 | 0.006 | 0.006 | 0.006 | 0.006 | 0.006 | 0.006 | 0.006 | 0.006 | 0.006 | 0.006 | 0.006 | 0.006 | 0.007 | 0.007 | 0.007 | 0.007 | 0.007 | 0.007
Hydrogen Evolution | Gen_BB016 | MW | SSEN South | Iver 66kV | 0 | 0.006 | 0.005 | 0.005 | 0.005 | 0.005 | 0.006 | 0.006 | 0.006 | 0.006 | 0.006 | 0.006 | 0.006 | 0.006 | 0.006 | 0.006 | 0.006 | 0.006 | 0.006 | 0.006 | 0.006 | 0.006 | 0.006 | 0.007 | 0.007 | 0.007 | 0.007 | 0.007 | 0.007
Hydrogen Evolution | Gen_BB016 | MW | SSEN South | Laleham | 0 | 0 | 0 | 0 | 0 | 0 | 0 | 0 | 0 | 0 | 0 | 0 | 0 | 0 | 0 | 0 | 0 | 0 | 0 | 0 | 0 | 0 | 0 | 0 | 0 | 0 | 0 | 0 | 0
Hydrogen Evolution | Gen_BB016 | MW | SSEN South | Lovedean | 0 | 0.024 | 0.024 | 0.024 | 0.024 | 0.024 | 0.024 | 0.025 | 0.025 | 0.025 | 0.025 | 0.025 | 0.026 | 0.026 | 0.026 | 0.026 | 0.027 | 0.027 | 0.027 | 0.027 | 0.028 | 0.028 | 0.028 | 0.029 | 0.029 | 0.029 | 0.03 | 0.03 | 0.03
Hydrogen Evolution | Gen_BB016 | MW | SSEN South | Mannington | 0 | 0.173 | 0.176 | 0.177 | 0.178 | 0.179 | 0.181 | 0.182 | 0.184 | 0.186 | 0.187 | 0.189 | 0.19 | 0.192 | 0.194 | 0.196 | 0.198 | 0.199 | 0.201 | 0.203 | 0.206 | 0.208 | 0.21 | 0.212 | 0.215 | 0.217 | 0.22 | 0.222 | 0.225
Hydrogen Evolution | Gen_BB016 | MW | SSEN South | Melksham | 0 | 0.627 | 0.634 | 0.638 | 0.643 | 0.647 | 0.653 | 0.659 | 0.664 | 0.67 | 0.676 | 0.682 | 0.687 | 0.693 | 0.7 | 0.707 | 0.713 | 0.72 | 0.727 | 0.735 | 0.743 | 0.751 | 0.759 | 0.767 | 0.776 | 0.785 | 0.794 | 0.803 | 0.812
Hydrogen Evolution | Gen_BB016 | MW | SSEN South | Minety | 0 | 0.035 | 0.036 | 0.036 | 0.036 | 0.036 | 0.037 | 0.037 | 0.037 | 0.038 | 0.038 | 0.038 | 0.038 | 0.039 | 0.039 | 0.04 | 0.04 | 0.04 | 0.041 | 0.041 | 0.042 | 0.042 | 0.042 | 0.043 | 0.043 | 0.044 | 0.044 | 0.045 | 0.045
Hydrogen Evolution | Gen_BB016 | MW | SSEN South | North Hyde | 0 | 0.024 | 0.024 | 0.024 | 0.024 | 0.024 | 0.024 | 0.025 | 0.025 | 0.025 | 0.025 | 0.025 | 0.026 | 0.026 | 0.026 | 0.026 | 0.027 | 0.027 | 0.027 | 0.027 | 0.028 | 0.028 | 0.028 | 0.029 | 0.029 | 0.029 | 0.03 | 0.03 | 0.03
Hydrogen Evolution | Gen_BB016 | MW | SSEN South | Nursling | 0 | 0.055 | 0.056 | 0.056 | 0.057 | 0.057 | 0.058 | 0.058 | 0.059 | 0.059 | 0.06 | 0.06 | 0.061 | 0.061 | 0.062 | 0.062 | 0.063 | 0.064 | 0.064 | 0.065 | 0.066 | 0.066 | 0.067 | 0.068 | 0.068 | 0.069 | 0.07 | 0.071 | 0.072
Hydrogen Evolution | Gen_BB016 | MW | UKPN Eastern | Amersham Main | 0 | 0.007 | 0.006 | 0.007 | 0.007 | 0.007 | 0.007 | 0.007 | 0.007 | 0.007 | 0.007 | 0.007 | 0.007 | 0.007 | 0.007 | 0.007 | 0.007 | 0.007 | 0.007 | 0.007 | 0.008 | 0.008 | 0.008 | 0.008 | 0.008 | 0.008 | 0.008 | 0.008 | 0.008
Hydrogen Evolution | Gen_BB016 | MW | UKPN Eastern | Braintree | 0 | 0.125 | 0.126 | 0.127 | 0.128 | 0.129 | 0.13 | 0.131 | 0.132 | 0.133 | 0.134 | 0.136 | 0.137 | 0.138 | 0.139 | 0.14 | 0.142 | 0.143 | 0.145 | 0.146 | 0.148 | 0.149 | 0.151 | 0.152 | 0.154 | 0.156 | 0.158 | 0.16 | 0.162
Hydrogen Evolution | Gen_BB016 | MW | UKPN Eastern | Bramford | 0 | 2.412 | 2.439 | 2.455 | 2.474 | 2.491 | 2.512 | 2.534 | 2.557 | 2.579 | 2.601 | 2.622 | 2.644 | 2.666 | 2.692 | 2.718 | 2.744 | 2.771 | 2.797 | 2.828 | 2.859 | 2.888 | 2.92 | 2.949 | 2.985 | 3.02 | 3.055 | 3.09 | 3.125
Hydrogen Evolution | Gen_BB016 | MW | UKPN Eastern | Brimsdown | 0 | 0 | 0 | 0 | 0 | 0 | 0 | 0 | 0 | 0 | 0 | 0 | 0 | 0 | 0 | 0 | 0 | 0 | 0 | 0 | 0 | 0 | 0 | 0 | 0 | 0 | 0 | 0 | 0
Hydrogen Evolution | Gen_BB016 | MW | UKPN Eastern | Burwell Main | 0 | 0.204 | 0.207 | 0.208 | 0.21 | 0.211 | 0.213 | 0.215 | 0.217 | 0.219 | 0.22 | 0.222 | 0.224 | 0.226 | 0.228 | 0.23 | 0.233 | 0.235 | 0.237 | 0.24 | 0.242 | 0.245 | 0.247 | 0.25 | 0.253 | 0.256 | 0.259 | 0.262 | 0.265
Hydrogen Evolution | Gen_BB016 | MW | UKPN Eastern | Clacton | 0 | 0 | 0 | 0 | 0 | 0 | 0 | 0 | 0 | 0 | 0 | 0 | 0 | 0 | 0 | 0 | 0 | 0 | 0 | 0 | 0 | 0 | 0 | 0 | 0 | 0 | 0 | 0 | 0
Hydrogen Evolution | Gen_BB016 | MW | UKPN Eastern | Eaton Socon | 0 | 5.465 | 5.524 | 5.564 | 5.604 | 5.643 | 5.693 | 5.742 | 5.792 | 5.841 | 5.891 | 5.941 | 5.99 | 6.04 | 6.099 | 6.159 | 6.218 | 6.277 | 6.337 | 6.406 | 6.476 | 6.545 | 6.614 | 6.684 | 6.763 | 6.842 | 6.921 | 7.001 | 7.08
Hydrogen Evolution | Gen_BB016 | MW | UKPN Eastern | Elstree | 0 | 0.05 | 0.051 | 0.051 | 0.051 | 0.052 | 0.052 | 0.053 | 0.053 | 0.053 | 0.054 | 0.054 | 0.055 | 0.055 | 0.056 | 0.056 | 0.057 | 0.057 | 0.058 | 0.059 | 0.059 | 0.06 | 0.06 | 0.061 | 0.062 | 0.063 | 0.063 | 0.064 | 0.065
Hydrogen Evolution | Gen_BB016 | MW | UKPN Eastern | Loudwater | 0 | 0.007 | 0.006 | 0.007 | 0.007 | 0.007 | 0.007 | 0.007 | 0.007 | 0.007 | 0.007 | 0.007 | 0.007 | 0.007 | 0.007 | 0.007 | 0.007 | 0.007 | 0.007 | 0.007 | 0.008 | 0.008 | 0.008 | 0.008 | 0.008 | 0.008 | 0.008 | 0.008 | 0.008
Hydrogen Evolution | Gen_BB016 | MW | UKPN Eastern | Mill Hill | 0 | 0.006 | 0.005 | 0.005 | 0.005 | 0.005 | 0.006 | 0.006 | 0.006 | 0.006 | 0.006 | 0.006 | 0.006 | 0.006 | 0.006 | 0.006 | 0.006 | 0.006 | 0.006 | 0.006 | 0.006 | 0.006 | 0.006 | 0.007 | 0.007 | 0.007 | 0.007 | 0.007 | 0.007
Hydrogen Evolution | Gen_BB016 | MW | UKPN Eastern | Norwich Main | 0 | 1.89 | 1.91 | 1.924 | 1.938 | 1.952 | 1.969 | 1.986 | 2.003 | 2.02 | 2.037 | 2.054 | 2.071 | 2.089 | 2.109 | 2.13 | 2.15 | 2.171 | 2.191 | 2.215 | 2.239 | 2.263 | 2.287 | 2.311 | 2.339 | 2.366 | 2.394 | 2.421 | 2.448
Hydrogen Evolution | Gen_BB016 | MW | UKPN Eastern | Pelham | 0 | 0.58 | 0.587 | 0.591 | 0.595 | 0.6 | 0.605 | 0.61 | 0.615 | 0.621 | 0.626 | 0.631 | 0.636 | 0.642 | 0.648 | 0.654 | 0.661 | 0.667 | 0.673 | 0.681 | 0.688 | 0.695 | 0.703 | 0.71 | 0.718 | 0.727 | 0.735 | 0.744 | 0.752
Hydrogen Evolution | Gen_BB016 | MW | UKPN Eastern | Rayleigh | 0 | 0.388 | 0.392 | 0.395 | 0.398 | 0.401 | 0.404 | 0.408 | 0.411 | 0.415 | 0.418 | 0.422 | 0.426 | 0.429 | 0.433 | 0.437 | 0.442 | 0.446 | 0.45 | 0.455 | 0.46 | 0.465 | 0.47 | 0.475 | 0.48 | 0.486 | 0.492 | 0.497 | 0.503
Hydrogen Evolution | Gen_BB016 | MW | UKPN Eastern | Rye House | 0 | 0 | 0 | 0 | 0 | 0 | 0 | 0 | 0 | 0 | 0 | 0 | 0 | 0 | 0 | 0 | 0 | 0 | 0 | 0 | 0 | 0 | 0 | 0 | 0 | 0 | 0 | 0 | 0
Hydrogen Evolution | Gen_BB016 | MW | UKPN Eastern | Sheringham Shoal | 0 | 0 | 0 | 0 | 0 | 0 | 0 | 0 | 0 | 0 | 0 | 0 | 0 | 0 | 0 | 0 | 0 | 0 | 0 | 0 | 0 | 0 | 0 | 0 | 0 | 0 | 0 | 0 | 0
Hydrogen Evolution | Gen_BB016 | MW | UKPN Eastern | Sundon | 0 | 0.568 | 0.575 | 0.579 | 0.583 | 0.587 | 0.592 | 0.597 | 0.602 | 0.607 | 0.613 | 0.618 | 0.623 | 0.628 | 0.634 | 0.64 | 0.647 | 0.653 | 0.659 | 0.666 | 0.673 | 0.681 | 0.688 | 0.695 | 0.703 | 0.712 | 0.72 | 0.728 | 0.736
Hydrogen Evolution | Gen_BB016 | MW | UKPN Eastern | Tilbury | 0 | 0 | 0 | 0 | 0 | 0 | 0 | 0 | 0 | 0 | 0 | 0 | 0 | 0 | 0 | 0 | 0 | 0 | 0 | 0 | 0 | 0 | 0 | 0 | 0 | 0 | 0 | 0 | 0
Hydrogen Evolution | Gen_BB016 | MW | UKPN Eastern | Tottenham | 0 | 0 | 0 | 0 | 0 | 0 | 0 | 0 | 0 | 0 | 0 | 0 | 0 | 0 | 0 | 0 | 0 | 0 | 0 | 0 | 0 | 0 | 0 | 0 | 0 | 0 | 0 | 0 | 0
Hydrogen Evolution | Gen_BB016 | MW | UKPN Eastern | Walpole (_A) | 0 | 5.091 | 5.146 | 5.183 | 5.22 | 5.257 | 5.303 | 5.349 | 5.395 | 5.441 | 5.488 | 5.534 | 5.58 | 5.626 | 5.681 | 5.737 | 5.792 | 5.848 | 5.903 | 5.968 | 6.032 | 6.097 | 6.161 | 6.226 | 6.3 | 6.374 | 6.447 | 6.521 | 6.595
Hydrogen Evolution | Gen_BB016 | MW | UKPN Eastern | Warley | 0 | 1.619 | 1.637 | 1.649 | 1.66 | 1.672 | 1.687 | 1.701 | 1.716 | 1.731 | 1.746 | 1.76 | 1.775 | 1.79 | 1.807 | 1.825 | 1.842 | 1.86 | 1.878 | 1.898 | 1.919 | 1.939 | 1.96 | 1.98 | 2.004 | 2.027 | 2.051 | 2.074 | 2.098
Hydrogen Evolution | Gen_BB016 | MW | UKPN Eastern | Watford South | 0 | 0.244 | 0.246 | 0.247 | 0.249 | 0.251 | 0.253 | 0.255 | 0.257 | 0.26 | 0.262 | 0.264 | 0.266 | 0.268 | 0.271 | 0.274 | 0.276 | 0.279 | 0.282 | 0.285 | 0.288 | 0.291 | 0.294 | 0.297 | 0.301 | 0.304 | 0.308 | 0.311 | 0.315
Hydrogen Evolution | Gen_BB016 | MW | UKPN Eastern | West Thurrock | 0 | 0 | 0 | 0 | 0 | 0 | 0 | 0 | 0 | 0 | 0 | 0 | 0 | 0 | 0 | 0 | 0 | 0 | 0 | 0 | 0 | 0 | 0 | 0 | 0 | 0 | 0 | 0 | 0
Hydrogen Evolution | Gen_BB016 | MW | UKPN Eastern | Wymondley | 0 | 0.558 | 0.564 | 0.568 | 0.572 | 0.576 | 0.581 | 0.586 | 0.591 | 0.596 | 0.601 | 0.606 | 0.611 | 0.616 | 0.622 | 0.628 | 0.635 | 0.641 | 0.647 | 0.654 | 0.661 | 0.668 | 0.675 | 0.682 | 0.69 | 0.698 | 0.706 | 0.714 | 0.722
Hydrogen Evolution | Gen_BB016 | MW | UKPN London | Acton Lane 22kV | 0 | 0 | 0 | 0 | 0 | 0 | 0 | 0 | 0 | 0 | 0 | 0 | 0 | 0 | 0 | 0 | 0 | 0 | 0 | 0 | 0 | 0 | 0 | 0 | 0 | 0 | 0 | 0 | 0
Hydrogen Evolution | Gen_BB016 | MW | UKPN London | Barking | 0 | 0 | 0 | 0 | 0 | 0 | 0 | 0 | 0 | 0 | 0 | 0 | 0 | 0 | 0 | 0 | 0 | 0 | 0 | 0 | 0 | 0 | 0 | 0 | 0 | 0 | 0 | 0 | 0
Hydrogen Evolution | Gen_BB016 | MW | UKPN London | Barking West | 0 | 0 | 0 | 0 | 0 | 0 | 0 | 0 | 0 | 0 | 0 | 0 | 0 | 0 | 0 | 0 | 0 | 0 | 0 | 0 | 0 | 0 | 0 | 0 | 0 | 0 | 0 | 0 | 0
Hydrogen Evolution | Gen_BB016 | MW | UKPN London | Beddington (_C) | 0 | 0 | 0 | 0 | 0 | 0 | 0 | 0 | 0 | 0 | 0 | 0 | 0 | 0 | 0 | 0 | 0 | 0 | 0 | 0 | 0 | 0 | 0 | 0 | 0 | 0 | 0 | 0 | 0
Hydrogen Evolution | Gen_BB016 | MW | UKPN London | Canal Bank | 0 | 0 | 0 | 0 | 0 | 0 | 0 | 0 | 0 | 0 | 0 | 0 | 0 | 0 | 0 | 0 | 0 | 0 | 0 | 0 | 0 | 0 | 0 | 0 | 0 | 0 | 0 | 0 | 0
Hydrogen Evolution | Gen_BB016 | MW | UKPN London | City Road | 0 | 0 | 0 | 0 | 0 | 0 | 0 | 0 | 0 | 0 | 0 | 0 | 0 | 0 | 0 | 0 | 0 | 0 | 0 | 0 | 0 | 0 | 0 | 0 | 0 | 0 | 0 | 0 | 0
Hydrogen Evolution | Gen_BB016 | MW | UKPN London | Greenford | 0 | 0 | 0 | 0 | 0 | 0 | 0 | 0 | 0 | 0 | 0 | 0 | 0 | 0 | 0 | 0 | 0 | 0 | 0 | 0 | 0 | 0 | 0 | 0 | 0 | 0 | 0 | 0 | 0
Hydrogen Evolution | Gen_BB016 | MW | UKPN London | Hackney 132kV | 0 | 0 | 0 | 0 | 0 | 0 | 0 | 0 | 0 | 0 | 0 | 0 | 0 | 0 | 0 | 0 | 0 | 0 | 0 | 0 | 0 | 0 | 0 | 0 | 0 | 0 | 0 | 0 | 0
Hydrogen Evolution | Gen_BB016 | MW | UKPN London | Hackney 66kV | 0 | 0 | 0 | 0 | 0 | 0 | 0 | 0 | 0 | 0 | 0 | 0 | 0 | 0 | 0 | 0 | 0 | 0 | 0 | 0 | 0 | 0 | 0 | 0 | 0 | 0 | 0 | 0 | 0
Hydrogen Evolution | Gen_BB016 | MW | UKPN London | Hurst | 0 | 0 | 0 | 0 | 0 | 0 | 0 | 0 | 0 | 0 | 0 | 0 | 0 | 0 | 0 | 0 | 0 | 0 | 0 | 0 | 0 | 0 | 0 | 0 | 0 | 0 | 0 | 0 | 0
Hydrogen Evolution | Gen_BB016 | MW | UKPN London | Islington | 0 | 0 | 0 | 0 | 0 | 0 | 0 | 0 | 0 | 0 | 0 | 0 | 0 | 0 | 0 | 0 | 0 | 0 | 0 | 0 | 0 | 0 | 0 | 0 | 0 | 0 | 0 | 0 | 0
Hydrogen Evolution | Gen_BB016 | MW | UKPN London | Littlebrook (_C) | 0 | 0.528 | 0.534 | 0.538 | 0.542 | 0.546 | 0.55 | 0.555 | 0.56 | 0.565 | 0.57 | 0.574 | 0.579 | 0.584 | 0.59 | 0.595 | 0.601 | 0.607 | 0.613 | 0.619 | 0.626 | 0.633 | 0.64 | 0.646 | 0.654 | 0.662 | 0.669 | 0.677 | 0.685
Hydrogen Evolution | Gen_BB016 | MW | UKPN London | Lodge Road | 0 | 0 | 0 | 0 | 0 | 0 | 0 | 0 | 0 | 0 | 0 | 0 | 0 | 0 | 0 | 0 | 0 | 0 | 0 | 0 | 0 | 0 | 0 | 0 | 0 | 0 | 0 | 0 | 0
Hydrogen Evolution | Gen_BB016 | MW | UKPN London | New Cross | 0 | 0.014 | 0.015 | 0.015 | 0.015 | 0.015 | 0.015 | 0.015 | 0.015 | 0.015 | 0.015 | 0.016 | 0.016 | 0.016 | 0.016 | 0.016 | 0.016 | 0.016 | 0.017 | 0.017 | 0.017 | 0.017 | 0.017 | 0.018 | 0.018 | 0.018 | 0.018 | 0.018 | 0.019
Hydrogen Evolution | Gen_BB016 | MW | UKPN London | Perivale | 0 | 0 | 0 | 0 | 0 | 0 | 0 | 0 | 0 | 0 | 0 | 0 | 0 | 0 | 0 | 0 | 0 | 0 | 0 | 0 | 0 | 0 | 0 | 0 | 0 | 0 | 0 | 0 | 0
Hydrogen Evolution | Gen_BB016 | MW | UKPN London | Redbridge | 0 | 0 | 0 | 0 | 0 | 0 | 0 | 0 | 0 | 0 | 0 | 0 | 0 | 0 | 0 | 0 | 0 | 0 | 0 | 0 | 0 | 0 | 0 | 0 | 0 | 0 | 0 | 0 | 0
Hydrogen Evolution | Gen_BB016 | MW | UKPN London | St John's Wood | 0 | 0 | 0 | 0 | 0 | 0 | 0 | 0 | 0 | 0 | 0 | 0 | 0 | 0 | 0 | 0 | 0 | 0 | 0 | 0 | 0 | 0 | 0 | 0 | 0 | 0 | 0 | 0 | 0
Hydrogen Evolution | Gen_BB016 | MW | UKPN London | West Ham | 0 | 0.007 | 0.006 | 0.007 | 0.007 | 0.007 | 0.007 | 0.007 | 0.007 | 0.007 | 0.007 | 0.007 | 0.007 | 0.007 | 0.007 | 0.007 | 0.007 | 0.007 | 0.007 | 0.007 | 0.008 | 0.008 | 0.008 | 0.008 | 0.008 | 0.008 | 0.008 | 0.008 | 0.008
Hydrogen Evolution | Gen_BB016 | MW | UKPN London | Willesden 132kV | 0 | 0.004 | 0.004 | 0.004 | 0.004 | 0.004 | 0.004 | 0.004 | 0.005 | 0.005 | 0.005 | 0.005 | 0.005 | 0.005 | 0.005 | 0.005 | 0.005 | 0.005 | 0.005 | 0.005 | 0.005 | 0.005 | 0.005 | 0.005 | 0.005 | 0.005 | 0.005 | 0.005 | 0.006
Hydrogen Evolution | Gen_BB016 | MW | UKPN London | Willesden 66kV | 0 | 0 | 0 | 0 | 0 | 0 | 0 | 0 | 0 | 0 | 0 | 0 | 0 | 0 | 0 | 0 | 0 | 0 | 0 | 0 | 0 | 0 | 0 | 0 | 0 | 0 | 0 | 0 | 0
Hydrogen Evolution | Gen_BB016 | MW | UKPN London | Wimbledon North | 0 | 0 | 0 | 0 | 0 | 0 | 0 | 0 | 0 | 0 | 0 | 0 | 0 | 0 | 0 | 0 | 0 | 0 | 0 | 0 | 0 | 0 | 0 | 0 | 0 | 0 | 0 | 0 | 0
Hydrogen Evolution | Gen_BB016 | MW | UKPN London | Wimbledon South | 0 | 0.005 | 0.005 | 0.005 | 0.005 | 0.005 | 0.005 | 0.005 | 0.005 | 0.005 | 0.005 | 0.005 | 0.005 | 0.005 | 0.005 | 0.005 | 0.005 | 0.005 | 0.005 | 0.005 | 0.005 | 0.005 | 0.005 | 0.005 | 0.006 | 0.006 | 0.006 | 0.006 | 0.006
Hydrogen Evolution | Gen_BB016 | MW | UKPN South East | Beddington (_J) | 0 | 0 | 0 | 0 | 0 | 0 | 0 | 0 | 0 | 0 | 0 | 0 | 0 | 0 | 0 | 0 | 0 | 0 | 0 | 0 | 0 | 0 | 0 | 0 | 0 | 0 | 0 | 0 | 0
Hydrogen Evolution | Gen_BB016 | MW | UKPN South East | Bolney | 0 | 0.26 | 0.264 | 0.266 | 0.267 | 0.269 | 0.272 | 0.274 | 0.276 | 0.279 | 0.281 | 0.283 | 0.286 | 0.288 | 0.291 | 0.294 | 0.297 | 0.3 | 0.302 | 0.306 | 0.309 | 0.312 | 0.316 | 0.319 | 0.323 | 0.327 | 0.33 | 0.334 | 0.338
Hydrogen Evolution | Gen_BB016 | MW | UKPN South East | Canterbury | 0 | 0.08 | 0.08 | 0.081 | 0.081 | 0.082 | 0.083 | 0.083 | 0.084 | 0.085 | 0.086 | 0.086 | 0.087 | 0.088 | 0.089 | 0.09 | 0.09 | 0.091 | 0.092 | 0.093 | 0.094 | 0.095 | 0.096 | 0.097 | 0.098 | 0.1 | 0.101 | 0.102 | 0.103
Hydrogen Evolution | Gen_BB016 | MW | UKPN South East | Chessington | 0 | 0 | 0 | 0 | 0 | 0 | 0 | 0 | 0 | 0 | 0 | 0 | 0 | 0 | 0 | 0 | 0 | 0 | 0 | 0 | 0 | 0 | 0 | 0 | 0 | 0 | 0 | 0 | 0
Hydrogen Evolution | Gen_BB016 | MW | UKPN South East | Kemsley | 0 | 0.108 | 0.109 | 0.11 | 0.111 | 0.111 | 0.112 | 0.113 | 0.114 | 0.115 | 0.116 | 0.117 | 0.118 | 0.119 | 0.12 | 0.122 | 0.123 | 0.124 | 0.125 | 0.127 | 0.128 | 0.129 | 0.131 | 0.132 | 0.134 | 0.135 | 0.137 | 0.138 | 0.14
Hydrogen Evolution | Gen_BB016 | MW | UKPN South East | Kingsnorth | 0 | 0.07 | 0.07 | 0.071 | 0.071 | 0.072 | 0.072 | 0.073 | 0.073 | 0.074 | 0.075 | 0.075 | 0.076 | 0.077 | 0.077 | 0.078 | 0.079 | 0.08 | 0.08 | 0.081 | 0.082 | 0.083 | 0.084 | 0.085 | 0.086 | 0.087 | 0.088 | 0.089 | 0.09
Hydrogen Evolution | Gen_BB016 | MW | UKPN South East | Littlebrook (_J) | 0 | 0 | 0 | 0 | 0 | 0 | 0 | 0 | 0 | 0 | 0 | 0 | 0 | 0 | 0 | 0 | 0 | 0 | 0 | 0 | 0 | 0 | 0 | 0 | 0 | 0 | 0 | 0 | 0
Hydrogen Evolution | Gen_BB016 | MW | UKPN South East | Ninfield | 0 | 0.981 | 0.992 | 0.999 | 1.006 | 1.013 | 1.022 | 1.031 | 1.04 | 1.049 | 1.058 | 1.066 | 1.075 | 1.084 | 1.095 | 1.106 | 1.116 | 1.127 | 1.138 | 1.15 | 1.163 | 1.175 | 1.187 | 1.2 | 1.214 | 1.228 | 1.243 | 1.257 | 1.271
Hydrogen Evolution | Gen_BB016 | MW | UKPN South East | Northfleet East | 0 | 0.024 | 0.025 | 0.025 | 0.025 | 0.026 | 0.026 | 0.026 | 0.026 | 0.026 | 0.027 | 0.027 | 0.027 | 0.027 | 0.028 | 0.028 | 0.028 | 0.028 | 0.029 | 0.029 | 0.029 | 0.03 | 0.03 | 0.03 | 0.031 | 0.031 | 0.031 | 0.032 | 0.032
Hydrogen Evolution | Gen_BB016 | MW | UKPN South East | Richborough | 0 | 0.017 | 0.017 | 0.017 | 0.017 | 0.018 | 0.018 | 0.018 | 0.018 | 0.018 | 0.018 | 0.019 | 0.019 | 0.019 | 0.019 | 0.019 | 0.019 | 0.02 | 0.02 | 0.02 | 0.02 | 0.02 | 0.021 | 0.021 | 0.021 | 0.021 | 0.022 | 0.022 | 0.022
Hydrogen Evolution | Gen_BB016 | MW | UKPN South East | Sellindge | 0 | 0.091 | 0.092 | 0.092 | 0.093 | 0.094 | 0.094 | 0.095 | 0.096 | 0.097 | 0.098 | 0.098 | 0.099 | 0.1 | 0.101 | 0.102 | 0.103 | 0.104 | 0.105 | 0.106 | 0.107 | 0.109 | 0.11 | 0.111 | 0.112 | 0.113 | 0.115 | 0.116 | 0.117
Hydrogen Evolution | Gen_BB016 | MW | UKPN South East | West Weybridge | 0 | 0 | 0 | 0 | 0 | 0 | 0 | 0 | 0 | 0 | 0 | 0 | 0 | 0 | 0 | 0 | 0 | 0 | 0 | 0 | 0 | 0 | 0 | 0 | 0 | 0 | 0 | 0 | 0
Hydrogen Evolution | Gen_BB017 | MW | Electricity North West | Bredbury | 0 | 0 | 0 | 0 | 0 | 0 | 0 | 0 | 0 | 0 | 0 | 0 | 0 | 0 | 0 | 0 | 0 | 0 | 0 | 0 | 0 | 0 | 0 | 0 | 0 | 0 | 0 | 0 | 0
Hydrogen Evolution | Gen_BB017 | MW | Electricity North West | Harker | 0 | 0 | 0 | 0 | 0 | 0 | 0 | 0 | 0 | 0 | 0 | 0 | 0 | 0 | 0 | 0 | 0 | 0 | 0 | 0 | 0 | 0 | 0 | 0 | 0 | 0 | 0 | 0 | 0
Hydrogen Evolution | Gen_BB017 | MW | Electricity North West | Kearsley 132kV | 0 | 0 | 0 | 0 | 0 | 0 | 0 | 0 | 0 | 0 | 0 | 0 | 0 | 0 | 0 | 0 | 0 | 0 | 0 | 0 | 0 | 0 | 0 | 0 | 0 | 0 | 0 | 0 | 0
Hydrogen Evolution | Gen_BB017 | MW | Electricity North West | Kearsley 33kV | 0 | 0 | 0 | 0 | 0 | 0 | 0 | 0 | 0 | 0 | 0 | 0 | 0 | 0 | 0 | 0 | 0 | 0 | 0 | 0 | 0 | 0 | 0 | 0 | 0 | 0 | 0 | 0 | 0
Hydrogen Evolution | Gen_BB017 | MW | Electricity North West | Macclesfield | 0 | 0 | 0 | 0 | 0 | 0 | 0 | 0 | 0 | 0 | 0 | 0 | 0 | 0 | 0 | 0 | 0 | 0 | 0 | 0 | 0 | 0 | 0 | 0 | 0 | 0 | 0 | 0 | 0
Hydrogen Evolution | Gen_BB017 | MW | Electricity North West | Padiham | 0 | 0 | 0 | 0 | 0 | 0 | 0 | 0 | 0 | 0 | 0 | 0 | 0 | 0 | 0 | 0 | 0 | 0 | 0 | 0 | 0 | 0 | 0 | 0 | 0 | 0 | 0 | 0 | 0
Hydrogen Evolution | Gen_BB017 | MW | Electricity North West | Penwortham East | 0 | 0 | 0 | 0 | 0 | 0 | 0 | 0 | 0 | 0 | 0 | 0 | 0 | 0 | 0 | 0 | 0 | 0 | 0 | 0 | 0 | 0 | 0 | 0 | 0 | 0 | 0 | 0 | 0
Hydrogen Evolution | Gen_BB017 | MW | Electricity North West | Penwortham West | 0 | 0 | 0 | 0 | 0 | 0 | 0 | 0 | 0 | 0 | 0 | 0 | 0 | 0 | 0 | 0 | 0 | 0 | 0 | 0 | 0 | 0 | 0 | 0 | 0 | 0 | 0 | 0 | 0
Hydrogen Evolution | Gen_BB017 | MW | Electricity North West | Rochdale | 0 | 0 | 0 | 0 | 0 | 0 | 0 | 0 | 0 | 0 | 0 | 0 | 0 | 0 | 0 | 0 | 0 | 0 | 0 | 0 | 0 | 0 | 0 | 0 | 0 | 0 | 0 | 0 | 0
Hydrogen Evolution | Gen_BB017 | MW | Electricity North West | South Manchester | 0 | 0 | 0 | 0 | 0 | 0 | 0 | 0 | 0 | 0 | 0 | 0 | 0 | 0 | 0 | 0 | 0 | 0 | 0 | 0 | 0 | 0 | 0 | 0 | 0 | 0 | 0 | 0 | 0
Hydrogen Evolution | Gen_BB017 | MW | Electricity North West | Stalybridge | 0 | 0 | 0 | 0 | 0 | 0 | 0 | 0 | 0 | 0 | 0 | 0 | 0 | 0 | 0 | 0 | 0 | 0 | 0 | 0 | 0 | 0 | 0 | 0 | 0 | 0 | 0 | 0 | 0
Hydrogen Evolution | Gen_BB017 | MW | Electricity North West | Washway Farm | 0 | 0 | 0 | 0 | 0 | 0 | 0 | 0 | 0 | 0 | 0 | 0 | 0 | 0 | 0 | 0 | 0 | 0 | 0 | 0 | 0 | 0 | 0 | 0 | 0 | 0 | 0 | 0 | 0
Hydrogen Evolution | Gen_BB017 | MW | Electricity North West | Whitegate | 0 | 0 | 0 | 0 | 0 | 0 | 0 | 0 | 0 | 0 | 0 | 0 | 0 | 0 | 0 | 0 | 0 | 0 | 0 | 0 | 0 | 0 | 0 | 0 | 0 | 0 | 0 | 0 | 0
Hydrogen Evolution | Gen_BB017 | MW | IDNO - Refer to Comment Field | Tynemouth 2 | 0 | 0 | 0 | 0 | 0 | 0 | 0 | 0 | 0 | 0 | 0 | 0 | 0 | 0 | 0 | 0 | 0 | 0 | 0 | 0 | 0 | 0 | 0 | 0 | 0 | 0 | 0 | 0 | 0 | Note: TYNE2 is operated by an IDNO allocated to GSP Group/licence area F
Hydrogen Evolution | Gen_BB017 | MW | NGED East Midlands | Berkswell | 0 | 0 | 0 | 0 | 0 | 0 | 0 | 0 | 0 | 0 | 0 | 0 | 0 | 0 | 0 | 0 | 0 | 0 | 0 | 0 | 0 | 0 | 0 | 0 | 0 | 0 | 0 | 0 | 0
Hydrogen Evolution | Gen_BB017 | MW | NGED East Midlands | Bicker Fen | 0 | 0 | 0 | 0 | 0 | 0 | 0 | 0 | 0 | 0 | 0 | 0 | 0 | 0 | 0 | 0 | 0 | 0 | 0 | 0 | 0 | 0 | 0 | 0 | 0 | 0 | 0 | 0 | 0
Hydrogen Evolution | Gen_BB017 | MW | NGED East Midlands | Chesterfield | 0 | 0 | 0 | 0 | 0 | 0 | 0 | 0 | 0 | 0 | 0 | 0 | 0 | 0 | 0 | 0 | 0 | 0 | 0 | 0 | 0 | 0 | 0 | 0 | 0 | 0 | 0 | 0 | 0
Hydrogen Evolution | Gen_BB017 | MW | NGED East Midlands | Coventry | 0 | 0 | 0 | 0 | 0 | 0 | 0 | 0 | 0 | 0 | 0 | 0 | 0 | 0 | 0 | 0 | 0 | 0 | 0 | 0 | 0 | 0 | 0 | 0 | 0 | 0 | 0 | 0 | 0
Hydrogen Evolution | Gen_BB017 | MW | NGED East Midlands | Drakelow | 0 | 0 | 0 | 0 | 0 | 0 | 0 | 0 | 0 | 0 | 0 | 0 | 0 | 0 | 0 | 0 | 0 | 0 | 0 | 0 | 0 | 0 | 0 | 0 | 0 | 0 | 0 | 0 | 0
Hydrogen Evolution | Gen_BB017 | MW | NGED East Midlands | East Claydon (_B) | 0 | 0 | 0 | 0 | 0 | 0 | 0 | 0 | 0 | 0 | 0 | 0 | 0 | 0 | 0 | 0 | 0 | 0 | 0 | 0 | 0 | 0 | 0 | 0 | 0 | 0 | 0 | 0 | 0
Hydrogen Evolution | Gen_BB017 | MW | NGED East Midlands | Enderby | 0 | 0 | 0 | 0 | 0 | 0 | 0 | 0 | 0 | 0 | 0 | 0 | 0 | 0 | 0 | 0 | 0 | 0 | 0 | 0 | 0 | 0 | 0 | 0 | 0 | 0 | 0 | 0 | 0
Hydrogen Evolution | Gen_BB017 | MW | NGED East Midlands | Grendon | 0 | 0 | 0 | 0 | 0 | 0 | 0 | 0 | 0 | 0 | 0 | 0 | 0 | 0 | 0 | 0 | 0 | 0 | 0 | 0 | 0 | 0 | 0 | 0 | 0 | 0 | 0 | 0 | 0
Hydrogen Evolution | Gen_BB017 | MW | NGED East Midlands | Ratcliffe | 0 | 0 | 0 | 0 | 0 | 0 | 0 | 0 | 0 | 0 | 0 | 0 | 0 | 0 | 0 | 0 | 0 | 0 | 0 | 0 | 0 | 0 | 0 | 0 | 0 | 0 | 0 | 0 | 0
Hydrogen Evolution | Gen_BB017 | MW | NGED East Midlands | Staythorpe | 0 | 0 | 0 | 0 | 0 | 0 | 0 | 0 | 0 | 0 | 0 | 0 | 0 | 0 | 0 | 0 | 0 | 0 | 0 | 0 | 0 | 0 | 0 | 0 | 0 | 0 | 0 | 0 | 0
Hydrogen Evolution | Gen_BB017 | MW | NGED East Midlands | Stoke Bardolph | 0 | 0 | 0 | 0 | 0 | 0 | 0 | 0 | 0 | 0 | 0 | 0 | 0 | 0 | 0 | 0 | 0 | 0 | 0 | 0 | 0 | 0 | 0 | 0 | 0 | 0 | 0 | 0 | 0
Hydrogen Evolution | Gen_BB017 | MW | NGED East Midlands | Walpole (_B) | 0 | 0 | 0 | 0 | 0 | 0 | 0 | 0 | 0 | 0 | 0 | 0 | 0 | 0 | 0 | 0 | 0 | 0 | 0 | 0 | 0 | 0 | 0 | 0 | 0 | 0 | 0 | 0 | 0
Hydrogen Evolution | Gen_BB017 | MW | NGED East Midlands | West Burton | 0 | 0 | 0 | 0 | 0 | 0 | 0 | 0 | 0 | 0 | 0 | 0 | 0 | 0 | 0 | 0 | 0 | 0 | 0 | 0 | 0 | 0 | 0 | 0 | 0 | 0 | 0 | 0 | 0
Hydrogen Evolution | Gen_BB017 | MW | NGED East Midlands | Willington | 0 | 0 | 0 | 0 | 0 | 0 | 0 | 0 | 0 | 0 | 0 | 0 | 0 | 0 | 0 | 0 | 0 | 0 | 0 | 0 | 0 | 0 | 0 | 0 | 0 | 0 | 0 | 0 | 0
Hydrogen Evolution | Gen_BB017 | MW | NGED South Wales | Aberthaw | 0 | 0 | 0 | 0 | 0 | 0 | 0 | 0 | 0 | 0 | 0 | 0 | 0 | 0 | 0 | 0 | 0 | 0 | 0 | 0 | 0 | 0 | 0 | 0 | 0 | 0 | 0 | 0 | 0
Hydrogen Evolution | Gen_BB017 | MW | NGED South Wales | Cardiff East | 0 | 0 | 0 | 0 | 0 | 0 | 0 | 0 | 0 | 0 | 0 | 0 | 0 | 0 | 0 | 0 | 0 | 0 | 0 | 0 | 0 | 0 | 0 | 0 | 0 | 0 | 0 | 0 | 0
Hydrogen Evolution | Gen_BB017 | MW | NGED South Wales | Grange | 0 | 0 | 0 | 0 | 0 | 0 | 0 | 0 | 0 | 0 | 0 | 0 | 0 | 0 | 0 | 0 | 0 | 0 | 0 | 0 | 0 | 0 | 0 | 0 | 0 | 0 | 0 | 0 | 0
Hydrogen Evolution | Gen_BB017 | MW | NGED South Wales | Pembroke | 0 | 0 | 0 | 0 | 0 | 0 | 0 | 0 | 0 | 0 | 0 | 0 | 0 | 0 | 0 | 0 | 0 | 0 | 0 | 0 | 0 | 0 | 0 | 0 | 0 | 0 | 0 | 0 | 0
Hydrogen Evolution | Gen_BB017 | MW | NGED South Wales | Pyle | 0 | 0 | 0 | 0 | 0 | 0 | 0 | 0 | 0 | 0 | 0 | 0 | 0 | 0 | 0 | 0 | 0 | 0 | 0 | 0 | 0 | 0 | 0 | 0 | 0 | 0 | 0 | 0 | 0
Hydrogen Evolution | Gen_BB017 | MW | NGED South Wales | Rassau | 0 | 0 | 0 | 0 | 0 | 0 | 0 | 0 | 0 | 0 | 0 | 0 | 0 | 0 | 0 | 0 | 0 | 0 | 0 | 0 | 0 | 0 | 0 | 0 | 0 | 0 | 0 | 0 | 0
Hydrogen Evolution | Gen_BB017 | MW | NGED South Wales | Swansea North | 0 | 0 | 0 | 0 | 0 | 0 | 0 | 0 | 0 | 0 | 0 | 0 | 0 | 0 | 0 | 0 | 0 | 500 | 500 | 500 | 2000 | 2000 | 2000 | 2000 | 2000 | 2000 | 2000 | 2000 | 2000
Hydrogen Evolution | Gen_BB017 | MW | NGED South Wales | Upper Boat 132kV | 0 | 0 | 0 | 0 | 0 | 0 | 0 | 0 | 0 | 0 | 0 | 0 | 0 | 0 | 0 | 0 | 0 | 0 | 0 | 0 | 0 | 0 | 0 | 0 | 0 | 0 | 0 | 0 | 0
Hydrogen Evolution | Gen_BB017 | MW | NGED South Wales | Uskmouth | 0 | 0 | 0 | 0 | 0 | 0 | 0 | 0 | 0 | 0 | 0 | 0 | 0 | 0 | 0 | 0 | 0 | 0 | 0 | 0 | 0 | 0 | 0 | 0 | 0 | 0 | 0 | 0 | 0
Hydrogen Evolution | Gen_BB017 | MW | NGED South West | Abham | 0 | 0 | 0 | 0 | 0 | 0 | 0 | 0 | 0 | 0 | 0 | 0 | 0 | 0 | 0 | 0 | 0 | 0 | 0 | 0 | 0 | 0 | 0 | 0 | 0 | 0 | 0 | 0 | 0
Hydrogen Evolution | Gen_BB017 | MW | NGED South West | Alverdiscott | 0 | 0 | 0 | 0 | 0 | 0 | 0 | 0 | 0 | 0 | 0 | 0 | 0 | 0 | 0 | 0 | 0 | 0 | 0 | 0 | 0 | 0 | 0 | 0 | 0 | 0 | 0 | 0 | 0
Hydrogen Evolution | Gen_BB017 | MW | NGED South West | Axminster | 0 | 0 | 0 | 0 | 0 | 0 | 0 | 0 | 0 | 0 | 0 | 0 | 0 | 0 | 0 | 0 | 0 | 0 | 0 | 0 | 0 | 0 | 0 | 0 | 0 | 0 | 0 | 0 | 0
Hydrogen Evolution | Gen_BB017 | MW | NGED South West | Bridgewater | 0 | 0 | 0 | 0 | 0 | 0 | 0 | 0 | 0 | 0 | 0 | 0 | 0 | 0 | 0 | 0 | 0 | 0 | 0 | 0 | 0 | 0 | 0 | 0 | 0 | 0 | 0 | 0 | 0
Hydrogen Evolution | Gen_BB017 | MW | NGED South West | Exeter | 0 | 0 | 0 | 0 | 0 | 0 | 0 | 0 | 0 | 0 | 0 | 0 | 0 | 0 | 0 | 0 | 0 | 0 | 0 | 0 | 0 | 0 | 0 | 0 | 0 | 0 | 0 | 0 | 0
Hydrogen Evolution | Gen_BB017 | MW | NGED South West | Indian Queens | 0 | 28.5 | 28.5 | 28.5 | 28.5 | 28.5 | 29.5 | 29.5 | 29.5 | 29.5 | 43.5 | 43.5 | 43.5 | 43.5 | 43.5 | 43.5 | 43.5 | 43.5 | 43.5 | 43.5 | 43.5 | 43.5 | 43.5 | 43.5 | 43.5 | 43.5 | 43.5 | 43.5 | 43.5
Hydrogen Evolution | Gen_BB017 | MW | NGED South West | Landulph | 0 | 0 | 0 | 0 | 0 | 0 | 0 | 0 | 0 | 0 | 0 | 0 | 0 | 0 | 0 | 0 | 0 | 0 | 0 | 0 | 0 | 0 | 0 | 0 | 0 | 0 | 0 | 0 | 0
Hydrogen Evolution | Gen_BB017 | MW | NGED South West | Seabank | 0 | 0 | 0 | 0 | 0 | 0 | 0 | 0 | 0 | 0 | 0 | 0 | 0 | 0 | 0 | 0 | 0 | 0 | 0 | 0 | 0 | 0 | 0 | 0 | 0 | 0 | 0 | 0 | 0
Hydrogen Evolution | Gen_BB017 | MW | NGED South West | Taunton | 0 | 0 | 0 | 0 | 0 | 0 | 0 | 0 | 0 | 0 | 0 | 0 | 0 | 0 | 0 | 0 | 0 | 0 | 0 | 0 | 0 | 0 | 0 | 0 | 0 | 0 | 0 | 0 | 0
Hydrogen Evolution | Gen_BB017 | MW | NGED West Midlands | Bishops Wood | 0 | 0 | 0 | 0 | 0 | 0 | 0 | 0 | 0 | 0 | 0 | 0 | 0 | 0 | 0 | 0 | 0 | 0 | 0 | 0 | 0 | 0 | 0 | 0 | 0 | 0 | 0 | 0 | 0
Hydrogen Evolution | Gen_BB017 | MW | NGED West Midlands | Bushbury | 0 | 0 | 0 | 0 | 0 | 0 | 0 | 0 | 0 | 0 | 0 | 0 | 0 | 0 | 0 | 0 | 0 | 0 | 0 | 0 | 0 | 0 | 0 | 0 | 0 | 0 | 0 | 0 | 0
Hydrogen Evolution | Gen_BB017 | MW | NGED West Midlands | Bustleholme | 0 | 0 | 0 | 0 | 0 | 0 | 0 | 0 | 0 | 0 | 0 | 0 | 0 | 0 | 0 | 0 | 0 | 0 | 0 | 0 | 0 | 0 | 0 | 0 | 0 | 0 | 0 | 0 | 0
Hydrogen Evolution | Gen_BB017 | MW | NGED West Midlands | Cellarhead | 0 | 0 | 0 | 0 | 0 | 0 | 0 | 0 | 0 | 0 | 0 | 0 | 0 | 0 | 0 | 0 | 0 | 0 | 0 | 0 | 0 | 0 | 0 | 0 | 0 | 0 | 0 | 0 | 0
Hydrogen Evolution | Gen_BB017 | MW | NGED West Midlands | Feckenham | 0 | 0 | 0 | 0 | 0 | 0 | 0 | 0 | 0 | 0 | 0 | 0 | 0 | 0 | 0 | 0 | 0 | 0 | 0 | 0 | 0 | 0 | 0 | 0 | 0 | 0 | 0 | 0 | 0
Hydrogen Evolution | Gen_BB017 | MW | NGED West Midlands | Hams Hall | 0 | 0 | 0 | 0 | 0 | 0 | 0 | 0 | 0 | 0 | 0 | 0 | 0 | 0 | 0 | 0 | 0 | 0 | 0 | 0 | 0 | 0 | 0 | 0 | 0 | 0 | 0 | 0 | 0
Hydrogen Evolution | Gen_BB017 | MW | NGED West Midlands | Iron Acton | 0 | 0 | 0 | 0 | 0 | 0 | 0 | 0 | 0 | 0 | 0 | 0 | 0 | 0 | 0 | 0 | 0 | 0 | 0 | 0 | 0 | 0 | 0 | 0 | 0 | 0 | 0 | 0 | 0
Hydrogen Evolution | Gen_BB017 | MW | NGED West Midlands | Ironbridge | 0 | 0 | 0 | 0 | 0 | 0 | 0 | 0 | 0 | 0 | 0 | 0 | 0 | 0 | 0 | 0 | 0 | 0 | 0 | 0 | 0 | 0 | 0 | 0 | 0 | 0 | 0 | 0 | 0
Hydrogen Evolution | Gen_BB017 | MW | NGED West Midlands | Kitwell | 0 | 0 | 0 | 0 | 0 | 0 | 0 | 0 | 0 | 0 | 0 | 0 | 0 | 0 | 0 | 0 | 0 | 0 | 0 | 0 | 0 | 0 | 0 | 0 | 0 | 0 | 0 | 0 | 0
Hydrogen Evolution | Gen_BB017 | MW | NGED West Midlands | Nechells | 0 | 0 | 0 | 0 | 0 | 0 | 0 | 0 | 0 | 0 | 0 | 0 | 0 | 0 | 0 | 0 | 0 | 0 | 0 | 0 | 0 | 0 | 0 | 0 | 0 | 0 | 0 | 0 | 0
Hydrogen Evolution | Gen_BB017 | MW | NGED West Midlands | Ocker Hill | 0 | 0 | 0 | 0 | 0 | 0 | 0 | 0 | 0 | 0 | 0 | 0 | 0 | 0 | 0 | 0 | 0 | 0 | 0 | 0 | 0 | 0 | 0 | 0 | 0 | 0 | 0 | 0 | 0
Hydrogen Evolution | Gen_BB017 | MW | NGED West Midlands | Oldbury | 0 | 0 | 0 | 0 | 0 | 0 | 0 | 0 | 0 | 0 | 0 | 0 | 0 | 0 | 0 | 0 | 0 | 0 | 0 | 0 | 0 | 0 | 0 | 0 | 0 | 0 | 0 | 0 | 0
Hydrogen Evolution | Gen_BB017 | MW | NGED West Midlands | Penn | 0 | 0 | 0 | 0 | 0 | 0 | 0 | 0 | 0 | 0 | 0 | 0 | 0 | 0 | 0 | 0 | 0 | 0 | 0 | 0 | 0 | 0 | 0 | 0 | 0 | 0 | 0 | 0 | 0
Hydrogen Evolution | Gen_BB017 | MW | NGED West Midlands | Rugeley | 0 | 0 | 0 | 0 | 0 | 0 | 0 | 0 | 0 | 0 | 0 | 0 | 0 | 0 | 0 | 0 | 0 | 0 | 0 | 0 | 0 | 0 | 0 | 0 | 0 | 0 | 0 | 0 | 0
Hydrogen Evolution | Gen_BB017 | MW | NGED West Midlands | Shrewsbury | 0 | 0 | 0 | 0 | 0 | 0 | 0 | 0 | 0 | 0 | 0 | 0 | 0 | 0 | 0 | 0 | 0 | 0 | 0 | 0 | 0 | 0 | 0 | 0 | 0 | 0 | 0 | 0 | 0
Hydrogen Evolution | Gen_BB017 | MW | NGED West Midlands | Walham | 0 | 0 | 0 | 0 | 0 | 0 | 0 | 0 | 0 | 0 | 0 | 0 | 0 | 0 | 0 | 0 | 0 | 0 | 0 | 0 | 0 | 0 | 0 | 0 | 0 | 0 | 0 | 0 | 0
Hydrogen Evolution | Gen_BB017 | MW | NGED West Midlands | Willenhall | 0 | 0 | 0 | 0 | 0 | 0 | 0 | 0 | 0 | 0 | 0 | 0 | 0 | 0 | 0 | 0 | 0 | 0 | 0 | 0 | 0 | 0 | 0 | 0 | 0 | 0 | 0 | 0 | 0
Hydrogen Evolution | Gen_BB017 | MW | NGET | Direct(NGET) | 0 | 0 | 0 | 0 | 0 | 0 | 0 | 0 | 40 | 40 | 40 | 40 | 40 | 40 | 40 | 40 | 40 | 40 | 1540 | 1540 | 1540 | 1540 | 1540 | 1540 | 1540 | 1540 | 1540 | 1540 | 2540
Hydrogen Evolution | Gen_BB017 | MW | NPg Northeast | Blyth 132kV | 0 | 0 | 0 | 0 | 0 | 0 | 0 | 0 | 0 | 0 | 0 | 0 | 0 | 0 | 0 | 0 | 0 | 0 | 0 | 0 | 0 | 0 | 0 | 0 | 0 | 0 | 0 | 0 | 0
Hydrogen Evolution | Gen_BB017 | MW | NPg Northeast | Blyth 66kV | 0 | 0 | 0 | 0 | 0 | 0 | 0 | 0 | 0 | 0 | 0 | 0 | 0 | 0 | 0 | 0 | 0 | 0 | 0 | 0 | 0 | 0 | 0 | 0 | 0 | 0 | 0 | 0 | 0
Hydrogen Evolution | Gen_BB017 | MW | NPg Northeast | Fourstones | 0 | 0 | 0 | 0 | 0 | 0 | 0 | 0 | 0 | 0 | 0 | 0 | 0 | 0 | 0 | 0 | 0 | 0 | 0 | 0 | 0 | 0 | 0 | 0 | 0 | 0 | 0 | 0 | 0
Hydrogen Evolution | Gen_BB017 | MW | NPg Northeast | Hart Moor | 0 | 0 | 0 | 0 | 0 | 0 | 0 | 0 | 0 | 0 | 0 | 0 | 0 | 0 | 0 | 0 | 0 | 0 | 0 | 0 | 0 | 0 | 0 | 0 | 0 | 0 | 0 | 0 | 0
Hydrogen Evolution | Gen_BB017 | MW | NPg Northeast | Hawthorn Pit | 0 | 0 | 0 | 0 | 0 | 0 | 0 | 0 | 0 | 0 | 0 | 0 | 0 | 0 | 0 | 0 | 0 | 0 | 0 | 0 | 0 | 0 | 0 | 0 | 0 | 0 | 0 | 0 | 0
Hydrogen Evolution | Gen_BB017 | MW | NPg Northeast | Knaresborough | 0 | 0 | 0 | 0 | 0 | 0 | 0 | 0 | 0 | 0 | 0 | 0 | 0 | 0 | 0 | 0 | 0 | 0 | 0 | 0 | 0 | 0 | 0 | 0 | 0 | 0 | 0 | 0 | 0
Hydrogen Evolution | Gen_BB017 | MW | NPg Northeast | Lackenby | 0 | 0 | 0 | 0 | 0 | 0 | 0 | 0 | 0 | 0 | 0 | 0 | 0 | 0 | 0 | 0 | 0 | 0 | 0 | 0 | 0 | 0 | 0 | 0 | 0 | 0 | 0 | 0 | 0
Hydrogen Evolution | Gen_BB017 | MW | NPg Northeast | Norton | 0 | 0 | 0 | 0 | 0 | 0 | 0 | 0 | 0 | 0 | 0 | 0 | 0 | 0 | 0 | 0 | 0 | 0 | 0 | 0 | 0 | 0 | 0 | 0 | 0 | 0 | 0 | 0 | 0
Hydrogen Evolution | Gen_BB017 | MW | NPg Northeast | Offerton | 0 | 0 | 0 | 0 | 0 | 0 | 0 | 0 | 0 | 0 | 0 | 0 | 0 | 0 | 0 | 0 | 0 | 0 | 0 | 0 | 0 | 0 | 0 | 0 | 0 | 0 | 0 | 0 | 0
Hydrogen Evolution | Gen_BB017 | MW | NPg Northeast | Osbaldwick | 0 | 0 | 0 | 0 | 0 | 0 | 0 | 0 | 0 | 0 | 0 | 0 | 0 | 0 | 0 | 0 | 0 | 0 | 0 | 0 | 0 | 0 | 0 | 0 | 0 | 0 | 0 | 0 | 0
Hydrogen Evolution | Gen_BB017 | MW | NPg Northeast | Poppleton | 0 | 0 | 0 | 0 | 0 | 0 | 0 | 0 | 0 | 0 | 0 | 0 | 0 | 0 | 0 | 0 | 0 | 0 | 0 | 0 | 0 | 0 | 0 | 0 | 0 | 0 | 0 | 0 | 0
Hydrogen Evolution | Gen_BB017 | MW | NPg Northeast | Saltholme | 0 | 0 | 0 | 0 | 0 | 0 | 0 | 0 | 0 | 0 | 0 | 0 | 0 | 0 | 0 | 0 | 0 | 0 | 0 | 0 | 0 | 0 | 0 | 0 | 0 | 0 | 0 | 0 | 0
Hydrogen Evolution | Gen_BB017 | MW | NPg Northeast | South Shields | 0 | 0 | 0 | 0 | 0 | 0 | 0 | 0 | 0 | 0 | 0 | 0 | 0 | 0 | 0 | 0 | 0 | 0 | 0 | 0 | 0 | 0 | 0 | 0 | 0 | 0 | 0 | 0 | 0
Hydrogen Evolution | Gen_BB017 | MW | NPg Northeast | Spennymoor | 0 | 0 | 0 | 0 | 0 | 0 | 0 | 0 | 0 | 0 | 0 | 0 | 0 | 0 | 0 | 0 | 0 | 0 | 0 | 0 | 0 | 0 | 0 | 0 | 0 | 0 | 0 | 0 | 0
Hydrogen Evolution | Gen_BB017 | MW | NPg Northeast | Stella North | 0 | 0 | 0 | 0 | 0 | 0 | 0 | 0 | 0 | 0 | 0 | 0 | 0 | 0 | 0 | 0 | 0 | 0 | 0 | 0 | 0 | 0 | 0 | 0 | 0 | 0 | 0 | 0 | 0
Hydrogen Evolution | Gen_BB017 | MW | NPg Northeast | Stella South | 0 | 0 | 0 | 0 | 0 | 0 | 0 | 0 | 0 | 0 | 0 | 0 | 0 | 0 | 0 | 0 | 0 | 0 | 0 | 0 | 0 | 0 | 0 | 0 | 0 | 0 | 0 | 0 | 0
Hydrogen Evolution | Gen_BB017 | MW | NPg Northeast | West Boldon | 0 | 0 | 0 | 0 | 0 | 0 | 0 | 0 | 0 | 0 | 0 | 0 | 0 | 0 | 0 | 0 | 0 | 0 | 0 | 0 | 0 | 0 | 0 | 0 | 0 | 0 | 0 | 0 | 0
Hydrogen Evolution | Gen_BB017 | MW | NPg Yorkshire | Bradford West | 0 | 0 | 0 | 0 | 0 | 0 | 0 | 0 | 0 | 0 | 0 | 0 | 0 | 0 | 0 | 0 | 0 | 0 | 0 | 0 | 0 | 0 | 0 | 0 | 0 | 0 | 0 | 0 | 0
Hydrogen Evolution | Gen_BB017 | MW | NPg Yorkshire | Camblesforth | 0 | 0 | 0 | 0 | 0 | 0 | 0 | 0 | 0 | 0 | 0 | 0 | 0 | 0 | 0 | 0 | 0 | 0 | 0 | 0 | 0 | 0 | 0 | 0 | 0 | 0 | 0 | 0 | 0
Hydrogen Evolution | Gen_BB017 | MW | NPg Yorkshire | Creyke Beck | 0 | 0 | 0 | 0 | 0 | 0 | 0 | 0 | 0 | 0 | 0 | 0 | 0 | 0 | 0 | 0 | 0 | 0 | 0 | 0 | 0 | 0 | 0 | 0 | 0 | 0 | 0 | 0 | 0
Hydrogen Evolution | Gen_BB017 | MW | NPg Yorkshire | Drax | 0 | 0 | 0 | 0 | 0 | 0 | 0 | 0 | 0 | 0 | 0 | 0 | 0 | 0 | 0 | 0 | 0 | 0 | 0 | 0 | 0 | 0 | 0 | 0 | 0 | 0 | 0 | 0 | 0
Hydrogen Evolution | Gen_BB017 | MW | NPg Yorkshire | Elland | 0 | 0 | 0 | 0 | 0 | 0 | 0 | 0 | 0 | 0 | 0 | 0 | 0 | 0 | 0 | 0 | 0 | 0 | 0 | 0 | 0 | 0 | 0 | 0 | 0 | 0 | 0 | 0 | 0
Hydrogen Evolution | Gen_BB017 | MW | NPg Yorkshire | Ferrybridge A | 0 | 0 | 0 | 0 | 0 | 0 | 0 | 0 | 0 | 0 | 0 | 0 | 0 | 0 | 0 | 0 | 0 | 0 | 0 | 0 | 0 | 0 | 0 | 0 | 0 | 0 | 0 | 0 | 0
Hydrogen Evolution | Gen_BB017 | MW | NPg Yorkshire | Ferrybridge B (_M) | 0 | 0 | 0 | 0 | 0 | 0 | 0 | 0 | 0 | 0 | 0 | 0 | 0 | 0 | 0 | 0 | 0 | 0 | 0 | 0 | 0 | 0 | 0 | 0 | 0 | 0 | 0 | 0 | 0
Hydrogen Evolution | Gen_BB017 | MW | NPg Yorkshire | Grimsby West | 0 | 0 | 0 | 0 | 0 | 0 | 0 | 0 | 0 | 0 | 0 | 0 | 0 | 0 | 0 | 0 | 0 | 0 | 0 | 0 | 0 | 0 | 0 | 0 | 0 | 0 | 0 | 0 | 0
Hydrogen Evolution | Gen_BB017 | MW | NPg Yorkshire | Keadby | 0 | 0 | 0 | 0 | 0 | 0 | 0 | 0 | 0 | 0 | 0 | 0 | 0 | 0 | 0 | 0 | 0 | 0 | 0 | 0 | 0 | 0 | 0 | 0 | 0 | 0 | 0 | 0 | 0
Hydrogen Evolution | Gen_BB017 | MW | NPg Yorkshire | Kirkstall B | 0 | 0 | 0 | 0 | 0 | 0 | 0 | 0 | 0 | 0 | 0 | 0 | 0 | 0 | 0 | 0 | 0 | 0 | 0 | 0 | 0 | 0 | 0 | 0 | 0 | 0 | 0 | 0 | 0
Hydrogen Evolution | Gen_BB017 | MW | NPg Yorkshire | Neepsend | 0 | 0 | 0 | 0 | 0 | 0 | 0 | 0 | 0 | 0 | 0 | 0 | 0 | 0 | 0 | 0 | 0 | 0 | 0 | 0 | 0 | 0 | 0 | 0 | 0 | 0 | 0 | 0 | 0
Hydrogen Evolution | Gen_BB017 | MW | NPg Yorkshire | Saltend North | 0 | 0 | 0 | 0 | 0 | 0 | 0 | 0 | 0 | 0 | 0 | 0 | 0 | 0 | 0 | 0 | 0 | 0 | 0 | 0 | 0 | 0 | 0 | 0 | 0 | 0 | 0 | 0 | 0
Hydrogen Evolution | Gen_BB017 | MW | NPg Yorkshire | Sheffield City | 0 | 0 | 0 | 0 | 0 | 0 | 0 | 0 | 0 | 0 | 0 | 0 | 0 | 0 | 0 | 0 | 0 | 0 | 0 | 0 | 0 | 0 | 0 | 0 | 0 | 0 | 0 | 0 | 0
Hydrogen Evolution | Gen_BB017 | MW | NPg Yorkshire | Skelton Grange | 0 | 0 | 0 | 0 | 0 | 0 | 0 | 0 | 0 | 0 | 0 | 0 | 0 | 0 | 0 | 0 | 0 | 0 | 0 | 0 | 0 | 0 | 0 | 0 | 0 | 0 | 0 | 0 | 0
Hydrogen Evolution | Gen_BB017 | MW | NPg Yorkshire | Templeborough | 0 | 0 | 0 | 0 | 0 | 0 | 0 | 0 | 0 | 0 | 0 | 0 | 0 | 0 | 0 | 0 | 0 | 0 | 0 | 0 | 0 | 0 | 0 | 0 | 0 | 0 | 0 | 0 | 0
Hydrogen Evolution | Gen_BB017 | MW | NPg Yorkshire | Thurcroft | 0 | 0 | 0 | 0 | 0 | 0 | 0 | 0 | 0 | 0 | 0 | 0 | 0 | 0 | 0 | 0 | 0 | 0 | 0 | 0 | 0 | 0 | 0 | 0 | 0 | 0 | 0 | 0 | 0
Hydrogen Evolution | Gen_BB017 | MW | NPg Yorkshire | West Melton | 0 | 0 | 0 | 0 | 0 | 0 | 0 | 0 | 0 | 0 | 0 | 0 | 0 | 0 | 0 | 0 | 0 | 0 | 0 | 0 | 0 | 0 | 0 | 0 | 0 | 0 | 0 | 0 | 0
Hydrogen Evolution | Gen_BB017 | MW | NPg Yorkshire | Wincobank | 0 | 0 | 0 | 0 | 0 | 0 | 0 | 0 | 0 | 0 | 0 | 0 | 0 | 0 | 0 | 0 | 0 | 0 | 0 | 0 | 0 | 0 | 0 | 0 | 0 | 0 | 0 | 0 | 0
Hydrogen Evolution | Gen_BB017 | MW | SHETL | Direct(SHETL) | 0 | 14.9 | 14.9 | 14.9 | 14.9 | 14.9 | 28 | 28 | 28 | 111 | 111 | 111 | 111 | 111 | 111 | 111 | 111 | 111 | 111 | 111 | 111 | 111 | 111 | 111 | 111 | 111 | 111 | 111 | 111
Hydrogen Evolution | Gen_BB017 | MW | SPEN | Bainsford | 0 | 0 | 0 | 0 | 0 | 0 | 0 | 0 | 0 | 0 | 0 | 0 | 0 | 0 | 0 | 0 | 0 | 0 | 0 | 0 | 0 | 0 | 0 | 0 | 0 | 0 | 0 | 0 | 0
Hydrogen Evolution | Gen_BB017 | MW | SPEN | Bathgate | 0 | 0 | 0 | 0 | 0 | 0 | 0 | 0 | 0 | 0 | 0 | 0 | 0 | 0 | 0 | 0 | 0 | 0 | 0 | 0 | 0 | 0 | 0 | 0 | 0 | 0 | 0 | 0 | 0
Hydrogen Evolution | Gen_BB017 | MW | SPEN | Berwick | 0 | 0 | 0 | 0 | 0 | 0 | 0 | 0 | 0 | 0 | 0 | 0 | 0 | 0 | 0 | 0 | 0 | 0 | 0 | 0 | 0 | 0 | 0 | 0 | 0 | 0 | 0 | 0 | 0
Hydrogen Evolution | Gen_BB017 | MW | SPEN | Bonnybridge | 0 | 0 | 0 | 0 | 0 | 0 | 0 | 0 | 0 | 0 | 0 | 0 | 0 | 0 | 0 | 0 | 0 | 0 | 0 | 0 | 0 | 0 | 0 | 0 | 0 | 0 | 0 | 0 | 0
Hydrogen Evolution | Gen_BB017 | MW | SPEN | Chapelcross | 0 | 0 | 0 | 0 | 0 | 0 | 0 | 0 | 0 | 0 | 0 | 0 | 0 | 0 | 0 | 0 | 0 | 0 | 0 | 0 | 0 | 0 | 0 | 0 | 0 | 0 | 0 | 0 | 0
Hydrogen Evolution | Gen_BB017 | MW | SPEN | Clyde’s Mill | 0 | 0 | 0 | 0 | 0 | 0 | 0 | 0 | 0 | 0 | 0 | 0 | 0 | 0 | 0 | 0 | 0 | 0 | 0 | 0 | 0 | 0 | 0 | 0 | 0 | 0 | 0 | 0 | 0 | GSP also referred to as Westburn Road
Hydrogen Evolution | Gen_BB017 | MW | SPEN | Cockenzie | 0 | 0 | 0 | 0 | 0 | 0 | 0 | 0 | 0 | 0 | 0 | 0 | 0 | 0 | 0 | 0 | 0 | 0 | 0 | 0 | 0 | 0 | 0 | 0 | 0 | 0 | 0 | 0 | 0
Hydrogen Evolution | Gen_BB017 | MW | SPEN | Coylton | 0 | 0 | 0 | 0 | 0 | 0 | 0 | 0 | 0 | 0 | 0 | 0 | 0 | 0 | 0 | 0 | 0 | 0 | 0 | 0 | 0 | 0 | 0 | 0 | 0 | 0 | 0 | 0 | 0
Hydrogen Evolution | Gen_BB017 | MW | SPEN | Crookston B | 0 | 0 | 0 | 0 | 0 | 0 | 0 | 0 | 0 | 0 | 0 | 0 | 0 | 0 | 0 | 0 | 0 | 0 | 0 | 0 | 0 | 0 | 0 | 0 | 0 | 0 | 0 | 0 | 0
Hydrogen Evolution | Gen_BB017 | MW | SPEN | Cumbernauld | 0 | 0 | 0 | 0 | 0 | 0 | 0 | 0 | 0 | 0 | 0 | 0 | 0 | 0 | 0 | 0 | 0 | 0 | 0 | 0 | 0 | 0 | 0 | 0 | 0 | 0 | 0 | 0 | 0
Hydrogen Evolution | Gen_BB017 | MW | SPEN | Cupar | 0 | 0 | 0 | 0 | 0 | 0 | 0 | 0 | 0 | 0 | 0 | 0 | 0 | 0 | 0 | 0 | 0 | 0 | 0 | 0 | 0 | 0 | 0 | 0 | 0 | 0 | 0 | 0 | 0
Hydrogen Evolution | Gen_BB017 | MW | SPEN | Dalmarnock | 0 | 0 | 0 | 0 | 0 | 0 | 0 | 0 | 0 | 0 | 0 | 0 | 0 | 0 | 0 | 0 | 0 | 0 | 0 | 0 | 0 | 0 | 0 | 0 | 0 | 0 | 0 | 0 | 0
Hydrogen Evolution | Gen_BB017 | MW | SPEN | Devol Moor | 0 | 0 | 0 | 0 | 0 | 0 | 0 | 0 | 0 | 0 | 0 | 0 | 0 | 0 | 0 | 0 | 0 | 0 | 0 | 0 | 0 | 0 | 0 | 0 | 0 | 0 | 0 | 0 | 0
Hydrogen Evolution | Gen_BB017 | MW | SPEN | Devonside | 0 | 0 | 0 | 0 | 0 | 0 | 0 | 0 | 0 | 0 | 0 | 0 | 0 | 0 | 0 | 0 | 0 | 0 | 0 | 0 | 0 | 0 | 0 | 0 | 0 | 0 | 0 | 0 | 0
Hydrogen Evolution | Gen_BB017 | MW | SPEN | Dumfries 33 | 0 | 0 | 0 | 0 | 0 | 0 | 0 | 0 | 0 | 0 | 0 | 0 | 0 | 0 | 0 | 0 | 0 | 0 | 0 | 0 | 0 | 0 | 0 | 0 | 0 | 0 | 0 | 0 | 0
Hydrogen Evolution | Gen_BB017 | MW | SPEN | Dunbar | 0 | 0 | 0 | 0 | 0 | 0 | 0 | 0 | 0 | 0 | 0 | 0 | 0 | 0 | 0 | 0 | 0 | 0 | 0 | 0 | 0 | 0 | 0 | 0 | 0 | 0 | 0 | 0 | 0
Hydrogen Evolution | Gen_BB017 | MW | SPEN | Dunfermline | 0 | 0 | 0 | 0 | 0 | 0 | 0 | 0 | 0 | 0 | 0 | 0 | 0 | 0 | 0 | 0 | 0 | 0 | 0 | 0 | 0 | 0 | 0 | 0 | 0 | 0 | 0 | 0 | 0
Hydrogen Evolution | Gen_BB017 | MW | SPEN | Earlstoun | 0 | 0 | 0 | 0 | 0 | 0 | 0 | 0 | 0 | 0 | 0 | 0 | 0 | 0 | 0 | 0 | 0 | 0 | 0 | 0 | 0 | 0 | 0 | 0 | 0 | 0 | 0 | 0 | 0
Hydrogen Evolution | Gen_BB017 | MW | SPEN | East Kilbride South | 0 | 0 | 0 | 0 | 0 | 0 | 0 | 0 | 0 | 0 | 0 | 0 | 0 | 0 | 0 | 0 | 0 | 0 | 0 | 0 | 0 | 0 | 0 | 0 | 0 | 0 | 0 | 0 | 0
Hydrogen Evolution | Gen_BB017 | MW | SPEN | Eccles | 0 | 0 | 0 | 0 | 0 | 0 | 0 | 0 | 0 | 0 | 0 | 0 | 0 | 0 | 0 | 0 | 0 | 0 | 0 | 0 | 0 | 0 | 0 | 0 | 0 | 0 | 0 | 0 | 0
Hydrogen Evolution | Gen_BB017 | MW | SPEN | Galashiels | 0 | 0 | 0 | 0 | 0 | 0 | 0 | 0 | 0 | 0 | 0 | 0 | 0 | 0 | 0 | 0 | 0 | 0 | 0 | 0 | 0 | 0 | 0 | 0 | 0 | 0 | 0 | 0 | 0
Hydrogen Evolution | Gen_BB017 | MW | SPEN | Giffnock | 0 | 0 | 0 | 0 | 0 | 0 | 0 | 0 | 0 | 0 | 0 | 0 | 0 | 0 | 0 | 0 | 0 | 0 | 0 | 0 | 0 | 0 | 0 | 0 | 0 | 0 | 0 | 0 | 0
Hydrogen Evolution | Gen_BB017 | MW | SPEN | Glenlee | 0 | 0 | 0 | 0 | 0 | 0 | 0 | 0 | 0 | 0 | 0 | 0 | 0 | 0 | 0 | 0 | 0 | 0 | 0 | 0 | 0 | 0 | 0 | 0 | 0 | 0 | 0 | 0 | 0
Hydrogen Evolution | Gen_BB017 | MW | SPEN | Glenluce | 0 | 0 | 0 | 0 | 0 | 0 | 0 | 0 | 0 | 0 | 0 | 0 | 0 | 0 | 0 | 0 | 0 | 0 | 0 | 0 | 0 | 0 | 0 | 0 | 0 | 0 | 0 | 0 | 0
Hydrogen Evolution | Gen_BB017 | MW | SPEN | Glenniston | 0 | 0 | 0 | 0 | 0 | 0 | 0 | 0 | 0 | 0 | 0 | 0 | 0 | 0 | 0 | 0 | 0 | 0 | 0 | 0 | 0 | 0 | 0 | 0 | 0 | 0 | 0 | 0 | 0
Hydrogen Evolution | Gen_BB017 | MW | SPEN | Glenrothes | 0 | 0 | 0 | 0 | 0 | 0 | 0 | 0 | 0 | 0 | 0 | 0 | 0 | 0 | 0 | 0 | 0 | 0 | 0 | 0 | 0 | 0 | 0 | 0 | 0 | 0 | 0 | 0 | 0
Hydrogen Evolution | Gen_BB017 | MW | SPEN | Grangemouth A | 0 | 0 | 0 | 0 | 0 | 0 | 0 | 0 | 0 | 0 | 0 | 0 | 0 | 0 | 0 | 0 | 0 | 0 | 0 | 0 | 0 | 0 | 0 | 0 | 0 | 0 | 0 | 0 | 0
Hydrogen Evolution | Gen_BB017 | MW | SPEN | Hawick | 0 | 0 | 0 | 0 | 0 | 0 | 0 | 0 | 0 | 0 | 0 | 0 | 0 | 0 | 0 | 0 | 0 | 0 | 0 | 0 | 0 | 0 | 0 | 0 | 0 | 0 | 0 | 0 | 0
Hydrogen Evolution | Gen_BB017 | MW | SPEN | Hunterston Farm | 0 | 0 | 0 | 0 | 0 | 0 | 0 | 0 | 0 | 0 | 0 | 0 | 0 | 0 | 0 | 0 | 0 | 0 | 0 | 0 | 0 | 0 | 0 | 0 | 0 | 0 | 0 | 0 | 0
Hydrogen Evolution | Gen_BB017 | MW | SPEN | Inverkeithing | 0 | 0 | 0 | 0 | 0 | 0 | 0 | 0 | 0 | 0 | 0 | 0 | 0 | 0 | 0 | 0 | 0 | 0 | 0 | 0 | 0 | 0 | 0 | 0 | 0 | 0 | 0 | 0 | 0
Hydrogen Evolution | Gen_BB017 | MW | SPEN | Johnstone | 0 | 0 | 0 | 0 | 0 | 0 | 0 | 0 | 0 | 0 | 0 | 0 | 0 | 0 | 0 | 0 | 0 | 0 | 0 | 0 | 0 | 0 | 0 | 0 | 0 | 0 | 0 | 0 | 0
Hydrogen Evolution | Gen_BB017 | MW | SPEN | Kaimes | 0 | 0 | 0 | 0 | 0 | 0 | 0 | 0 | 0 | 0 | 0 | 0 | 0 | 0 | 0 | 0 | 0 | 0 | 0 | 0 | 0 | 0 | 0 | 0 | 0 | 0 | 0 | 0 | 0
Hydrogen Evolution | Gen_BB017 | MW | SPEN | Kendoon | 0 | 0 | 0 | 0 | 0 | 0 | 0 | 0 | 0 | 0 | 0 | 0 | 0 | 0 | 0 | 0 | 0 | 0 | 0 | 0 | 0 | 0 | 0 | 0 | 0 | 0 | 0 | 0 | 0
Hydrogen Evolution | Gen_BB017 | MW | SPEN | Killermont | 0 | 0 | 0 | 0 | 0 | 0 | 0 | 0 | 0 | 0 | 0 | 0 | 0 | 0 | 0 | 0 | 0 | 0 | 0 | 0 | 0 | 0 | 0 | 0 | 0 | 0 | 0 | 0 | 0
Hydrogen Evolution | Gen_BB017 | MW | SPEN | Kilwinning | 0 | 0 | 0 | 0 | 0 | 0 | 0 | 0 | 0 | 0 | 0 | 0 | 0 | 0 | 0 | 0 | 0 | 0 | 0 | 0 | 0 | 0 | 0 | 0 | 0 | 0 | 0 | 0 | 0
Hydrogen Evolution | Gen_BB017 | MW | SPEN | Leven | 0 | 0 | 0 | 0 | 0 | 0 | 0 | 0 | 0 | 0 | 0 | 0 | 0 | 0 | 0 | 0 | 0 | 0 | 0 | 0 | 0 | 0 | 0 | 0 | 0 | 0 | 0 | 0 | 0
Hydrogen Evolution | Gen_BB017 | MW | SPEN | Livingston East | 0 | 0 | 0 | 0 | 0 | 0 | 0 | 0 | 0 | 0 | 0 | 0 | 0 | 0 | 0 | 0 | 0 | 0 | 0 | 0 | 0 | 0 | 0 | 0 | 0 | 0 | 0 | 0 | 0
Hydrogen Evolution | Gen_BB017 | MW | SPEN | Maybole | 0 | 0 | 0 | 0 | 0 | 0 | 0 | 0 | 0 | 0 | 0 | 0 | 0 | 0 | 0 | 0 | 0 | 0 | 0 | 0 | 0 | 0 | 0 | 0 | 0 | 0 | 0 | 0 | 0
Hydrogen Evolution | Gen_BB017 | MW | SPEN | Newarthill | 0 | 0 | 0 | 0 | 0 | 0 | 0 | 0 | 0 | 0 | 0 | 0 | 0 | 0 | 0 | 0 | 0 | 0 | 0 | 0 | 0 | 0 | 0 | 0 | 0 | 0 | 0 | 0 | 0
Hydrogen Evolution | Gen_BB017 | MW | SPEN | Paisley | 0 | 0 | 0 | 0 | 0 | 0 | 0 | 0 | 0 | 0 | 0 | 0 | 0 | 0 | 0 | 0 | 0 | 0 | 0 | 0 | 0 | 0 | 0 | 0 | 0 | 0 | 0 | 0 | 0
Hydrogen Evolution | Gen_BB017 | MW | SPEN | Portobello | 0 | 0 | 0 | 0 | 0 | 0 | 0 | 0 | 0 | 0 | 0 | 0 | 0 | 0 | 0 | 0 | 0 | 0 | 0 | 0 | 0 | 0 | 0 | 0 | 0 | 0 | 0 | 0 | 0
Hydrogen Evolution | Gen_BB017 | MW | SPEN | Ravenscraig | 0 | 0 | 0 | 0 | 0 | 0 | 0 | 0 | 0 | 0 | 0 | 0 | 0 | 0 | 0 | 0 | 0 | 0 | 0 | 0 | 0 | 0 | 0 | 0 | 0 | 0 | 0 | 0 | 0
Hydrogen Evolution | Gen_BB017 | MW | SPEN | Redhouse | 0 | 0 | 0 | 0 | 0 | 0 | 0 | 0 | 0 | 0 | 0 | 0 | 0 | 0 | 0 | 0 | 0 | 0 | 0 | 0 | 0 | 0 | 0 | 0 | 0 | 0 | 0 | 0 | 0
Hydrogen Evolution | Gen_BB017 | MW | SPEN | Saltcoats A | 0 | 0 | 0 | 0 | 0 | 0 | 0 | 0 | 0 | 0 | 0 | 0 | 0 | 0 | 0 | 0 | 0 | 0 | 0 | 0 | 0 | 0 | 0 | 0 | 0 | 0 | 0 | 0 | 0
Hydrogen Evolution | Gen_BB017 | MW | SPEN | Saltcoats B | 0 | 0 | 0 | 0 | 0 | 0 | 0 | 0 | 0 | 0 | 0 | 0 | 0 | 0 | 0 | 0 | 0 | 0 | 0 | 0 | 0 | 0 | 0 | 0 | 0 | 0 | 0 | 0 | 0
Hydrogen Evolution | Gen_BB017 | MW | SPEN | Sighthill | 0 | 0 | 0 | 0 | 0 | 0 | 0 | 0 | 0 | 0 | 0 | 0 | 0 | 0 | 0 | 0 | 0 | 0 | 0 | 0 | 0 | 0 | 0 | 0 | 0 | 0 | 0 | 0 | 0
Hydrogen Evolution | Gen_BB017 | MW | SPEN | Stirling | 0 | 0 | 0 | 0 | 0 | 0 | 0 | 0 | 0 | 0 | 0 | 0 | 0 | 0 | 0 | 0 | 0 | 0 | 0 | 0 | 0 | 0 | 0 | 0 | 0 | 0 | 0 | 0 | 0
Hydrogen Evolution | Gen_BB017 | MW | SPEN | Strathaven | 0 | 0 | 0 | 0 | 0 | 0 | 0 | 0 | 0 | 0 | 0 | 0 | 0 | 0 | 0 | 0 | 0 | 0 | 0 | 0 | 0 | 0 | 0 | 0 | 0 | 0 | 0 | 0 | 0
Hydrogen Evolution | Gen_BB017 | MW | SPEN | Strathleven | 0 | 0 | 0 | 0 | 0 | 0 | 0 | 0 | 0 | 0 | 0 | 0 | 0 | 0 | 0 | 0 | 0 | 0 | 0 | 0 | 0 | 0 | 0 | 0 | 0 | 0 | 0 | 0 | 0
Hydrogen Evolution | Gen_BB017 | MW | SPEN | Telford Road | 0 | 0 | 0 | 0 | 0 | 0 | 0 | 0 | 0 | 0 | 0 | 0 | 0 | 0 | 0 | 0 | 0 | 0 | 0 | 0 | 0 | 0 | 0 | 0 | 0 | 0 | 0 | 0 | 0
Hydrogen Evolution | Gen_BB017 | MW | SPEN | Tongland | 0 | 0 | 0 | 0 | 0 | 0 | 0 | 0 | 0 | 0 | 0 | 0 | 0 | 0 | 0 | 0 | 0 | 0 | 0 | 0 | 0 | 0 | 0 | 0 | 0 | 0 | 0 | 0 | 0
Hydrogen Evolution | Gen_BB017 | MW | SPEN | Westfield | 0 | 0 | 0 | 0 | 0 | 0 | 0 | 0 | 0 | 0 | 0 | 0 | 0 | 0 | 0 | 0 | 0 | 0 | 0 | 0 | 0 | 0 | 0 | 0 | 0 | 0 | 0 | 0 | 0
Hydrogen Evolution | Gen_BB017 | MW | SPEN | Wishaw | 0 | 0 | 0 | 0 | 0 | 0 | 0 | 0 | 0 | 0 | 0 | 0 | 0 | 0 | 0 | 0 | 0 | 0 | 0 | 0 | 0 | 0 | 0 | 0 | 0 | 0 | 0 | 0 | 0
Hydrogen Evolution | Gen_BB017 | MW | SPEN Manweb | Birkenhead | 0 | 0 | 0 | 0 | 0 | 0 | 0 | 0 | 0 | 0 | 0 | 0 | 0 | 0 | 0 | 0 | 0 | 0 | 0 | 0 | 0 | 0 | 0 | 0 | 0 | 0 | 0 | 0 | 0
Hydrogen Evolution | Gen_BB017 | MW | SPEN Manweb | Capenhurst | 0 | 0 | 0 | 0 | 0 | 0 | 0 | 0 | 0 | 0 | 0 | 0 | 0 | 0 | 0 | 0 | 0 | 0 | 0 | 0 | 0 | 0 | 0 | 0 | 0 | 0 | 0 | 0 | 0
Hydrogen Evolution | Gen_BB017 | MW | SPEN Manweb | Carrington | 0 | 0 | 0 | 0 | 0 | 0 | 0 | 0 | 0 | 0 | 0 | 0 | 0 | 0 | 0 | 0 | 0 | 0 | 0 | 0 | 0 | 0 | 0 | 0 | 0 | 0 | 0 | 0 | 0
Hydrogen Evolution | Gen_BB017 | MW | SPEN Manweb | Connah's Quay | 0 | 0 | 0 | 0 | 0 | 0 | 0 | 0 | 0 | 0 | 0 | 0 | 0 | 0 | 0 | 0 | 0 | 0 | 0 | 0 | 0 | 0 | 0 | 0 | 0 | 0 | 0 | 0 | 0
Hydrogen Evolution | Gen_BB017 | MW | SPEN Manweb | Fiddlers Ferry | 0 | 0 | 0 | 0 | 0 | 0 | 0 | 0 | 0 | 0 | 0 | 0 | 0 | 0 | 0 | 0 | 0 | 0 | 0 | 0 | 0 | 0 | 0 | 0 | 0 | 0 | 0 | 0 | 0
Hydrogen Evolution | Gen_BB017 | MW | SPEN Manweb | Frodsham | 0 | 0 | 0 | 0 | 0 | 0 | 0 | 0 | 0 | 0 | 0 | 0 | 0 | 0 | 0 | 0 | 0 | 0 | 0 | 0 | 0 | 0 | 0 | 0 | 0 | 0 | 0 | 0 | 0
Hydrogen Evolution | Gen_BB017 | MW | SPEN Manweb | Legacy | 0 | 0 | 0 | 0 | 0 | 0 | 0 | 0 | 0 | 0 | 0 | 0 | 0 | 0 | 0 | 0 | 0 | 0 | 0 | 0 | 0 | 0 | 0 | 0 | 0 | 0 | 0 | 0 | 0
Hydrogen Evolution | Gen_BB017 | MW | SPEN Manweb | Lister Drive | 0 | 0 | 0 | 0 | 0 | 0 | 0 | 0 | 0 | 0 | 0 | 0 | 0 | 0 | 0 | 0 | 0 | 0 | 0 | 0 | 0 | 0 | 0 | 0 | 0 | 0 | 0 | 0 | 0
Hydrogen Evolution | Gen_BB017 | MW | SPEN Manweb | Pentir | 0 | 0 | 0 | 0 | 0 | 0 | 0 | 0 | 0 | 0 | 0 | 0 | 0 | 0 | 0 | 0 | 0 | 0 | 0 | 0 | 0 | 0 | 0 | 0 | 0 | 0 | 0 | 0 | 0
Hydrogen Evolution | Gen_BB017 | MW | SPEN Manweb | Rainhill | 0 | 0 | 0 | 0 | 0 | 0 | 0 | 0 | 0 | 0 | 0 | 0 | 0 | 0 | 0 | 0 | 0 | 0 | 0 | 0 | 0 | 0 | 0 | 0 | 0 | 0 | 0 | 0 | 0
Hydrogen Evolution | Gen_BB017 | MW | SPEN Manweb | Trawsfynydd | 0 | 0 | 0 | 0 | 0 | 0 | 0 | 0 | 0 | 0 | 0 | 0 | 0 | 0 | 0 | 0 | 0 | 0 | 0 | 0 | 0 | 0 | 0 | 0 | 0 | 0 | 0 | 0 | 0
Hydrogen Evolution | Gen_BB017 | MW | SPEN Manweb | Wylfa | 0 | 0 | 0 | 0 | 0 | 0 | 0 | 0 | 0 | 0 | 0 | 0 | 0 | 0 | 0 | 0 | 0 | 0 | 0 | 0 | 0 | 0 | 0 | 0 | 0 | 0 | 0 | 0 | 0
Hydrogen Evolution | Gen_BB017 | MW | SPTL | Direct(SPTL) | 0 | 0 | 0 | 0 | 0 | 0 | 0 | 0 | 0 | 0 | 0 | 0 | 0 | 0 | 0 | 0 | 0 | 0 | 0 | 0 | 0 | 0 | 0 | 0 | 0 | 0 | 0 | 0 | 0
Hydrogen Evolution | Gen_BB017 | MW | SSEN (SHEPD) | Abernethy | 0 | 0 | 0 | 0 | 0 | 0 | 0 | 0 | 0 | 0 | 0 | 0 | 0 | 0 | 0 | 0 | 0 | 0 | 0 | 0 | 0 | 0 | 0 | 0 | 0 | 0 | 0 | 0 | 0
Hydrogen Evolution | Gen_BB017 | MW | SSEN (SHEPD) | Alness | 0 | 0 | 0 | 0 | 0 | 0 | 0 | 0 | 0 | 0 | 0 | 0 | 0 | 0 | 0 | 0 | 0 | 0 | 0 | 0 | 0 | 0 | 0 | 0 | 0 | 0 | 0 | 0 | 0
Hydrogen Evolution | Gen_BB017 | MW | SSEN (SHEPD) | Arbroath | 0 | 0 | 0 | 0 | 0 | 0 | 0 | 0 | 0 | 0 | 0 | 0 | 0 | 0 | 0 | 0 | 0 | 0 | 0 | 0 | 0 | 0 | 0 | 0 | 0 | 0 | 0 | 0 | 0
Hydrogen Evolution | Gen_BB017 | MW | SSEN (SHEPD) | Ardmore | 0 | 0 | 0 | 0 | 0 | 0 | 0 | 0 | 0 | 0 | 0 | 0 | 0 | 0 | 0 | 0 | 0 | 0 | 0 | 0 | 0 | 0 | 0 | 0 | 0 | 0 | 0 | 0 | 0
Hydrogen Evolution | Gen_BB017 | MW | SSEN (SHEPD) | Beauly | 0 | 0 | 0 | 0 | 0 | 0 | 0 | 0 | 0 | 0 | 0 | 0 | 0 | 0 | 0 | 0 | 0 | 0 | 0 | 0 | 0 | 0 | 0 | 0 | 0 | 0 | 0 | 0 | 0
Hydrogen Evolution | Gen_BB017 | MW | SSEN (SHEPD) | Boat of Garten | 0 | 0 | 0 | 0 | 0 | 0 | 0 | 0 | 0 | 0 | 0 | 0 | 0 | 0 | 0 | 0 | 0 | 0 | 0 | 0 | 0 | 0 | 0 | 0 | 0 | 0 | 0 | 0 | 0
Hydrogen Evolution | Gen_BB017 | MW | SSEN (SHEPD) | Bridge of Dun | 0 | 0 | 0 | 0 | 0 | 0 | 0 | 0 | 0 | 0 | 0 | 0 | 0 | 0 | 0 | 0 | 0 | 0 | 0 | 0 | 0 | 0 | 0 | 0 | 0 | 0 | 0 | 0 | 0
Hydrogen Evolution | Gen_BB017 | MW | SSEN (SHEPD) | Burghmuir | 0 | 0 | 0 | 0 | 0 | 0 | 0 | 0 | 0 | 0 | 0 | 0 | 0 | 0 | 0 | 0 | 0 | 0 | 0 | 0 | 0 | 0 | 0 | 0 | 0 | 0 | 0 | 0 | 0
Hydrogen Evolution | Gen_BB017 | MW | SSEN (SHEPD) | Carradale | 0 | 0 | 0 | 0 | 0 | 0 | 0 | 0 | 0 | 0 | 0 | 0 | 0 | 0 | 0 | 0 | 0 | 0 | 0 | 0 | 0 | 0 | 0 | 0 | 0 | 0 | 0 | 0 | 0
Hydrogen Evolution | Gen_BB017 | MW | SSEN (SHEPD) | Ceannacroc | 0 | 0 | 0 | 0 | 0 | 0 | 0 | 0 | 0 | 0 | 0 | 0 | 0 | 0 | 0 | 0 | 0 | 0 | 0 | 0 | 0 | 0 | 0 | 0 | 0 | 0 | 0 | 0 | 0
Hydrogen Evolution | Gen_BB017 | MW | SSEN (SHEPD) | Coupar Angus | 0 | 0 | 0 | 0 | 0 | 0 | 0 | 0 | 0 | 0 | 0 | 0 | 0 | 0 | 0 | 0 | 0 | 0 | 0 | 0 | 0 | 0 | 0 | 0 | 0 | 0 | 0 | 0 | 0
Hydrogen Evolution | Gen_BB017 | MW | SSEN (SHEPD) | Dunvegan | 0 | 0 | 0 | 0 | 0 | 0 | 0 | 0 | 0 | 0 | 0 | 0 | 0 | 0 | 0 | 0 | 0 | 0 | 0 | 0 | 0 | 0 | 0 | 0 | 0 | 0 | 0 | 0 | 0
Hydrogen Evolution | Gen_BB017 | MW | SSEN (SHEPD) | Dyce | 0 | 0 | 0 | 0 | 0 | 0 | 0 | 0 | 0 | 0 | 0 | 0 | 0 | 0 | 0 | 0 | 0 | 0 | 0 | 0 | 0 | 0 | 0 | 0 | 0 | 0 | 0 | 0 | 0
Hydrogen Evolution | Gen_BB017 | MW | SSEN (SHEPD) | Fiddes | 0 | 0 | 0 | 0 | 0 | 0 | 0 | 0 | 0 | 0 | 0 | 0 | 0 | 0 | 0 | 0 | 0 | 0 | 0 | 0 | 0 | 0 | 0 | 0 | 0 | 0 | 0 | 0 | 0
Hydrogen Evolution | Gen_BB017 | MW | SSEN (SHEPD) | Fort William | 0 | 0 | 0 | 0 | 0 | 0 | 0 | 0 | 0 | 0 | 0 | 0 | 0 | 0 | 0 | 0 | 0 | 0 | 0 | 0 | 0 | 0 | 0 | 0 | 0 | 0 | 0 | 0 | 0
Hydrogen Evolution | Gen_BB017 | MW | SSEN (SHEPD) | Fraserburgh | 0 | 0 | 0 | 0 | 0 | 0 | 0 | 0 | 0 | 0 | 0 | 0 | 0 | 0 | 0 | 0 | 0 | 0 | 0 | 0 | 0 | 0 | 0 | 0 | 0 | 0 | 0 | 0 | 0
Hydrogen Evolution | Gen_BB017 | MW | SSEN (SHEPD) | Grudie Bridge | 0 | 0 | 0 | 0 | 0 | 0 | 0 | 0 | 0 | 0 | 0 | 0 | 0 | 0 | 0 | 0 | 0 | 0 | 0 | 0 | 0 | 0 | 0 | 0 | 0 | 0 | 0 | 0 | 0
Hydrogen Evolution | Gen_BB017 | MW | SSEN (SHEPD) | Inverness | 0 | 0 | 0 | 0 | 0 | 0 | 0 | 0 | 0 | 0 | 0 | 0 | 0 | 0 | 0 | 0 | 0 | 0 | 0 | 0 | 0 | 0 | 0 | 0 | 0 | 0 | 0 | 0 | 0
Hydrogen Evolution | Gen_BB017 | MW | SSEN (SHEPD) | Keith | 0 | 0 | 0 | 0 | 0 | 0 | 0 | 0 | 0 | 0 | 0 | 0 | 0 | 0 | 0 | 0 | 0 | 0 | 0 | 0 | 0 | 0 | 0 | 0 | 0 | 0 | 0 | 0 | 0
Hydrogen Evolution | Gen_BB017 | MW | SSEN (SHEPD) | Killin | 0 | 0 | 0 | 0 | 0 | 0 | 0 | 0 | 0 | 0 | 0 | 0 | 0 | 0 | 0 | 0 | 0 | 0 | 0 | 0 | 0 | 0 | 0 | 0 | 0 | 0 | 0 | 0 | 0
Hydrogen Evolution | Gen_BB017 | MW | SSEN (SHEPD) | Kinlochleven | 0 | 0 | 0 | 0 | 0 | 0 | 0 | 0 | 0 | 0 | 0 | 0 | 0 | 0 | 0 | 0 | 0 | 0 | 0 | 0 | 0 | 0 | 0 | 0 | 0 | 0 | 0 | 0 | 0
Hydrogen Evolution | Gen_BB017 | MW | SSEN (SHEPD) | Kintore | 0 | 0 | 0 | 0 | 0 | 0 | 0 | 0 | 0 | 0 | 0 | 0 | 0 | 0 | 0 | 0 | 0 | 0 | 0 | 0 | 0 | 0 | 0 | 0 | 0 | 0 | 0 | 0 | 0
Hydrogen Evolution | Gen_BB017 | MW | SSEN (SHEPD) | Lairg | 0 | 0 | 0 | 0 | 0 | 0 | 0 | 0 | 0 | 0 | 0 | 0 | 0 | 0 | 0 | 0 | 0 | 0 | 0 | 0 | 0 | 0 | 0 | 0 | 0 | 0 | 0 | 0 | 0
Hydrogen Evolution | Gen_BB017 | MW | SSEN (SHEPD) | Lunanhead | 0 | 0 | 0 | 0 | 0 | 0 | 0 | 0 | 0 | 0 | 0 | 0 | 0 | 0 | 0 | 0 | 0 | 0 | 0 | 0 | 0 | 0 | 0 | 0 | 0 | 0 | 0 | 0 | 0
Hydrogen Evolution | Gen_BB017 | MW | SSEN (SHEPD) | Macduff | 0 | 0 | 0 | 0 | 0 | 0 | 0 | 0 | 0 | 0 | 0 | 0 | 0 | 0 | 0 | 0 | 0 | 0 | 0 | 0 | 0 | 0 | 0 | 0 | 0 | 0 | 0 | 0 | 0
Hydrogen Evolution | Gen_BB017 | MW | SSEN (SHEPD) | Milton of Craigie | 0 | 0 | 0 | 0 | 0 | 0 | 0 | 0 | 0 | 0 | 0 | 0 | 0 | 0 | 0 | 0 | 0 | 0 | 0 | 0 | 0 | 0 | 0 | 0 | 0 | 0 | 0 | 0 | 0
Hydrogen Evolution | Gen_BB017 | MW | SSEN (SHEPD) | Mybster | 0 | 0 | 0 | 0 | 0 | 0 | 0 | 0 | 0 | 0 | 0 | 0 | 0 | 0 | 0 | 0 | 0 | 0 | 0 | 0 | 0 | 0 | 0 | 0 | 0 | 0 | 0 | 0 | 0
Hydrogen Evolution | Gen_BB017 | MW | SSEN (SHEPD) | Nairn | 0 | 0 | 0 | 0 | 0 | 0 | 0 | 0 | 0 | 0 | 0 | 0 | 0 | 0 | 0 | 0 | 0 | 0 | 0 | 0 | 0 | 0 | 0 | 0 | 0 | 0 | 0 | 0 | 0
Hydrogen Evolution | Gen_BB017 | MW | SSEN (SHEPD) | Persley | 0 | 0 | 0 | 0 | 0 | 0 | 0 | 0 | 0 | 0 | 0 | 0 | 0 | 0 | 0 | 0 | 0 | 0 | 0 | 0 | 0 | 0 | 0 | 0 | 0 | 0 | 0 | 0 | 0
Hydrogen Evolution | Gen_BB017 | MW | SSEN (SHEPD) | Port Ann | 0 | 0 | 0 | 0 | 0 | 0 | 0 | 0 | 0 | 0 | 0 | 0 | 0 | 0 | 0 | 0 | 0 | 0 | 0 | 0 | 0 | 0 | 0 | 0 | 0 | 0 | 0 | 0 | 0
Hydrogen Evolution | Gen_BB017 | MW | SSEN (SHEPD) | Redmoss | 0 | 0 | 0 | 0 | 0 | 0 | 0 | 0 | 0 | 0 | 0 | 0 | 0 | 0 | 0 | 0 | 0 | 0 | 0 | 0 | 0 | 0 | 0 | 0 | 0 | 0 | 0 | 0 | 0
Hydrogen Evolution | Gen_BB017 | MW | SSEN (SHEPD) | Shin | 0 | 0 | 0 | 0 | 0 | 0 | 0 | 0 | 0 | 0 | 0 | 0 | 0 | 0 | 0 | 0 | 0 | 0 | 0 | 0 | 0 | 0 | 0 | 0 | 0 | 0 | 0 | 0 | 0
Hydrogen Evolution | Gen_BB017 | MW | SSEN (SHEPD) | Sloy | 0 | 0 | 0 | 0 | 0 | 0 | 0 | 0 | 0 | 0 | 0 | 0 | 0 | 0 | 0 | 0 | 0 | 0 | 0 | 0 | 0 | 0 | 0 | 0 | 0 | 0 | 0 | 0 | 0
Hydrogen Evolution | Gen_BB017 | MW | SSEN (SHEPD) | Strichen | 0 | 0 | 0 | 0 | 0 | 0 | 0 | 0 | 0 | 0 | 0 | 0 | 0 | 0 | 0 | 0 | 0 | 0 | 0 | 0 | 0 | 0 | 0 | 0 | 0 | 0 | 0 | 0 | 0
Hydrogen Evolution | Gen_BB017 | MW | SSEN (SHEPD) | Tarland | 0 | 0 | 0 | 0 | 0 | 0 | 0 | 0 | 0 | 0 | 0 | 0 | 0 | 0 | 0 | 0 | 0 | 0 | 0 | 0 | 0 | 0 | 0 | 0 | 0 | 0 | 0 | 0 | 0
Hydrogen Evolution | Gen_BB017 | MW | SSEN (SHEPD) | Taynuilt | 0 | 0 | 0 | 0 | 0 | 0 | 0 | 0 | 0 | 0 | 0 | 0 | 0 | 0 | 0 | 0 | 0 | 0 | 0 | 0 | 0 | 0 | 0 | 0 | 0 | 0 | 0 | 0 | 0
Hydrogen Evolution | Gen_BB017 | MW | SSEN (SHEPD) | Thurso | 0 | 0 | 0 | 0 | 0 | 0 | 0 | 0 | 0 | 0 | 0 | 0 | 0 | 0 | 0 | 0 | 0 | 0 | 0 | 0 | 0 | 0 | 0 | 0 | 0 | 0 | 0 | 0 | 0
Hydrogen Evolution | Gen_BB017 | MW | SSEN (SHEPD) | Tummel Bridge | 0 | 0 | 0 | 0 | 0 | 0 | 0 | 0 | 0 | 0 | 0 | 0 | 0 | 0 | 0 | 0 | 0 | 0 | 0 | 0 | 0 | 0 | 0 | 0 | 0 | 0 | 0 | 0 | 0
Hydrogen Evolution | Gen_BB017 | MW | SSEN (SHEPD) | Willowdale | 0 | 0 | 0 | 0 | 0 | 0 | 0 | 0 | 0 | 0 | 0 | 0 | 0 | 0 | 0 | 0 | 0 | 0 | 0 | 0 | 0 | 0 | 0 | 0 | 0 | 0 | 0 | 0 | 0
Hydrogen Evolution | Gen_BB017 | MW | SSEN South | Botley Wood | 0 | 0 | 0 | 0 | 0 | 0 | 0 | 0 | 0 | 0 | 0 | 0 | 0 | 0 | 0 | 0 | 0 | 0 | 0 | 0 | 0 | 0 | 0 | 0 | 0 | 0 | 0 | 0 | 0
Hydrogen Evolution | Gen_BB017 | MW | SSEN South | Bramley | 0 | 0 | 0 | 0 | 0 | 0 | 0 | 0 | 0 | 0 | 0 | 0 | 0 | 0 | 0 | 0 | 0 | 0 | 0 | 0 | 0 | 0 | 0 | 0 | 0 | 0 | 0 | 0 | 0
Hydrogen Evolution | Gen_BB017 | MW | SSEN South | Chickerell | 0 | 0 | 0 | 0 | 0 | 0 | 0 | 0 | 0 | 0 | 0 | 0 | 0 | 0 | 0 | 0 | 0 | 0 | 0 | 0 | 0 | 0 | 0 | 0 | 0 | 0 | 0 | 0 | 0
Hydrogen Evolution | Gen_BB017 | MW | SSEN South | Cowley | 0 | 0 | 0 | 0 | 0 | 0 | 0 | 0 | 0 | 0 | 0 | 0 | 0 | 0 | 0 | 0 | 0 | 0 | 0 | 0 | 0 | 0 | 0 | 0 | 0 | 0 | 0 | 0 | 0
Hydrogen Evolution | Gen_BB017 | MW | SSEN South | Fawley | 0 | 0 | 0 | 0 | 0 | 0 | 0 | 0 | 0 | 0 | 0 | 0 | 0 | 0 | 0 | 0 | 0 | 0 | 0 | 0 | 0 | 0 | 0 | 0 | 0 | 0 | 0 | 0 | 0
Hydrogen Evolution | Gen_BB017 | MW | SSEN South | Iver 132kV | 0 | 0 | 0 | 0 | 0 | 0 | 0 | 0 | 0 | 0 | 0 | 0 | 0 | 0 | 0 | 0 | 0 | 0 | 0 | 0 | 0 | 0 | 0 | 0 | 0 | 0 | 0 | 0 | 0
Hydrogen Evolution | Gen_BB017 | MW | SSEN South | Lovedean | 0 | 0 | 0 | 0 | 0 | 0 | 0 | 0 | 0 | 0 | 0 | 0 | 0 | 0 | 0 | 0 | 0 | 0 | 0 | 0 | 0 | 0 | 0 | 0 | 0 | 0 | 0 | 0 | 0
Hydrogen Evolution | Gen_BB017 | MW | SSEN South | Mannington | 0 | 0 | 0 | 0 | 0 | 0 | 0 | 0 | 0 | 0 | 0 | 0 | 0 | 0 | 0 | 0 | 0 | 0 | 0 | 0 | 0 | 0 | 0 | 0 | 0 | 0 | 0 | 0 | 0
Hydrogen Evolution | Gen_BB017 | MW | SSEN South | Melksham | 0 | 5.358 | 5.358 | 17.558 | 17.558 | 27.558 | 27.558 | 42.558 | 42.558 | 47.558 | 57.558 | 67.558 | 67.558 | 67.558 | 67.558 | 67.558 | 67.558 | 67.558 | 67.558 | 67.558 | 67.558 | 67.558 | 67.558 | 67.558 | 67.558 | 67.558 | 67.558 | 67.558 | 67.558
Hydrogen Evolution | Gen_BB017 | MW | SSEN South | Minety | 0 | 0 | 0 | 0 | 0 | 0 | 0 | 0 | 0 | 0 | 0 | 0 | 0 | 0 | 0 | 0 | 0 | 0 | 0 | 0 | 0 | 0 | 0 | 0 | 0 | 0 | 0 | 0 | 0
Hydrogen Evolution | Gen_BB017 | MW | SSEN South | Nursling | 0 | 0 | 0 | 0 | 0 | 0 | 0 | 0 | 0 | 0 | 0 | 0 | 0 | 0 | 0 | 0 | 0 | 0 | 0 | 0 | 0 | 0 | 0 | 0 | 0 | 0 | 0 | 0 | 0
Hydrogen Evolution | Gen_BB017 | MW | UKPN Eastern | Amersham Main | 0 | 0 | 0 | 0 | 0 | 0 | 0 | 0 | 0 | 0 | 0 | 0 | 0 | 0 | 0 | 0 | 0 | 0 | 0 | 0 | 0 | 0 | 0 | 0 | 0 | 0 | 0 | 0 | 0
Hydrogen Evolution | Gen_BB017 | MW | UKPN Eastern | Braintree | 0 | 0 | 0 | 0 | 0 | 0 | 0 | 0 | 0 | 0 | 0 | 0 | 0 | 0 | 0 | 0 | 0 | 0 | 0 | 0 | 0 | 0 | 0 | 0 | 0 | 0 | 0 | 0 | 0
Hydrogen Evolution | Gen_BB017 | MW | UKPN Eastern | Bramford | 0 | 0 | 0 | 0 | 0 | 0 | 0 | 0 | 0 | 0 | 0 | 0 | 0 | 0 | 0 | 0 | 0 | 0 | 0 | 0 | 0 | 0 | 0 | 0 | 0 | 0 | 0 | 0 | 0
Hydrogen Evolution | Gen_BB017 | MW | UKPN Eastern | Brimsdown | 0 | 0 | 0 | 0 | 0 | 0 | 0 | 0 | 0 | 0 | 0 | 0 | 0 | 0 | 0 | 0 | 0 | 0 | 0 | 0 | 0 | 0 | 0 | 0 | 0 | 0 | 0 | 0 | 0
Hydrogen Evolution | Gen_BB017 | MW | UKPN Eastern | Burwell Main | 0 | 0 | 0 | 0 | 0 | 0 | 0 | 0 | 0 | 0 | 0 | 0 | 0 | 0 | 0 | 0 | 0 | 0 | 0 | 0 | 0 | 0 | 0 | 0 | 0 | 0 | 0 | 0 | 0
Hydrogen Evolution | Gen_BB017 | MW | UKPN Eastern | Eaton Socon | 0 | 0 | 0 | 0 | 0 | 0 | 0 | 0 | 0 | 0 | 0 | 0 | 0 | 0 | 0 | 0 | 0 | 0 | 0 | 0 | 0 | 0 | 0 | 0 | 0 | 0 | 0 | 0 | 0
Hydrogen Evolution | Gen_BB017 | MW | UKPN Eastern | Elstree | 0 | 0 | 0 | 0 | 0 | 0 | 0 | 0 | 0 | 0 | 0 | 0 | 0 | 0 | 0 | 0 | 0 | 0 | 0 | 0 | 0 | 0 | 0 | 0 | 0 | 0 | 0 | 0 | 0
Hydrogen Evolution | Gen_BB017 | MW | UKPN Eastern | Loudwater | 0 | 0 | 0 | 0 | 0 | 0 | 0 | 0 | 0 | 0 | 0 | 0 | 0 | 0 | 0 | 0 | 0 | 0 | 0 | 0 | 0 | 0 | 0 | 0 | 0 | 0 | 0 | 0 | 0
Hydrogen Evolution | Gen_BB017 | MW | UKPN Eastern | Mill Hill | 0 | 0 | 0 | 0 | 0 | 0 | 0 | 0 | 0 | 0 | 0 | 0 | 0 | 0 | 0 | 0 | 0 | 0 | 0 | 0 | 0 | 0 | 0 | 0 | 0 | 0 | 0 | 0 | 0
Hydrogen Evolution | Gen_BB017 | MW | UKPN Eastern | Norwich Main | 0 | 0 | 0 | 0 | 0 | 0 | 0 | 0 | 0 | 0 | 0 | 0 | 0 | 0 | 0 | 0 | 0 | 0 | 0 | 0 | 0 | 0 | 0 | 0 | 0 | 0 | 0 | 0 | 0
Hydrogen Evolution | Gen_BB017 | MW | UKPN Eastern | Pelham | 0 | 0 | 0 | 0 | 0 | 0 | 0 | 0 | 0 | 0 | 0 | 0 | 0 | 0 | 0 | 0 | 0 | 0 | 0 | 0 | 0 | 0 | 0 | 0 | 0 | 0 | 0 | 0 | 0
Hydrogen Evolution | Gen_BB017 | MW | UKPN Eastern | Rayleigh | 0 | 0 | 0 | 0 | 0 | 0 | 0 | 0 | 0 | 0 | 0 | 0 | 0 | 0 | 0 | 0 | 0 | 0 | 0 | 0 | 0 | 0 | 0 | 0 | 0 | 0 | 0 | 0 | 0
Hydrogen Evolution | Gen_BB017 | MW | UKPN Eastern | Rye House | 0 | 0 | 0 | 0 | 0 | 0 | 0 | 0 | 0 | 0 | 0 | 0 | 0 | 0 | 0 | 0 | 0 | 0 | 0 | 0 | 0 | 0 | 0 | 0 | 0 | 0 | 0 | 0 | 0
Hydrogen Evolution | Gen_BB017 | MW | UKPN Eastern | Sundon | 0 | 0 | 0 | 0 | 0 | 0 | 0 | 0 | 0 | 0 | 0 | 0 | 0 | 0 | 0 | 0 | 0 | 0 | 0 | 0 | 0 | 0 | 0 | 0 | 0 | 0 | 0 | 0 | 0
Hydrogen Evolution | Gen_BB017 | MW | UKPN Eastern | Tilbury | 0 | 0 | 0 | 0 | 0 | 0 | 0 | 0 | 0 | 0 | 0 | 0 | 0 | 0 | 0 | 0 | 0 | 0 | 0 | 0 | 0 | 0 | 0 | 0 | 0 | 0 | 0 | 0 | 0
Hydrogen Evolution | Gen_BB017 | MW | UKPN Eastern | Tottenham | 0 | 0 | 0 | 0 | 0 | 0 | 0 | 0 | 0 | 0 | 0 | 0 | 0 | 0 | 0 | 0 | 0 | 0 | 0 | 0 | 0 | 0 | 0 | 0 | 0 | 0 | 0 | 0 | 0
Hydrogen Evolution | Gen_BB017 | MW | UKPN Eastern | Walpole (_A) | 0 | 0 | 0 | 0 | 0 | 0 | 0 | 0 | 0 | 0 | 0 | 0 | 0 | 0 | 0 | 0 | 0 | 0 | 0 | 0 | 0 | 0 | 0 | 0 | 0 | 0 | 0 | 0 | 0
Hydrogen Evolution | Gen_BB017 | MW | UKPN Eastern | Warley | 0 | 0 | 0 | 0 | 0 | 0 | 0 | 0 | 0 | 0 | 0 | 0 | 0 | 0 | 0 | 0 | 0 | 0 | 0 | 0 | 0 | 0 | 0 | 0 | 0 | 0 | 0 | 0 | 0
Hydrogen Evolution | Gen_BB017 | MW | UKPN Eastern | Watford South | 0 | 0 | 0 | 0 | 0 | 0 | 0 | 0 | 0 | 0 | 0 | 0 | 0 | 0 | 0 | 0 | 0 | 0 | 0 | 0 | 0 | 0 | 0 | 0 | 0 | 0 | 0 | 0 | 0
Hydrogen Evolution | Gen_BB017 | MW | UKPN Eastern | West Thurrock | 0 | 0 | 0 | 0 | 0 | 0 | 0 | 0 | 0 | 0 | 0 | 0 | 0 | 0 | 0 | 0 | 0 | 0 | 0 | 0 | 0 | 0 | 0 | 0 | 0 | 0 | 0 | 0 | 0
Hydrogen Evolution | Gen_BB017 | MW | UKPN Eastern | Wymondley | 0 | 0 | 0 | 0 | 0 | 0 | 0 | 0 | 0 | 0 | 0 | 0 | 0 | 0 | 0 | 0 | 0 | 0 | 0 | 0 | 0 | 0 | 0 | 0 | 0 | 0 | 0 | 0 | 0
Hydrogen Evolution | Gen_BB017 | MW | UKPN London | Barking | 0 | 0 | 0 | 0 | 0 | 0 | 0 | 0 | 0 | 0 | 0 | 0 | 0 | 0 | 0 | 0 | 0 | 0 | 0 | 0 | 0 | 0 | 0 | 0 | 0 | 0 | 0 | 0 | 0
Hydrogen Evolution | Gen_BB017 | MW | UKPN London | Barking West | 0 | 0 | 0 | 0 | 0 | 0 | 0 | 0 | 0 | 0 | 0 | 0 | 0 | 0 | 0 | 0 | 0 | 0 | 0 | 0 | 0 | 0 | 0 | 0 | 0 | 0 | 0 | 0 | 0
Hydrogen Evolution | Gen_BB017 | MW | UKPN London | City Road | 0 | 0 | 0 | 0 | 0 | 0 | 0 | 0 | 0 | 0 | 0 | 0 | 0 | 0 | 0 | 0 | 0 | 0 | 0 | 0 | 0 | 0 | 0 | 0 | 0 | 0 | 0 | 0 | 0
Hydrogen Evolution | Gen_BB017 | MW | UKPN London | Hackney 132kV | 0 | 0 | 0 | 0 | 0 | 0 | 0 | 0 | 0 | 0 | 0 | 0 | 0 | 0 | 0 | 0 | 0 | 0 | 0 | 0 | 0 | 0 | 0 | 0 | 0 | 0 | 0 | 0 | 0
Hydrogen Evolution | Gen_BB017 | MW | UKPN London | Hackney 66kV | 0 | 0 | 0 | 0 | 0 | 0 | 0 | 0 | 0 | 0 | 0 | 0 | 0 | 0 | 0 | 0 | 0 | 0 | 0 | 0 | 0 | 0 | 0 | 0 | 0 | 0 | 0 | 0 | 0
Hydrogen Evolution | Gen_BB017 | MW | UKPN London | Hurst | 0 | 0 | 0 | 0 | 0 | 0 | 0 | 0 | 0 | 0 | 0 | 0 | 0 | 0 | 0 | 0 | 0 | 0 | 0 | 0 | 0 | 0 | 0 | 0 | 0 | 0 | 0 | 0 | 0
Hydrogen Evolution | Gen_BB017 | MW | UKPN London | Littlebrook (_C) | 0 | 0 | 0 | 0 | 0 | 0 | 0 | 0 | 0 | 0 | 0 | 0 | 0 | 0 | 0 | 0 | 0 | 0 | 0 | 0 | 0 | 0 | 0 | 0 | 0 | 0 | 0 | 0 | 0
Hydrogen Evolution | Gen_BB017 | MW | UKPN London | Lodge Road | 0 | 0 | 0 | 0 | 0 | 0 | 0 | 0 | 0 | 0 | 0 | 0 | 0 | 0 | 0 | 0 | 0 | 0 | 0 | 0 | 0 | 0 | 0 | 0 | 0 | 0 | 0 | 0 | 0
Hydrogen Evolution | Gen_BB017 | MW | UKPN London | New Cross | 0 | 0 | 0 | 0 | 0 | 0 | 0 | 0 | 0 | 0 | 0 | 0 | 0 | 0 | 0 | 0 | 0 | 0 | 0 | 0 | 0 | 0 | 0 | 0 | 0 | 0 | 0 | 0 | 0
Hydrogen Evolution | Gen_BB017 | MW | UKPN London | Redbridge | 0 | 0 | 0 | 0 | 0 | 0 | 0 | 0 | 0 | 0 | 0 | 0 | 0 | 0 | 0 | 0 | 0 | 0 | 0 | 0 | 0 | 0 | 0 | 0 | 0 | 0 | 0 | 0 | 0
Hydrogen Evolution | Gen_BB017 | MW | UKPN London | St John's Wood | 0 | 0 | 0 | 0 | 0 | 0 | 0 | 0 | 0 | 0 | 0 | 0 | 0 | 0 | 0 | 0 | 0 | 0 | 0 | 0 | 0 | 0 | 0 | 0 | 0 | 0 | 0 | 0 | 0
Hydrogen Evolution | Gen_BB017 | MW | UKPN London | West Ham | 0 | 0 | 0 | 0 | 0 | 0 | 0 | 0 | 0 | 0 | 0 | 0 | 0 | 0 | 0 | 0 | 0 | 0 | 0 | 0 | 0 | 0 | 0 | 0 | 0 | 0 | 0 | 0 | 0
Hydrogen Evolution | Gen_BB017 | MW | UKPN London | Willesden 132kV | 0 | 0 | 0 | 0 | 0 | 0 | 0 | 0 | 0 | 0 | 0 | 0 | 0 | 0 | 0 | 0 | 0 | 0 | 0 | 0 | 0 | 0 | 0 | 0 | 0 | 0 | 0 | 0 | 0
Hydrogen Evolution | Gen_BB017 | MW | UKPN London | Willesden 66kV | 0 | 0 | 0 | 0 | 0 | 0 | 0 | 0 | 0 | 0 | 0 | 0 | 0 | 0 | 0 | 0 | 0 | 0 | 0 | 0 | 0 | 0 | 0 | 0 | 0 | 0 | 0 | 0 | 0
Hydrogen Evolution | Gen_BB017 | MW | UKPN London | Wimbledon South | 0 | 0 | 0 | 0 | 0 | 0 | 0 | 0 | 0 | 0 | 0 | 0 | 0 | 0 | 0 | 0 | 0 | 0 | 0 | 0 | 0 | 0 | 0 | 0 | 0 | 0 | 0 | 0 | 0
Hydrogen Evolution | Gen_BB017 | MW | UKPN South East | Beddington (_J) | 0 | 0 | 0 | 0 | 0 | 0 | 0 | 0 | 0 | 0 | 0 | 0 | 0 | 0 | 0 | 0 | 0 | 0 | 0 | 0 | 0 | 0 | 0 | 0 | 0 | 0 | 0 | 0 | 0
Hydrogen Evolution | Gen_BB017 | MW | UKPN South East | Bolney | 0 | 0 | 0 | 0 | 0 | 0 | 0 | 0 | 0 | 0 | 0 | 0 | 0 | 0 | 0 | 0 | 0 | 0 | 0 | 0 | 0 | 0 | 0 | 0 | 0 | 0 | 0 | 0 | 0
Hydrogen Evolution | Gen_BB017 | MW | UKPN South East | Canterbury | 0 | 0 | 0 | 0 | 0 | 0 | 0 | 0 | 0 | 0 | 0 | 0 | 0 | 0 | 0 | 0 | 0 | 0 | 0 | 0 | 0 | 0 | 0 | 0 | 0 | 0 | 0 | 0 | 0
Hydrogen Evolution | Gen_BB017 | MW | UKPN South East | Chessington | 0 | 0 | 0 | 0 | 0 | 0 | 0 | 0 | 0 | 0 | 0 | 0 | 0 | 0 | 0 | 0 | 0 | 0 | 0 | 0 | 0 | 0 | 0 | 0 | 0 | 0 | 0 | 0 | 0
Hydrogen Evolution | Gen_BB017 | MW | UKPN South East | Kemsley | 0 | 0 | 0 | 0 | 0 | 0 | 0 | 0 | 0 | 0 | 0 | 0 | 0 | 0 | 0 | 0 | 0 | 0 | 0 | 0 | 0 | 0 | 0 | 0 | 0 | 0 | 0 | 0 | 0
Hydrogen Evolution | Gen_BB017 | MW | UKPN South East | Kingsnorth | 0 | 0 | 0 | 0 | 0 | 0 | 0 | 0 | 0 | 0 | 0 | 0 | 0 | 0 | 0 | 0 | 0 | 0 | 0 | 0 | 0 | 0 | 0 | 0 | 0 | 0 | 0 | 0 | 0
Hydrogen Evolution | Gen_BB017 | MW | UKPN South East | Littlebrook (_J) | 0 | 0 | 0 | 0 | 0 | 0 | 0 | 0 | 0 | 0 | 0 | 0 | 0 | 0 | 0 | 0 | 0 | 0 | 0 | 0 | 0 | 0 | 0 | 0 | 0 | 0 | 0 | 0 | 0
Hydrogen Evolution | Gen_BB017 | MW | UKPN South East | Ninfield | 0 | 0 | 0 | 0 | 0 | 0 | 0 | 0 | 0 | 0 | 0 | 0 | 0 | 0 | 0 | 0 | 0 | 0 | 0 | 0 | 0 | 0 | 0 | 0 | 0 | 0 | 0 | 0 | 0
Hydrogen Evolution | Gen_BB017 | MW | UKPN South East | Northfleet East | 0 | 0 | 0 | 0 | 0 | 0 | 0 | 0 | 0 | 0 | 0 | 0 | 0 | 0 | 0 | 0 | 0 | 0 | 0 | 0 | 0 | 0 | 0 | 0 | 0 | 0 | 0 | 0 | 0
Hydrogen Evolution | Gen_BB017 | MW | UKPN South East | Sellindge | 0 | 0 | 0 | 0 | 0 | 0 | 0 | 0 | 0 | 0 | 0 | 0 | 0 | 0 | 0 | 0 | 0 | 0 | 0 | 0 | 0 | 0 | 0 | 0 | 0 | 0 | 0 | 0 | 0
Hydrogen Evolution | Gen_BB017 | MW | UKPN South East | West Weybridge | 0 | 0 | 0 | 0 | 0 | 0 | 0 | 0 | 0 | 0 | 0 | 0 | 0 | 0 | 0 | 0 | 0 | 0 | 0 | 0 | 0 | 0 | 0 | 0 | 0 | 0 | 0 | 0 | 0
Hydrogen Evolution | Gen_BB018 | MW | Electricity North West | Bredbury | 0 | 0.173 | 0.173 | 0.173 | 0.173 | 0.173 | 0.173 | 0.173 | 0.173 | 0.173 | 0.173 | 0.173 | 0.173 | 0.173 | 0.173 | 0.173 | 0.173 | 0.173 | 0.173 | 0.173 | 0.173 | 0.173 | 0.173 | 0.173 | 0.173 | 0.173 | 0.173 | 0.173 | 0.173
Hydrogen Evolution | Gen_BB018 | MW | Electricity North West | Harker | 0 | 12.578 | 12.694 | 12.812 | 12.931 | 13.048 | 13.166 | 13.283 | 13.401 | 13.527 | 13.645 | 13.763 | 13.881 | 14.007 | 14.125 | 14.242 | 14.368 | 14.487 | 14.614 | 14.738 | 14.865 | 14.984 | 15.108 | 15.237 | 15.361 | 15.487 | 15.621 | 15.748 | 15.875
Hydrogen Evolution | Gen_BB018 | MW | Electricity North West | Heysham (NGET) | 0 | 0.395 | 0.395 | 0.395 | 0.395 | 0.395 | 0.395 | 0.395 | 0.395 | 0.395 | 0.395 | 0.395 | 0.395 | 0.395 | 0.395 | 0.395 | 0.395 | 0.395 | 0.395 | 0.395 | 0.395 | 0.395 | 0.395 | 0.395 | 0.395 | 0.395 | 0.395 | 0.395 | 0.395
Hydrogen Evolution | Gen_BB018 | MW | Electricity North West | Hutton | 0 | 5.611 | 5.611 | 5.611 | 5.611 | 5.611 | 5.611 | 5.611 | 5.611 | 5.611 | 5.611 | 5.611 | 5.611 | 5.611 | 5.611 | 5.611 | 5.611 | 5.611 | 5.611 | 5.611 | 5.611 | 5.611 | 5.611 | 5.611 | 5.611 | 5.611 | 5.611 | 5.611 | 5.611
Hydrogen Evolution | Gen_BB018 | MW | Electricity North West | Kearsley 132kV | 0 | 0.203 | 0.203 | 0.203 | 0.203 | 0.203 | 0.203 | 0.203 | 0.203 | 0.203 | 0.203 | 0.203 | 0.203 | 0.203 | 0.203 | 0.203 | 0.203 | 0.203 | 0.203 | 0.203 | 0.203 | 0.203 | 0.203 | 0.203 | 0.203 | 0.203 | 0.203 | 0.203 | 0.203
Hydrogen Evolution | Gen_BB018 | MW | Electricity North West | Kearsley 33kV | 0 | 0 | 0 | 0 | 0 | 0 | 0 | 0 | 0 | 0 | 0 | 0 | 0 | 0 | 0 | 0 | 0 | 0 | 0 | 0 | 0 | 0 | 0 | 0 | 0 | 0 | 0 | 0 | 0
Hydrogen Evolution | Gen_BB018 | MW | Electricity North West | Kirkby (_G) | 0 | 0 | 0 | 0 | 0 | 0 | 0 | 0 | 0 | 0 | 0 | 0 | 0 | 0 | 0 | 0 | 0 | 0 | 0 | 0 | 0 | 0 | 0 | 0 | 0 | 0 | 0 | 0 | 0
Hydrogen Evolution | Gen_BB018 | MW | Electricity North West | Macclesfield | 0 | 0.013 | 0.013 | 0.013 | 0.013 | 0.013 | 0.013 | 0.013 | 0.013 | 0.013 | 0.013 | 0.013 | 0.013 | 0.013 | 0.013 | 0.013 | 0.013 | 0.013 | 0.013 | 0.013 | 0.013 | 0.013 | 0.013 | 0.013 | 0.013 | 0.013 | 0.013 | 0.013 | 0.013
Hydrogen Evolution | Gen_BB018 | MW | Electricity North West | Ormonde | 0 | 0 | 0 | 0 | 0 | 0 | 0 | 0 | 0 | 0 | 0 | 0 | 0 | 0 | 0 | 0 | 0 | 0 | 0 | 0 | 0 | 0 | 0 | 0 | 0 | 0 | 0 | 0 | 0
Hydrogen Evolution | Gen_BB018 | MW | Electricity North West | Padiham | 0 | 0.258 | 0.258 | 0.258 | 0.258 | 0.258 | 0.258 | 0.258 | 0.258 | 0.258 | 0.258 | 0.258 | 0.258 | 0.258 | 0.258 | 0.258 | 0.258 | 0.258 | 0.258 | 0.258 | 0.258 | 0.258 | 0.258 | 0.258 | 0.258 | 0.258 | 0.258 | 0.258 | 0.258
Hydrogen Evolution | Gen_BB018 | MW | Electricity North West | Penwortham East | 0 | 0.232 | 0.232 | 0.232 | 0.232 | 0.232 | 0.232 | 0.232 | 0.232 | 0.232 | 0.232 | 0.232 | 0.232 | 0.232 | 0.232 | 0.232 | 0.232 | 0.232 | 0.232 | 0.232 | 0.232 | 0.232 | 0.232 | 0.232 | 0.232 | 0.232 | 0.232 | 0.232 | 0.232
Hydrogen Evolution | Gen_BB018 | MW | Electricity North West | Penwortham West | 0 | 0.465 | 0.465 | 0.465 | 0.465 | 0.465 | 0.465 | 0.465 | 0.465 | 0.465 | 0.465 | 0.465 | 0.465 | 0.465 | 0.465 | 0.465 | 0.465 | 0.465 | 0.465 | 0.465 | 0.465 | 0.465 | 0.465 | 0.465 | 0.465 | 0.465 | 0.465 | 0.465 | 0.465
Hydrogen Evolution | Gen_BB018 | MW | Electricity North West | Robin Rigg | 0 | 0 | 0 | 0 | 0 | 0 | 0 | 0 | 0 | 0 | 0 | 0 | 0 | 0 | 0 | 0 | 0 | 0 | 0 | 0 | 0 | 0 | 0 | 0 | 0 | 0 | 0 | 0 | 0
Hydrogen Evolution | Gen_BB018 | MW | Electricity North West | Rochdale | 0 | 0.101 | 0.101 | 0.101 | 0.101 | 0.101 | 0.101 | 0.101 | 0.101 | 0.101 | 0.101 | 0.101 | 0.101 | 0.101 | 0.101 | 0.101 | 0.101 | 0.101 | 0.101 | 0.101 | 0.101 | 0.101 | 0.101 | 0.101 | 0.101 | 0.101 | 0.101 | 0.101 | 0.101
Hydrogen Evolution | Gen_BB018 | MW | Electricity North West | South Manchester | 0 | 0.065 | 0.065 | 0.065 | 0.065 | 0.065 | 0.065 | 0.065 | 0.065 | 0.065 | 0.065 | 0.065 | 0.065 | 0.065 | 0.065 | 0.065 | 0.065 | 0.065 | 0.065 | 0.065 | 0.065 | 0.065 | 0.065 | 0.065 | 0.065 | 0.065 | 0.065 | 0.065 | 0.065
Hydrogen Evolution | Gen_BB018 | MW | Electricity North West | Stalybridge | 0 | 0.141 | 0.141 | 0.141 | 0.141 | 0.141 | 0.141 | 0.141 | 0.141 | 0.141 | 0.141 | 0.141 | 0.141 | 0.141 | 0.141 | 0.141 | 0.141 | 0.141 | 0.141 | 0.141 | 0.141 | 0.141 | 0.141 | 0.141 | 0.141 | 0.141 | 0.141 | 0.141 | 0.141
Hydrogen Evolution | Gen_BB018 | MW | Electricity North West | Stanah | 0 | 0 | 0 | 0 | 0 | 0 | 0 | 0 | 0 | 0 | 0 | 0 | 0 | 0 | 0 | 0 | 0 | 0 | 0 | 0 | 0 | 0 | 0 | 0 | 0 | 0 | 0 | 0 | 0
Hydrogen Evolution | Gen_BB018 | MW | Electricity North West | Walney 2 | 0 | 0 | 0 | 0 | 0 | 0 | 0 | 0 | 0 | 0 | 0 | 0 | 0 | 0 | 0 | 0 | 0 | 0 | 0 | 0 | 0 | 0 | 0 | 0 | 0 | 0 | 0 | 0 | 0
Hydrogen Evolution | Gen_BB018 | MW | Electricity North West | Washway Farm | 0 | 0 | 0 | 0 | 0 | 0 | 0 | 0 | 0 | 0 | 0 | 0 | 0 | 0 | 0 | 0 | 0 | 0 | 0 | 0 | 0 | 0 | 0 | 0 | 0 | 0 | 0 | 0 | 0
Hydrogen Evolution | Gen_BB018 | MW | Electricity North West | Whitegate | 0 | 0 | 0 | 0 | 0 | 0 | 0 | 0 | 0 | 0 | 0 | 0 | 0 | 0 | 0 | 0 | 0 | 0 | 0 | 0 | 0 | 0 | 0 | 0 | 0 | 0 | 0 | 0 | 0
Hydrogen Evolution | Gen_BB018 | MW | IDNO - Refer to Comment Field | Tynemouth 2 | 0 | 0 | 0 | 0 | 0 | 0 | 0 | 0 | 0 | 0 | 0 | 0 | 0 | 0 | 0 | 0 | 0 | 0 | 0 | 0 | 0 | 0 | 0 | 0 | 0 | 0 | 0 | 0 | 0 | Note: TYNE2 is operated by an IDNO allocated to GSP Group/licence area F
Hydrogen Evolution | Gen_BB018 | MW | NGED East Midlands | Berkswell | 0 | 0.017 | 0.017 | 0.017 | 0.017 | 0.017 | 0.017 | 0.017 | 0.017 | 0.017 | 0.017 | 0.017 | 0.017 | 0.017 | 0.017 | 0.017 | 0.017 | 0.017 | 0.017 | 0.017 | 0.017 | 0.017 | 0.017 | 0.017 | 0.017 | 0.017 | 0.017 | 0.017 | 0.017
Hydrogen Evolution | Gen_BB018 | MW | NGED East Midlands | Bicker Fen | 0 | 0 | 0 | 0 | 0 | 0 | 0 | 0 | 0 | 0 | 0 | 0 | 0 | 0 | 0 | 0 | 0 | 0 | 0 | 0 | 0 | 0 | 0 | 0 | 0 | 0 | 0 | 0 | 0
Hydrogen Evolution | Gen_BB018 | MW | NGED East Midlands | Chesterfield | 0 | 0.006 | 0.006 | 0.006 | 0.006 | 0.006 | 0.006 | 0.006 | 0.006 | 0.006 | 0.006 | 0.006 | 0.006 | 0.006 | 0.006 | 0.006 | 0.006 | 0.006 | 0.006 | 0.006 | 0.006 | 0.006 | 0.006 | 0.006 | 0.006 | 0.006 | 0.006 | 0.006 | 0.006
Hydrogen Evolution | Gen_BB018 | MW | NGED East Midlands | Coventry | 0 | 0 | 0 | 0 | 0 | 0 | 0 | 0 | 0 | 0 | 0 | 0 | 0 | 0 | 0 | 0 | 0 | 0 | 0 | 0 | 0 | 0 | 0 | 0 | 0 | 0 | 0 | 0 | 0
Hydrogen Evolution | Gen_BB018 | MW | NGED East Midlands | Drakelow | 0 | 0.08 | 0.08 | 0.08 | 0.08 | 0.08 | 0.08 | 0.08 | 0.08 | 0.08 | 0.08 | 0.08 | 0.08 | 0.08 | 0.08 | 0.08 | 0.08 | 0.08 | 0.08 | 0.08 | 0.08 | 0.08 | 0.08 | 0.08 | 0.08 | 0.08 | 0.08 | 0.08 | 0.08
Hydrogen Evolution | Gen_BB018 | MW | NGED East Midlands | East Claydon (_B) | 0 | 0 | 0 | 0 | 0 | 0 | 0 | 0 | 0 | 0 | 0 | 0 | 0 | 0 | 0 | 0 | 0 | 0 | 0 | 0 | 0 | 0 | 0 | 0 | 0 | 0 | 0 | 0 | 0
Hydrogen Evolution | Gen_BB018 | MW | NGED East Midlands | Enderby | 0 | 0 | 0 | 0 | 0 | 0 | 0 | 0 | 0 | 0 | 0 | 0 | 0 | 0 | 0 | 0 | 0 | 0 | 0 | 0 | 0 | 0 | 0 | 0 | 0 | 0 | 0 | 0 | 0
Hydrogen Evolution | Gen_BB018 | MW | NGED East Midlands | Grendon | 0 | 0.064 | 0.064 | 0.064 | 0.064 | 0.064 | 0.064 | 0.064 | 0.064 | 0.064 | 0.064 | 0.064 | 0.064 | 0.064 | 0.064 | 0.064 | 0.064 | 0.064 | 0.064 | 0.064 | 0.064 | 0.064 | 0.064 | 0.064 | 0.064 | 0.064 | 0.064 | 0.064 | 0.064
Hydrogen Evolution | Gen_BB018 | MW | NGED East Midlands | Ratcliffe | 0 | 0 | 0 | 0 | 0 | 0 | 0 | 0 | 0 | 0 | 0 | 0 | 0 | 0 | 0 | 0 | 0 | 0 | 0 | 0 | 0 | 0 | 0 | 0 | 0 | 0 | 0 | 0 | 0
Hydrogen Evolution | Gen_BB018 | MW | NGED East Midlands | Staythorpe | 0 | 0 | 0 | 0 | 0 | 0 | 0 | 0 | 0 | 0 | 0 | 0 | 0 | 0 | 0 | 0 | 0 | 0 | 0 | 0 | 0 | 0 | 0 | 0 | 0 | 0 | 0 | 0 | 0
Hydrogen Evolution | Gen_BB018 | MW | NGED East Midlands | Stoke Bardolph | 0 | 0.581 | 0.581 | 0.581 | 0.581 | 0.581 | 0.581 | 0.581 | 0.581 | 0.581 | 0.581 | 0.581 | 0.581 | 0.581 | 0.581 | 0.581 | 0.581 | 0.581 | 0.581 | 0.581 | 0.581 | 0.581 | 0.581 | 0.581 | 0.581 | 0.581 | 0.581 | 0.581 | 0.581
Hydrogen Evolution | Gen_BB018 | MW | NGED East Midlands | Walpole (_B) | 0 | 0 | 0 | 0 | 0 | 0 | 0 | 0 | 0 | 0 | 0 | 0 | 0 | 0 | 0 | 0 | 0 | 0 | 0 | 0 | 0 | 0 | 0 | 0 | 0 | 0 | 0 | 0 | 0
Hydrogen Evolution | Gen_BB018 | MW | NGED East Midlands | West Burton | 0 | 0 | 0 | 0 | 0 | 0 | 0 | 0 | 0 | 0 | 0 | 0 | 0 | 0 | 0 | 0 | 0 | 0 | 0 | 0 | 0 | 0 | 0 | 0 | 0 | 0 | 0 | 0 | 0
Hydrogen Evolution | Gen_BB018 | MW | NGED East Midlands | Willington | 0 | 0.856 | 0.856 | 0.856 | 0.856 | 0.856 | 0.856 | 0.856 | 0.856 | 0.856 | 0.856 | 0.856 | 0.856 | 0.856 | 0.856 | 0.856 | 0.856 | 0.856 | 0.856 | 0.856 | 0.856 | 0.856 | 0.856 | 0.856 | 0.856 | 0.856 | 0.856 | 0.856 | 0.856
Hydrogen Evolution | Gen_BB018 | MW | NGED South Wales | Aberthaw | 0 | 0 | 0 | 0 | 0 | 0 | 0 | 0 | 0 | 0 | 0 | 0 | 0 | 0 | 0 | 0 | 0 | 0 | 0 | 0 | 0 | 0 | 0 | 0 | 0 | 0 | 0 | 0 | 0
Hydrogen Evolution | Gen_BB018 | MW | NGED South Wales | Alpha Steel (Uskmouth) | 0 | 0 | 0 | 0 | 0 | 0 | 0 | 0 | 0 | 0 | 0 | 0 | 0 | 0 | 0 | 0 | 0 | 0 | 0 | 0 | 0 | 0 | 0 | 0 | 0 | 0 | 0 | 0 | 0
Hydrogen Evolution | Gen_BB018 | MW | NGED South Wales | Cardiff East | 0 | 0 | 0 | 0 | 0 | 0 | 0 | 0 | 0 | 0 | 0 | 0 | 0 | 0 | 0 | 0 | 0 | 0 | 0 | 0 | 0 | 0 | 0 | 0 | 0 | 0 | 0 | 0 | 0
Hydrogen Evolution | Gen_BB018 | MW | NGED South Wales | Grange | 0 | 0.015 | 0.015 | 0.015 | 0.015 | 0.015 | 0.015 | 0.015 | 0.015 | 0.015 | 0.015 | 0.015 | 0.015 | 0.015 | 0.015 | 0.015 | 0.015 | 0.015 | 0.015 | 0.015 | 0.015 | 0.015 | 0.015 | 0.015 | 0.015 | 0.015 | 0.015 | 0.015 | 0.015
Hydrogen Evolution | Gen_BB018 | MW | NGED South Wales | Imperial Park | 0 | 0 | 0 | 0 | 0 | 0 | 0 | 0 | 0 | 0 | 0 | 0 | 0 | 0 | 0 | 0 | 0 | 0 | 0 | 0 | 0 | 0 | 0 | 0 | 0 | 0 | 0 | 0 | 0
Hydrogen Evolution | Gen_BB018 | MW | NGED South Wales | Pembroke | 0 | 0.548 | 0.548 | 0.548 | 0.548 | 0.548 | 0.548 | 0.548 | 0.548 | 0.548 | 0.548 | 0.548 | 0.548 | 0.548 | 0.548 | 0.548 | 0.548 | 0.548 | 0.548 | 0.548 | 0.548 | 0.548 | 0.548 | 0.548 | 0.548 | 0.548 | 0.548 | 0.548 | 0.548
Hydrogen Evolution | Gen_BB018 | MW | NGED South Wales | Pyle | 0 | 0.033 | 0.033 | 0.033 | 0.033 | 0.033 | 0.033 | 0.033 | 0.033 | 0.033 | 0.033 | 0.033 | 0.033 | 0.033 | 0.033 | 0.033 | 0.033 | 0.033 | 0.033 | 0.033 | 0.033 | 0.033 | 0.033 | 0.033 | 0.033 | 0.033 | 0.033 | 0.033 | 0.033
Hydrogen Evolution | Gen_BB018 | MW | NGED South Wales | Rassau | 0 | 8.339 | 8.407 | 8.467 | 8.534 | 8.601 | 8.669 | 8.736 | 8.803 | 8.87 | 8.938 | 8.997 | 9.064 | 9.132 | 9.199 | 9.274 | 9.341 | 9.409 | 9.477 | 9.543 | 9.611 | 9.687 | 9.753 | 9.822 | 9.897 | 9.964 | 10.039 | 10.107 | 10.183
Hydrogen Evolution | Gen_BB018 | MW | NGED South Wales | Swansea North | 0 | 60.357 | 60.446 | 60.539 | 60.632 | 60.724 | 60.817 | 60.917 | 61.01 | 61.102 | 61.195 | 61.288 | 61.381 | 61.473 | 61.574 | 61.666 | 61.759 | 61.86 | 61.954 | 62.053 | 62.146 | 62.248 | 62.348 | 62.442 | 62.541 | 62.642 | 62.742 | 62.844 | 62.946
Hydrogen Evolution | Gen_BB018 | MW | NGED South Wales | Upper Boat 132kV | 0 | 0.776 | 0.776 | 0.776 | 0.776 | 0.776 | 0.776 | 0.776 | 0.776 | 0.776 | 0.776 | 0.776 | 0.776 | 0.776 | 0.776 | 0.776 | 0.776 | 0.776 | 0.776 | 0.776 | 0.776 | 0.776 | 0.776 | 0.776 | 0.776 | 0.776 | 0.776 | 0.776 | 0.776
Hydrogen Evolution | Gen_BB018 | MW | NGED South Wales | Upper Boat 33kV | 0 | 0 | 0 | 0 | 0 | 0 | 0 | 0 | 0 | 0 | 0 | 0 | 0 | 0 | 0 | 0 | 0 | 0 | 0 | 0 | 0 | 0 | 0 | 0 | 0 | 0 | 0 | 0 | 0
Hydrogen Evolution | Gen_BB018 | MW | NGED South Wales | Uskmouth | 0 | 0.045 | 0.045 | 0.045 | 0.045 | 0.045 | 0.045 | 0.045 | 0.045 | 0.045 | 0.045 | 0.045 | 0.045 | 0.045 | 0.045 | 0.045 | 0.045 | 0.045 | 0.045 | 0.045 | 0.045 | 0.045 | 0.045 | 0.045 | 0.045 | 0.045 | 0.045 | 0.045 | 0.045
Hydrogen Evolution | Gen_BB018 | MW | NGED South West | Abham | 0 | 1.917 | 1.917 | 1.917 | 1.917 | 1.917 | 1.917 | 1.917 | 1.917 | 1.917 | 1.917 | 1.917 | 1.917 | 1.917 | 1.917 | 1.917 | 1.917 | 1.917 | 1.917 | 1.917 | 1.917 | 1.917 | 1.917 | 1.917 | 1.917 | 1.917 | 1.917 | 1.917 | 1.917
Hydrogen Evolution | Gen_BB018 | MW | NGED South West | Alverdiscott | 0 | 2.486 | 2.486 | 2.486 | 2.486 | 2.486 | 2.486 | 2.486 | 2.486 | 2.486 | 2.486 | 2.486 | 2.486 | 2.486 | 2.486 | 2.486 | 2.486 | 2.486 | 2.486 | 2.486 | 2.486 | 2.486 | 2.486 | 2.486 | 2.486 | 2.486 | 2.486 | 2.486 | 2.486
Hydrogen Evolution | Gen_BB018 | MW | NGED South West | Axminster | 0 | 0.048 | 0.048 | 0.048 | 0.048 | 0.048 | 0.048 | 0.048 | 0.048 | 0.048 | 0.048 | 0.048 | 0.048 | 0.048 | 0.048 | 0.048 | 0.048 | 0.048 | 0.048 | 0.048 | 0.048 | 0.048 | 0.048 | 0.048 | 0.048 | 0.048 | 0.048 | 0.048 | 0.048
Hydrogen Evolution | Gen_BB018 | MW | NGED South West | Bridgewater | 0 | 0.099 | 0.099 | 0.099 | 0.099 | 0.099 | 0.099 | 0.099 | 0.099 | 0.099 | 0.099 | 0.099 | 0.099 | 0.099 | 0.099 | 0.099 | 0.099 | 0.099 | 0.099 | 0.099 | 0.099 | 0.099 | 0.099 | 0.099 | 0.099 | 0.099 | 0.099 | 0.099 | 0.099
Hydrogen Evolution | Gen_BB018 | MW | NGED South West | Exeter | 0 | 0.38 | 0.38 | 0.38 | 0.38 | 0.38 | 0.38 | 0.38 | 0.38 | 0.38 | 0.38 | 0.38 | 0.38 | 0.38 | 0.38 | 0.38 | 0.38 | 0.38 | 0.38 | 0.38 | 0.38 | 0.38 | 0.38 | 0.38 | 0.38 | 0.38 | 0.38 | 0.38 | 0.38
Hydrogen Evolution | Gen_BB018 | MW | NGED South West | Indian Queens | 0 | 0.708 | 0.708 | 0.708 | 0.708 | 0.708 | 0.708 | 0.708 | 0.708 | 0.708 | 0.708 | 0.708 | 0.708 | 0.708 | 0.708 | 0.708 | 0.708 | 0.708 | 0.708 | 0.708 | 0.708 | 0.708 | 0.708 | 0.708 | 0.708 | 0.708 | 0.708 | 0.708 | 0.708
Hydrogen Evolution | Gen_BB018 | MW | NGED South West | Landulph | 0 | 4.768 | 4.801 | 4.835 | 4.869 | 4.894 | 4.928 | 4.961 | 4.995 | 5.028 | 5.062 | 5.096 | 5.13 | 5.163 | 5.197 | 5.23 | 5.264 | 5.298 | 5.332 | 5.365 | 5.399 | 5.433 | 5.466 | 5.5 | 5.533 | 5.575 | 5.609 | 5.643 | 5.676
Hydrogen Evolution | Gen_BB018 | MW | NGED South West | Seabank | 0 | 0.067 | 0.067 | 0.067 | 0.067 | 0.067 | 0.067 | 0.067 | 0.067 | 0.067 | 0.067 | 0.067 | 0.067 | 0.067 | 0.067 | 0.067 | 0.067 | 0.067 | 0.067 | 0.067 | 0.067 | 0.067 | 0.067 | 0.067 | 0.067 | 0.067 | 0.067 | 0.067 | 0.067
Hydrogen Evolution | Gen_BB018 | MW | NGED South West | Taunton | 0 | 0.151 | 0.151 | 0.151 | 0.151 | 0.151 | 0.151 | 0.151 | 0.151 | 0.151 | 0.151 | 0.151 | 0.151 | 0.151 | 0.151 | 0.151 | 0.151 | 0.151 | 0.151 | 0.151 | 0.151 | 0.151 | 0.151 | 0.151 | 0.151 | 0.151 | 0.151 | 0.151 | 0.151
Hydrogen Evolution | Gen_BB018 | MW | NGED West Midlands | Bishops Wood | 0 | 0.315 | 0.315 | 0.315 | 0.315 | 0.315 | 0.315 | 0.315 | 0.315 | 0.315 | 0.315 | 0.315 | 0.315 | 0.315 | 0.315 | 0.315 | 0.315 | 0.315 | 0.315 | 0.315 | 0.315 | 0.315 | 0.315 | 0.315 | 0.315 | 0.315 | 0.315 | 0.315 | 0.315
Hydrogen Evolution | Gen_BB018 | MW | NGED West Midlands | Bushbury | 0 | 0.003 | 0.003 | 0.003 | 0.003 | 0.003 | 0.003 | 0.003 | 0.003 | 0.003 | 0.003 | 0.003 | 0.003 | 0.003 | 0.003 | 0.003 | 0.003 | 0.003 | 0.003 | 0.003 | 0.003 | 0.003 | 0.003 | 0.003 | 0.003 | 0.003 | 0.003 | 0.003 | 0.003
Hydrogen Evolution | Gen_BB018 | MW | NGED West Midlands | Bustleholme | 0 | 0 | 0 | 0 | 0 | 0 | 0 | 0 | 0 | 0 | 0 | 0 | 0 | 0 | 0 | 0 | 0 | 0 | 0 | 0 | 0 | 0 | 0 | 0 | 0 | 0 | 0 | 0 | 0
Hydrogen Evolution | Gen_BB018 | MW | NGED West Midlands | Cellarhead | 0 | 0.022 | 0.022 | 0.022 | 0.022 | 0.022 | 0.022 | 0.022 | 0.022 | 0.022 | 0.022 | 0.022 | 0.022 | 0.022 | 0.022 | 0.022 | 0.022 | 0.022 | 0.022 | 0.022 | 0.022 | 0.022 | 0.022 | 0.022 | 0.022 | 0.022 | 0.022 | 0.022 | 0.022
Hydrogen Evolution | Gen_BB018 | MW | NGED West Midlands | Feckenham | 0 | 0.425 | 0.425 | 0.425 | 0.425 | 0.425 | 0.425 | 0.425 | 0.425 | 0.425 | 0.425 | 0.425 | 0.425 | 0.425 | 0.425 | 0.425 | 0.425 | 0.425 | 0.425 | 0.425 | 0.425 | 0.425 | 0.425 | 0.425 | 0.425 | 0.425 | 0.425 | 0.425 | 0.425
Hydrogen Evolution | Gen_BB018 | MW | NGED West Midlands | Hams Hall | 0 | 0 | 0 | 0 | 0 | 0 | 0 | 0 | 0 | 0 | 0 | 0 | 0 | 0 | 0 | 0 | 0 | 0 | 0 | 0 | 0 | 0 | 0 | 0 | 0 | 0 | 0 | 0 | 0
Hydrogen Evolution | Gen_BB018 | MW | NGED West Midlands | Iron Acton | 0 | 0.097 | 0.097 | 0.097 | 0.097 | 0.097 | 0.097 | 0.097 | 0.097 | 0.097 | 0.097 | 0.097 | 0.097 | 0.097 | 0.097 | 0.097 | 0.097 | 0.097 | 0.097 | 0.097 | 0.097 | 0.097 | 0.097 | 0.097 | 0.097 | 0.097 | 0.097 | 0.097 | 0.097
Hydrogen Evolution | Gen_BB018 | MW | NGED West Midlands | Ironbridge | 0 | 0 | 0 | 0 | 0 | 0 | 0 | 0 | 0 | 0 | 0 | 0 | 0 | 0 | 0 | 0 | 0 | 0 | 0 | 0 | 0 | 0 | 0 | 0 | 0 | 0 | 0 | 0 | 0
Hydrogen Evolution | Gen_BB018 | MW | NGED West Midlands | Kitwell | 0 | 0 | 0 | 0 | 0 | 0 | 0 | 0 | 0 | 0 | 0 | 0 | 0 | 0 | 0 | 0 | 0 | 0 | 0 | 0 | 0 | 0 | 0 | 0 | 0 | 0 | 0 | 0 | 0
Hydrogen Evolution | Gen_BB018 | MW | NGED West Midlands | Nechells | 0 | 0 | 0 | 0 | 0 | 0 | 0 | 0 | 0 | 0 | 0 | 0 | 0 | 0 | 0 | 0 | 0 | 0 | 0 | 0 | 0 | 0 | 0 | 0 | 0 | 0 | 0 | 0 | 0
Hydrogen Evolution | Gen_BB018 | MW | NGED West Midlands | Ocker Hill | 0 | 0 | 0 | 0 | 0 | 0 | 0 | 0 | 0 | 0 | 0 | 0 | 0 | 0 | 0 | 0 | 0 | 0 | 0 | 0 | 0 | 0 | 0 | 0 | 0 | 0 | 0 | 0 | 0
Hydrogen Evolution | Gen_BB018 | MW | NGED West Midlands | Oldbury | 0 | 0 | 0 | 0 | 0 | 0 | 0 | 0 | 0 | 0 | 0 | 0 | 0 | 0 | 0 | 0 | 0 | 0 | 0 | 0 | 0 | 0 | 0 | 0 | 0 | 0 | 0 | 0 | 0
Hydrogen Evolution | Gen_BB018 | MW | NGED West Midlands | Penn | 0 | 0 | 0 | 0 | 0 | 0 | 0 | 0 | 0 | 0 | 0 | 0 | 0 | 0 | 0 | 0 | 0 | 0 | 0 | 0 | 0 | 0 | 0 | 0 | 0 | 0 | 0 | 0 | 0
Hydrogen Evolution | Gen_BB018 | MW | NGED West Midlands | Rugeley | 0 | 0.003 | 0.003 | 0.003 | 0.003 | 0.003 | 0.003 | 0.003 | 0.003 | 0.003 | 0.003 | 0.003 | 0.003 | 0.003 | 0.003 | 0.003 | 0.003 | 0.003 | 0.003 | 0.003 | 0.003 | 0.003 | 0.003 | 0.003 | 0.003 | 0.003 | 0.003 | 0.003 | 0.003
Hydrogen Evolution | Gen_BB018 | MW | NGED West Midlands | Shrewsbury | 0 | 0 | 0 | 0 | 0 | 0 | 0 | 0 | 0 | 0 | 0 | 0 | 0 | 0 | 0 | 0 | 0 | 0 | 0 | 0 | 0 | 0 | 0 | 0 | 0 | 0 | 0 | 0 | 0
Hydrogen Evolution | Gen_BB018 | MW | NGED West Midlands | Walham | 0 | 0.008 | 0.008 | 0.008 | 0.008 | 0.008 | 0.008 | 0.008 | 0.008 | 0.008 | 0.008 | 0.008 | 0.008 | 0.008 | 0.008 | 0.008 | 0.008 | 0.008 | 0.008 | 0.008 | 0.008 | 0.008 | 0.008 | 0.008 | 0.008 | 0.008 | 0.008 | 0.008 | 0.008
Hydrogen Evolution | Gen_BB018 | MW | NGED West Midlands | Willenhall | 0 | 0 | 0 | 0 | 0 | 0 | 0 | 0 | 0 | 0 | 0 | 0 | 0 | 0 | 0 | 0 | 0 | 0 | 0 | 0 | 0 | 0 | 0 | 0 | 0 | 0 | 0 | 0 | 0
Hydrogen Evolution | Gen_BB018 | MW | NPg Northeast | Blyth 132kV | 0 | 0.035 | 0.035 | 0.035 | 0.035 | 0.035 | 0.035 | 0.035 | 0.035 | 0.035 | 0.035 | 0.035 | 0.035 | 0.035 | 0.035 | 0.035 | 0.035 | 0.035 | 0.035 | 0.035 | 0.035 | 0.035 | 0.035 | 0.035 | 0.035 | 0.035 | 0.035 | 0.035 | 0.035
Hydrogen Evolution | Gen_BB018 | MW | NPg Northeast | Blyth 66kV | 0 | 0 | 0 | 0 | 0 | 0 | 0 | 0 | 0 | 0 | 0 | 0 | 0 | 0 | 0 | 0 | 0 | 0 | 0 | 0 | 0 | 0 | 0 | 0 | 0 | 0 | 0 | 0 | 0
Hydrogen Evolution | Gen_BB018 | MW | NPg Northeast | Fourstones | 0 | 0 | 0 | 0 | 0 | 0 | 0 | 0 | 0 | 0 | 0 | 0 | 0 | 0 | 0 | 0 | 0 | 0 | 0 | 0 | 0 | 0 | 0 | 0 | 0 | 0 | 0 | 0 | 0
Hydrogen Evolution | Gen_BB018 | MW | NPg Northeast | Hart Moor | 0 | 0 | 0 | 0 | 0 | 0 | 0 | 0 | 0 | 0 | 0 | 0 | 0 | 0 | 0 | 0 | 0 | 0 | 0 | 0 | 0 | 0 | 0 | 0 | 0 | 0 | 0 | 0 | 0
Hydrogen Evolution | Gen_BB018 | MW | NPg Northeast | Hawthorn Pit | 0 | 0 | 0 | 0 | 0 | 0 | 0 | 0 | 0 | 0 | 0 | 0 | 0 | 0 | 0 | 0 | 0 | 0 | 0 | 0 | 0 | 0 | 0 | 0 | 0 | 0 | 0 | 0 | 0
Hydrogen Evolution | Gen_BB018 | MW | NPg Northeast | Knaresborough | 0 | 0.387 | 0.387 | 0.387 | 0.387 | 0.387 | 0.387 | 0.387 | 0.387 | 0.387 | 0.387 | 0.387 | 0.387 | 0.387 | 0.387 | 0.387 | 0.387 | 0.387 | 0.387 | 0.387 | 0.387 | 0.387 | 0.387 | 0.387 | 0.387 | 0.387 | 0.387 | 0.387 | 0.387
Hydrogen Evolution | Gen_BB018 | MW | NPg Northeast | Lackenby | 0 | 0 | 0 | 0 | 0 | 0 | 0 | 0 | 0 | 0 | 0 | 0 | 0 | 0 | 0 | 0 | 0 | 0 | 0 | 0 | 0 | 0 | 0 | 0 | 0 | 0 | 0 | 0 | 0
Hydrogen Evolution | Gen_BB018 | MW | NPg Northeast | Norton | 0 | 1.313 | 1.313 | 1.313 | 1.313 | 1.313 | 1.313 | 1.313 | 1.313 | 1.313 | 1.313 | 1.313 | 1.313 | 1.313 | 1.313 | 1.313 | 1.313 | 1.313 | 1.313 | 1.313 | 1.313 | 1.313 | 1.313 | 1.313 | 1.313 | 1.313 | 1.313 | 1.313 | 1.313
Hydrogen Evolution | Gen_BB018 | MW | NPg Northeast | Offerton | 0 | 0 | 0 | 0 | 0 | 0 | 0 | 0 | 0 | 0 | 0 | 0 | 0 | 0 | 0 | 0 | 0 | 0 | 0 | 0 | 0 | 0 | 0 | 0 | 0 | 0 | 0 | 0 | 0
Hydrogen Evolution | Gen_BB018 | MW | NPg Northeast | Osbaldwick | 0 | 6.942 | 7.01 | 7.069 | 7.137 | 7.204 | 7.272 | 7.338 | 7.405 | 7.473 | 7.54 | 7.599 | 7.667 | 7.734 | 7.801 | 7.876 | 7.944 | 8.012 | 8.08 | 8.146 | 8.213 | 8.29 | 8.356 | 8.425 | 8.499 | 8.567 | 8.642 | 8.71 | 8.786
Hydrogen Evolution | Gen_BB018 | MW | NPg Northeast | Poppleton | 0 | 0 | 0 | 0 | 0 | 0 | 0 | 0 | 0 | 0 | 0 | 0 | 0 | 0 | 0 | 0 | 0 | 0 | 0 | 0 | 0 | 0 | 0 | 0 | 0 | 0 | 0 | 0 | 0
Hydrogen Evolution | Gen_BB018 | MW | NPg Northeast | Saltholme | 0 | 0 | 0 | 0 | 0 | 0 | 0 | 0 | 0 | 0 | 0 | 0 | 0 | 0 | 0 | 0 | 0 | 0 | 0 | 0 | 0 | 0 | 0 | 0 | 0 | 0 | 0 | 0 | 0
Hydrogen Evolution | Gen_BB018 | MW | NPg Northeast | South Shields | 0 | 0 | 0 | 0 | 0 | 0 | 0 | 0 | 0 | 0 | 0 | 0 | 0 | 0 | 0 | 0 | 0 | 0 | 0 | 0 | 0 | 0 | 0 | 0 | 0 | 0 | 0 | 0 | 0
Hydrogen Evolution | Gen_BB018 | MW | NPg Northeast | Spennymoor | 0 | 1.341 | 1.341 | 1.341 | 1.341 | 1.341 | 1.341 | 1.341 | 1.341 | 1.341 | 1.341 | 1.341 | 1.341 | 1.341 | 1.341 | 1.341 | 1.341 | 1.341 | 1.341 | 1.341 | 1.341 | 1.341 | 1.341 | 1.341 | 1.341 | 1.341 | 1.341 | 1.341 | 1.341
Hydrogen Evolution | Gen_BB018 | MW | NPg Northeast | Stella North | 0 | 0 | 0 | 0 | 0 | 0 | 0 | 0 | 0 | 0 | 0 | 0 | 0 | 0 | 0 | 0 | 0 | 0 | 0 | 0 | 0 | 0 | 0 | 0 | 0 | 0 | 0 | 0 | 0
Hydrogen Evolution | Gen_BB018 | MW | NPg Northeast | Stella South | 0 | 0.221 | 0.221 | 0.221 | 0.221 | 0.221 | 0.221 | 0.221 | 0.221 | 0.221 | 0.221 | 0.221 | 0.221 | 0.221 | 0.221 | 0.221 | 0.221 | 0.221 | 0.221 | 0.221 | 0.221 | 0.221 | 0.221 | 0.221 | 0.221 | 0.221 | 0.221 | 0.221 | 0.221
Hydrogen Evolution | Gen_BB018 | MW | NPg Northeast | Tynemouth 1 | 0 | 0 | 0 | 0 | 0 | 0 | 0 | 0 | 0 | 0 | 0 | 0 | 0 | 0 | 0 | 0 | 0 | 0 | 0 | 0 | 0 | 0 | 0 | 0 | 0 | 0 | 0 | 0 | 0
Hydrogen Evolution | Gen_BB018 | MW | NPg Northeast | West Boldon | 0 | 0 | 0 | 0 | 0 | 0 | 0 | 0 | 0 | 0 | 0 | 0 | 0 | 0 | 0 | 0 | 0 | 0 | 0 | 0 | 0 | 0 | 0 | 0 | 0 | 0 | 0 | 0 | 0
Hydrogen Evolution | Gen_BB018 | MW | NPg Yorkshire | Bradford West | 0 | 1.318 | 1.318 | 1.318 | 1.318 | 1.318 | 1.318 | 1.318 | 1.318 | 1.318 | 1.318 | 1.318 | 1.318 | 1.318 | 1.318 | 1.318 | 1.318 | 1.318 | 1.318 | 1.318 | 1.318 | 1.318 | 1.318 | 1.318 | 1.318 | 1.318 | 1.318 | 1.318 | 1.318
Hydrogen Evolution | Gen_BB018 | MW | NPg Yorkshire | Camblesforth | 0 | 0 | 0 | 0 | 0 | 0 | 0 | 0 | 0 | 0 | 0 | 0 | 0 | 0 | 0 | 0 | 0 | 0 | 0 | 0 | 0 | 0 | 0 | 0 | 0 | 0 | 0 | 0 | 0
Hydrogen Evolution | Gen_BB018 | MW | NPg Yorkshire | Creyke Beck | 0 | 0 | 0 | 0 | 0 | 0 | 0 | 0 | 0 | 0 | 0 | 0 | 0 | 0 | 0 | 0 | 0 | 0 | 0 | 0 | 0 | 0 | 0 | 0 | 0 | 0 | 0 | 0 | 0
Hydrogen Evolution | Gen_BB018 | MW | NPg Yorkshire | Drax | 0 | 0.36 | 0.36 | 0.36 | 0.36 | 0.36 | 0.36 | 0.36 | 0.36 | 0.36 | 0.36 | 0.36 | 0.36 | 0.36 | 0.36 | 0.36 | 0.36 | 0.36 | 0.36 | 0.36 | 0.36 | 0.36 | 0.36 | 0.36 | 0.36 | 0.36 | 0.36 | 0.36 | 0.36
Hydrogen Evolution | Gen_BB018 | MW | NPg Yorkshire | Elland | 0 | 0.099 | 0.099 | 0.099 | 0.099 | 0.099 | 0.099 | 0.099 | 0.099 | 0.099 | 0.099 | 0.099 | 0.099 | 0.099 | 0.099 | 0.099 | 0.099 | 0.099 | 0.099 | 0.099 | 0.099 | 0.099 | 0.099 | 0.099 | 0.099 | 0.099 | 0.099 | 0.099 | 0.099
Hydrogen Evolution | Gen_BB018 | MW | NPg Yorkshire | Ferrybridge A | 0 | 0 | 0 | 0 | 0 | 0 | 0 | 0 | 0 | 0 | 0 | 0 | 0 | 0 | 0 | 0 | 0 | 0 | 0 | 0 | 0 | 0 | 0 | 0 | 0 | 0 | 0 | 0 | 0
Hydrogen Evolution | Gen_BB018 | MW | NPg Yorkshire | Ferrybridge B (_M) | 0 | 0.831 | 0.831 | 0.831 | 0.831 | 0.831 | 0.831 | 0.831 | 0.831 | 0.831 | 0.831 | 0.831 | 0.831 | 0.831 | 0.831 | 0.831 | 0.831 | 0.831 | 0.831 | 0.831 | 0.831 | 0.831 | 0.831 | 0.831 | 0.831 | 0.831 | 0.831 | 0.831 | 0.831
Hydrogen Evolution | Gen_BB018 | MW | NPg Yorkshire | Grimsby West | 0 | 0 | 0 | 0 | 0 | 0 | 0 | 0 | 0 | 0 | 0 | 0 | 0 | 0 | 0 | 0 | 0 | 0 | 0 | 0 | 0 | 0 | 0 | 0 | 0 | 0 | 0 | 0 | 0
Hydrogen Evolution | Gen_BB018 | MW | NPg Yorkshire | Jordanthorpe | 0 | 0 | 0 | 0 | 0 | 0 | 0 | 0 | 0 | 0 | 0 | 0 | 0 | 0 | 0 | 0 | 0 | 0 | 0 | 0 | 0 | 0 | 0 | 0 | 0 | 0 | 0 | 0 | 0
Hydrogen Evolution | Gen_BB018 | MW | NPg Yorkshire | Keadby | 0 | 0 | 0 | 0 | 0 | 0 | 0 | 0 | 0 | 0 | 0 | 0 | 0 | 0 | 0 | 0 | 0 | 0 | 0 | 0 | 0 | 0 | 0 | 0 | 0 | 0 | 0 | 0 | 0
Hydrogen Evolution | Gen_BB018 | MW | NPg Yorkshire | Kirkstall B | 0 | 0 | 0 | 0 | 0 | 0 | 0 | 0 | 0 | 0 | 0 | 0 | 0 | 0 | 0 | 0 | 0 | 0 | 0 | 0 | 0 | 0 | 0 | 0 | 0 | 0 | 0 | 0 | 0
Hydrogen Evolution | Gen_BB018 | MW | NPg Yorkshire | Neepsend | 0 | 0 | 0 | 0 | 0 | 0 | 0 | 0 | 0 | 0 | 0 | 0 | 0 | 0 | 0 | 0 | 0 | 0 | 0 | 0 | 0 | 0 | 0 | 0 | 0 | 0 | 0 | 0 | 0
Hydrogen Evolution | Gen_BB018 | MW | NPg Yorkshire | Norton Lees | 0 | 0.139 | 0.139 | 0.139 | 0.139 | 0.139 | 0.139 | 0.139 | 0.139 | 0.139 | 0.139 | 0.139 | 0.139 | 0.139 | 0.139 | 0.139 | 0.139 | 0.139 | 0.139 | 0.139 | 0.139 | 0.139 | 0.139 | 0.139 | 0.139 | 0.139 | 0.139 | 0.139 | 0.139
Hydrogen Evolution | Gen_BB018 | MW | NPg Yorkshire | Pitsmoor | 0 | 0 | 0 | 0 | 0 | 0 | 0 | 0 | 0 | 0 | 0 | 0 | 0 | 0 | 0 | 0 | 0 | 0 | 0 | 0 | 0 | 0 | 0 | 0 | 0 | 0 | 0 | 0 | 0
Hydrogen Evolution | Gen_BB018 | MW | NPg Yorkshire | Saltend North | 0 | 0 | 0 | 0 | 0 | 0 | 0 | 0 | 0 | 0 | 0 | 0 | 0 | 0 | 0 | 0 | 0 | 0 | 0 | 0 | 0 | 0 | 0 | 0 | 0 | 0 | 0 | 0 | 0
Hydrogen Evolution | Gen_BB018 | MW | NPg Yorkshire | Sheffield City | 0 | 0 | 0 | 0 | 0 | 0 | 0 | 0 | 0 | 0 | 0 | 0 | 0 | 0 | 0 | 0 | 0 | 0 | 0 | 0 | 0 | 0 | 0 | 0 | 0 | 0 | 0 | 0 | 0
Hydrogen Evolution | Gen_BB018 | MW | NPg Yorkshire | Skelton Grange | 0 | 0 | 0 | 0 | 0 | 0 | 0 | 0 | 0 | 0 | 0 | 0 | 0 | 0 | 0 | 0 | 0 | 0 | 0 | 0 | 0 | 0 | 0 | 0 | 0 | 0 | 0 | 0 | 0
Hydrogen Evolution | Gen_BB018 | MW | NPg Yorkshire | Templeborough | 0 | 0 | 0 | 0 | 0 | 0 | 0 | 0 | 0 | 0 | 0 | 0 | 0 | 0 | 0 | 0 | 0 | 0 | 0 | 0 | 0 | 0 | 0 | 0 | 0 | 0 | 0 | 0 | 0
Hydrogen Evolution | Gen_BB018 | MW | NPg Yorkshire | Thorpe Marsh | 0 | 0.116 | 0.116 | 0.116 | 0.116 | 0.116 | 0.116 | 0.116 | 0.116 | 0.116 | 0.116 | 0.116 | 0.116 | 0.116 | 0.116 | 0.116 | 0.116 | 0.116 | 0.116 | 0.116 | 0.116 | 0.116 | 0.116 | 0.116 | 0.116 | 0.116 | 0.116 | 0.116 | 0.116
Hydrogen Evolution | Gen_BB018 | MW | NPg Yorkshire | Thurcroft | 0 | 0.308 | 0.308 | 0.308 | 0.308 | 0.308 | 0.308 | 0.308 | 0.308 | 0.308 | 0.308 | 0.308 | 0.308 | 0.308 | 0.308 | 0.308 | 0.308 | 0.308 | 0.308 | 0.308 | 0.308 | 0.308 | 0.308 | 0.308 | 0.308 | 0.308 | 0.308 | 0.308 | 0.308
Hydrogen Evolution | Gen_BB018 | MW | NPg Yorkshire | West Melton | 0 | 1.862 | 1.862 | 1.862 | 1.862 | 1.862 | 1.862 | 1.862 | 1.862 | 1.862 | 1.862 | 1.862 | 1.862 | 1.862 | 1.862 | 1.862 | 1.862 | 1.862 | 1.862 | 1.862 | 1.862 | 1.862 | 1.862 | 1.862 | 1.862 | 1.862 | 1.862 | 1.862 | 1.862
Hydrogen Evolution | Gen_BB018 | MW | NPg Yorkshire | Wincobank | 0 | 0 | 0 | 0 | 0 | 0 | 0 | 0 | 0 | 0 | 0 | 0 | 0 | 0 | 0 | 0 | 0 | 0 | 0 | 0 | 0 | 0 | 0 | 0 | 0 | 0 | 0 | 0 | 0
Hydrogen Evolution | Gen_BB018 | MW | SHETL | Direct(SHETL) | 0 | 724.318 | 724.38 | 724.439 | 724.507 | 724.565 | 724.625 | 724.691 | 724.75 | 724.809 | 724.876 | 724.935 | 725.003 | 725.062 | 725.129 | 725.187 | 725.255 | 725.314 | 725.382 | 725.44 | 725.507 | 725.575 | 725.642 | 725.702 | 725.768 | 725.835 | 725.902 | 725.97 | 726.038
Hydrogen Evolution | Gen_BB018 | MW | SPEN | Ayr | 0 | 0 | 0 | 0 | 0 | 0 | 0 | 0 | 0 | 0 | 0 | 0 | 0 | 0 | 0 | 0 | 0 | 0 | 0 | 0 | 0 | 0 | 0 | 0 | 0 | 0 | 0 | 0 | 0
Hydrogen Evolution | Gen_BB018 | MW | SPEN | Bainsford | 0 | 0 | 0 | 0 | 0 | 0 | 0 | 0 | 0 | 0 | 0 | 0 | 0 | 0 | 0 | 0 | 0 | 0 | 0 | 0 | 0 | 0 | 0 | 0 | 0 | 0 | 0 | 0 | 0
Hydrogen Evolution | Gen_BB018 | MW | SPEN | Bathgate | 0 | 0 | 0 | 0 | 0 | 0 | 0 | 0 | 0 | 0 | 0 | 0 | 0 | 0 | 0 | 0 | 0 | 0 | 0 | 0 | 0 | 0 | 0 | 0 | 0 | 0 | 0 | 0 | 0
Hydrogen Evolution | Gen_BB018 | MW | SPEN | Berwick | 0 | 0 | 0 | 0 | 0 | 0 | 0 | 0 | 0 | 0 | 0 | 0 | 0 | 0 | 0 | 0 | 0 | 0 | 0 | 0 | 0 | 0 | 0 | 0 | 0 | 0 | 0 | 0 | 0
Hydrogen Evolution | Gen_BB018 | MW | SPEN | Bonnybridge | 0 | 0.87 | 0.87 | 0.87 | 0.87 | 0.87 | 0.87 | 0.87 | 0.87 | 0.87 | 0.87 | 0.87 | 0.87 | 0.87 | 0.87 | 0.87 | 0.87 | 0.87 | 0.87 | 0.87 | 0.87 | 0.87 | 0.87 | 0.87 | 0.87 | 0.87 | 0.87 | 0.87 | 0.87
Hydrogen Evolution | Gen_BB018 | MW | SPEN | Braehead Park | 0 | 0 | 0 | 0 | 0 | 0 | 0 | 0 | 0 | 0 | 0 | 0 | 0 | 0 | 0 | 0 | 0 | 0 | 0 | 0 | 0 | 0 | 0 | 0 | 0 | 0 | 0 | 0 | 0
Hydrogen Evolution | Gen_BB018 | MW | SPEN | Carntyne | 0 | 0 | 0 | 0 | 0 | 0 | 0 | 0 | 0 | 0 | 0 | 0 | 0 | 0 | 0 | 0 | 0 | 0 | 0 | 0 | 0 | 0 | 0 | 0 | 0 | 0 | 0 | 0 | 0
Hydrogen Evolution | Gen_BB018 | MW | SPEN | Carsfad | 0 | 0 | 0 | 0 | 0 | 0 | 0 | 0 | 0 | 0 | 0 | 0 | 0 | 0 | 0 | 0 | 0 | 0 | 0 | 0 | 0 | 0 | 0 | 0 | 0 | 0 | 0 | 0 | 0
Hydrogen Evolution | Gen_BB018 | MW | SPEN | Chapelcross | 0 | 0.628 | 0.628 | 0.628 | 0.628 | 0.628 | 0.628 | 0.628 | 0.628 | 0.628 | 0.628 | 0.628 | 0.628 | 0.628 | 0.628 | 0.628 | 0.628 | 0.628 | 0.628 | 0.628 | 0.628 | 0.628 | 0.628 | 0.628 | 0.628 | 0.628 | 0.628 | 0.628 | 0.628
Hydrogen Evolution | Gen_BB018 | MW | SPEN | Charlotte Street | 0 | 0 | 0 | 0 | 0 | 0 | 0 | 0 | 0 | 0 | 0 | 0 | 0 | 0 | 0 | 0 | 0 | 0 | 0 | 0 | 0 | 0 | 0 | 0 | 0 | 0 | 0 | 0 | 0
Hydrogen Evolution | Gen_BB018 | MW | SPEN | Clyde’s Mill | 0 | 0 | 0 | 0 | 0 | 0 | 0 | 0 | 0 | 0 | 0 | 0 | 0 | 0 | 0 | 0 | 0 | 0 | 0 | 0 | 0 | 0 | 0 | 0 | 0 | 0 | 0 | 0 | 0 | GSP also referred to as Westburn Road
Hydrogen Evolution | Gen_BB018 | MW | SPEN | Coatbridge | 0 | 0 | 0 | 0 | 0 | 0 | 0 | 0 | 0 | 0 | 0 | 0 | 0 | 0 | 0 | 0 | 0 | 0 | 0 | 0 | 0 | 0 | 0 | 0 | 0 | 0 | 0 | 0 | 0
Hydrogen Evolution | Gen_BB018 | MW | SPEN | Cockenzie | 0 | 0.038 | 0.038 | 0.038 | 0.038 | 0.038 | 0.038 | 0.038 | 0.038 | 0.038 | 0.038 | 0.038 | 0.038 | 0.038 | 0.038 | 0.038 | 0.038 | 0.038 | 0.038 | 0.038 | 0.038 | 0.038 | 0.038 | 0.038 | 0.038 | 0.038 | 0.038 | 0.038 | 0.038
Hydrogen Evolution | Gen_BB018 | MW | SPEN | Coylton | 0 | 2.218 | 2.218 | 2.218 | 2.218 | 2.218 | 2.218 | 2.218 | 2.218 | 2.218 | 2.218 | 2.218 | 2.218 | 2.218 | 2.218 | 2.218 | 2.218 | 2.218 | 2.218 | 2.218 | 2.218 | 2.218 | 2.218 | 2.218 | 2.218 | 2.218 | 2.218 | 2.218 | 2.218
Hydrogen Evolution | Gen_BB018 | MW | SPEN | Crookston A | 0 | 0 | 0 | 0 | 0 | 0 | 0 | 0 | 0 | 0 | 0 | 0 | 0 | 0 | 0 | 0 | 0 | 0 | 0 | 0 | 0 | 0 | 0 | 0 | 0 | 0 | 0 | 0 | 0
Hydrogen Evolution | Gen_BB018 | MW | SPEN | Crookston B | 0 | 0 | 0 | 0 | 0 | 0 | 0 | 0 | 0 | 0 | 0 | 0 | 0 | 0 | 0 | 0 | 0 | 0 | 0 | 0 | 0 | 0 | 0 | 0 | 0 | 0 | 0 | 0 | 0
Hydrogen Evolution | Gen_BB018 | MW | SPEN | Cumbernauld | 0 | 0 | 0 | 0 | 0 | 0 | 0 | 0 | 0 | 0 | 0 | 0 | 0 | 0 | 0 | 0 | 0 | 0 | 0 | 0 | 0 | 0 | 0 | 0 | 0 | 0 | 0 | 0 | 0
Hydrogen Evolution | Gen_BB018 | MW | SPEN | Cupar | 0 | 0 | 0 | 0 | 0 | 0 | 0 | 0 | 0 | 0 | 0 | 0 | 0 | 0 | 0 | 0 | 0 | 0 | 0 | 0 | 0 | 0 | 0 | 0 | 0 | 0 | 0 | 0 | 0
Hydrogen Evolution | Gen_BB018 | MW | SPEN | Currie | 0 | 0 | 0 | 0 | 0 | 0 | 0 | 0 | 0 | 0 | 0 | 0 | 0 | 0 | 0 | 0 | 0 | 0 | 0 | 0 | 0 | 0 | 0 | 0 | 0 | 0 | 0 | 0 | 0
Hydrogen Evolution | Gen_BB018 | MW | SPEN | Dalmarnock | 0 | 0 | 0 | 0 | 0 | 0 | 0 | 0 | 0 | 0 | 0 | 0 | 0 | 0 | 0 | 0 | 0 | 0 | 0 | 0 | 0 | 0 | 0 | 0 | 0 | 0 | 0 | 0 | 0
Hydrogen Evolution | Gen_BB018 | MW | SPEN | Devol Moor | 0 | 0.026 | 0.026 | 0.026 | 0.026 | 0.026 | 0.026 | 0.026 | 0.026 | 0.026 | 0.026 | 0.026 | 0.026 | 0.026 | 0.026 | 0.026 | 0.026 | 0.026 | 0.026 | 0.026 | 0.026 | 0.026 | 0.026 | 0.026 | 0.026 | 0.026 | 0.026 | 0.026 | 0.026
Hydrogen Evolution | Gen_BB018 | MW | SPEN | Devonside | 0 | 1.094 | 1.094 | 1.094 | 1.094 | 1.094 | 1.094 | 1.094 | 1.094 | 1.094 | 1.094 | 1.094 | 1.094 | 1.094 | 1.094 | 1.094 | 1.094 | 1.094 | 1.094 | 1.094 | 1.094 | 1.094 | 1.094 | 1.094 | 1.094 | 1.094 | 1.094 | 1.094 | 1.094
Hydrogen Evolution | Gen_BB018 | MW | SPEN | Dewar Place | 0 | 0 | 0 | 0 | 0 | 0 | 0 | 0 | 0 | 0 | 0 | 0 | 0 | 0 | 0 | 0 | 0 | 0 | 0 | 0 | 0 | 0 | 0 | 0 | 0 | 0 | 0 | 0 | 0
Hydrogen Evolution | Gen_BB018 | MW | SPEN | Drumchapel | 0 | 0 | 0 | 0 | 0 | 0 | 0 | 0 | 0 | 0 | 0 | 0 | 0 | 0 | 0 | 0 | 0 | 0 | 0 | 0 | 0 | 0 | 0 | 0 | 0 | 0 | 0 | 0 | 0
Hydrogen Evolution | Gen_BB018 | MW | SPEN | Drumcross | 0 | 0 | 0 | 0 | 0 | 0 | 0 | 0 | 0 | 0 | 0 | 0 | 0 | 0 | 0 | 0 | 0 | 0 | 0 | 0 | 0 | 0 | 0 | 0 | 0 | 0 | 0 | 0 | 0
Hydrogen Evolution | Gen_BB018 | MW | SPEN | Dumfries 11 | 0 | 0.301 | 0.301 | 0.301 | 0.301 | 0.301 | 0.301 | 0.301 | 0.301 | 0.301 | 0.301 | 0.301 | 0.301 | 0.301 | 0.301 | 0.301 | 0.301 | 0.301 | 0.301 | 0.301 | 0.301 | 0.301 | 0.301 | 0.301 | 0.301 | 0.301 | 0.301 | 0.301 | 0.301
Hydrogen Evolution | Gen_BB018 | MW | SPEN | Dumfries 33 | 0 | 0.301 | 0.301 | 0.301 | 0.301 | 0.301 | 0.301 | 0.301 | 0.301 | 0.301 | 0.301 | 0.301 | 0.301 | 0.301 | 0.301 | 0.301 | 0.301 | 0.301 | 0.301 | 0.301 | 0.301 | 0.301 | 0.301 | 0.301 | 0.301 | 0.301 | 0.301 | 0.301 | 0.301
Hydrogen Evolution | Gen_BB018 | MW | SPEN | Dumfries ICI | 0 | 0.301 | 0.301 | 0.301 | 0.301 | 0.301 | 0.301 | 0.301 | 0.301 | 0.301 | 0.301 | 0.301 | 0.301 | 0.301 | 0.301 | 0.301 | 0.301 | 0.301 | 0.301 | 0.301 | 0.301 | 0.301 | 0.301 | 0.301 | 0.301 | 0.301 | 0.301 | 0.301 | 0.301
Hydrogen Evolution | Gen_BB018 | MW | SPEN | Dunbar | 0 | 0 | 0 | 0 | 0 | 0 | 0 | 0 | 0 | 0 | 0 | 0 | 0 | 0 | 0 | 0 | 0 | 0 | 0 | 0 | 0 | 0 | 0 | 0 | 0 | 0 | 0 | 0 | 0
Hydrogen Evolution | Gen_BB018 | MW | SPEN | Dunbar A | 0 | 0 | 0 | 0 | 0 | 0 | 0 | 0 | 0 | 0 | 0 | 0 | 0 | 0 | 0 | 0 | 0 | 0 | 0 | 0 | 0 | 0 | 0 | 0 | 0 | 0 | 0 | 0 | 0
Hydrogen Evolution | Gen_BB018 | MW | SPEN | Dunbar B | 0 | 0 | 0 | 0 | 0 | 0 | 0 | 0 | 0 | 0 | 0 | 0 | 0 | 0 | 0 | 0 | 0 | 0 | 0 | 0 | 0 | 0 | 0 | 0 | 0 | 0 | 0 | 0 | 0
Hydrogen Evolution | Gen_BB018 | MW | SPEN | Dunfermline | 0 | 0 | 0 | 0 | 0 | 0 | 0 | 0 | 0 | 0 | 0 | 0 | 0 | 0 | 0 | 0 | 0 | 0 | 0 | 0 | 0 | 0 | 0 | 0 | 0 | 0 | 0 | 0 | 0
Hydrogen Evolution | Gen_BB018 | MW | SPEN | Earlstoun | 0 | 1.366 | 1.38 | 1.397 | 1.414 | 1.43 | 1.439 | 1.455 | 1.472 | 1.481 | 1.498 | 1.514 | 1.531 | 1.54 | 1.556 | 1.573 | 1.59 | 1.599 | 1.615 | 1.632 | 1.649 | 1.658 | 1.674 | 1.691 | 1.708 | 1.725 | 1.741 | 1.75 | 1.767
Hydrogen Evolution | Gen_BB018 | MW | SPEN | East Kilbride | 0 | 0.662 | 0.662 | 0.662 | 0.662 | 0.662 | 0.662 | 0.662 | 0.662 | 0.662 | 0.662 | 0.662 | 0.662 | 0.662 | 0.662 | 0.662 | 0.662 | 0.662 | 0.662 | 0.662 | 0.662 | 0.662 | 0.662 | 0.662 | 0.662 | 0.662 | 0.662 | 0.662 | 0.662
Hydrogen Evolution | Gen_BB018 | MW | SPEN | East Kilbride South | 0 | 0 | 0 | 0 | 0 | 0 | 0 | 0 | 0 | 0 | 0 | 0 | 0 | 0 | 0 | 0 | 0 | 0 | 0 | 0 | 0 | 0 | 0 | 0 | 0 | 0 | 0 | 0 | 0
Hydrogen Evolution | Gen_BB018 | MW | SPEN | Easterhouse | 0 | 0 | 0 | 0 | 0 | 0 | 0 | 0 | 0 | 0 | 0 | 0 | 0 | 0 | 0 | 0 | 0 | 0 | 0 | 0 | 0 | 0 | 0 | 0 | 0 | 0 | 0 | 0 | 0
Hydrogen Evolution | Gen_BB018 | MW | SPEN | Eccles | 0 | 0 | 0 | 0 | 0 | 0 | 0 | 0 | 0 | 0 | 0 | 0 | 0 | 0 | 0 | 0 | 0 | 0 | 0 | 0 | 0 | 0 | 0 | 0 | 0 | 0 | 0 | 0 | 0
Hydrogen Evolution | Gen_BB018 | MW | SPEN | Elderslie | 0 | 0 | 0 | 0 | 0 | 0 | 0 | 0 | 0 | 0 | 0 | 0 | 0 | 0 | 0 | 0 | 0 | 0 | 0 | 0 | 0 | 0 | 0 | 0 | 0 | 0 | 0 | 0 | 0
Hydrogen Evolution | Gen_BB018 | MW | SPEN | Erskine | 0 | 0 | 0 | 0 | 0 | 0 | 0 | 0 | 0 | 0 | 0 | 0 | 0 | 0 | 0 | 0 | 0 | 0 | 0 | 0 | 0 | 0 | 0 | 0 | 0 | 0 | 0 | 0 | 0
Hydrogen Evolution | Gen_BB018 | MW | SPEN | Finnieston | 0 | 0 | 0 | 0 | 0 | 0 | 0 | 0 | 0 | 0 | 0 | 0 | 0 | 0 | 0 | 0 | 0 | 0 | 0 | 0 | 0 | 0 | 0 | 0 | 0 | 0 | 0 | 0 | 0
Hydrogen Evolution | Gen_BB018 | MW | SPEN | Galashiels | 0 | 0.491 | 0.491 | 0.491 | 0.491 | 0.491 | 0.491 | 0.491 | 0.491 | 0.491 | 0.491 | 0.491 | 0.491 | 0.491 | 0.491 | 0.491 | 0.491 | 0.491 | 0.491 | 0.491 | 0.491 | 0.491 | 0.491 | 0.491 | 0.491 | 0.491 | 0.491 | 0.491 | 0.491
Hydrogen Evolution | Gen_BB018 | MW | SPEN | Giffnock | 0 | 0 | 0 | 0 | 0 | 0 | 0 | 0 | 0 | 0 | 0 | 0 | 0 | 0 | 0 | 0 | 0 | 0 | 0 | 0 | 0 | 0 | 0 | 0 | 0 | 0 | 0 | 0 | 0
Hydrogen Evolution | Gen_BB018 | MW | SPEN | Glenlee | 0 | 43.365 | 43.814 | 44.27 | 44.727 | 45.179 | 45.636 | 46.086 | 46.539 | 46.994 | 47.458 | 47.913 | 48.377 | 48.841 | 49.302 | 49.769 | 50.234 | 50.707 | 51.183 | 51.653 | 52.127 | 52.611 | 53.085 | 53.581 | 54.055 | 54.549 | 55.035 | 55.535 | 56.033
Hydrogen Evolution | Gen_BB018 | MW | SPEN | Glenluce | 0 | 0.27 | 0.27 | 0.27 | 0.27 | 0.27 | 0.27 | 0.27 | 0.27 | 0.27 | 0.27 | 0.27 | 0.27 | 0.27 | 0.27 | 0.27 | 0.27 | 0.27 | 0.27 | 0.27 | 0.27 | 0.27 | 0.27 | 0.27 | 0.27 | 0.27 | 0.27 | 0.27 | 0.27
Hydrogen Evolution | Gen_BB018 | MW | SPEN | Glenniston | 0 | 0 | 0 | 0 | 0 | 0 | 0 | 0 | 0 | 0 | 0 | 0 | 0 | 0 | 0 | 0 | 0 | 0 | 0 | 0 | 0 | 0 | 0 | 0 | 0 | 0 | 0 | 0 | 0
Hydrogen Evolution | Gen_BB018 | MW | SPEN | Glenrothes | 0 | 0.943 | 0.943 | 0.943 | 0.943 | 0.943 | 0.943 | 0.943 | 0.943 | 0.943 | 0.943 | 0.943 | 0.943 | 0.943 | 0.943 | 0.943 | 0.943 | 0.943 | 0.943 | 0.943 | 0.943 | 0.943 | 0.943 | 0.943 | 0.943 | 0.943 | 0.943 | 0.943 | 0.943
Hydrogen Evolution | Gen_BB018 | MW | SPEN | Gorgie | 0 | 0 | 0 | 0 | 0 | 0 | 0 | 0 | 0 | 0 | 0 | 0 | 0 | 0 | 0 | 0 | 0 | 0 | 0 | 0 | 0 | 0 | 0 | 0 | 0 | 0 | 0 | 0 | 0
Hydrogen Evolution | Gen_BB018 | MW | SPEN | Govan | 0 | 0 | 0 | 0 | 0 | 0 | 0 | 0 | 0 | 0 | 0 | 0 | 0 | 0 | 0 | 0 | 0 | 0 | 0 | 0 | 0 | 0 | 0 | 0 | 0 | 0 | 0 | 0 | 0
Hydrogen Evolution | Gen_BB018 | MW | SPEN | Grangemouth A | 0 | 0 | 0 | 0 | 0 | 0 | 0 | 0 | 0 | 0 | 0 | 0 | 0 | 0 | 0 | 0 | 0 | 0 | 0 | 0 | 0 | 0 | 0 | 0 | 0 | 0 | 0 | 0 | 0
Hydrogen Evolution | Gen_BB018 | MW | SPEN | Grangemouth C | 0 | 0 | 0 | 0 | 0 | 0 | 0 | 0 | 0 | 0 | 0 | 0 | 0 | 0 | 0 | 0 | 0 | 0 | 0 | 0 | 0 | 0 | 0 | 0 | 0 | 0 | 0 | 0 | 0
Hydrogen Evolution | Gen_BB018 | MW | SPEN | Haggs Road | 0 | 0 | 0 | 0 | 0 | 0 | 0 | 0 | 0 | 0 | 0 | 0 | 0 | 0 | 0 | 0 | 0 | 0 | 0 | 0 | 0 | 0 | 0 | 0 | 0 | 0 | 0 | 0 | 0
Hydrogen Evolution | Gen_BB018 | MW | SPEN | Hawick | 0 | 0.017 | 0.017 | 0.017 | 0.017 | 0.017 | 0.017 | 0.017 | 0.017 | 0.017 | 0.017 | 0.017 | 0.017 | 0.017 | 0.017 | 0.017 | 0.017 | 0.017 | 0.017 | 0.017 | 0.017 | 0.017 | 0.017 | 0.017 | 0.017 | 0.017 | 0.017 | 0.017 | 0.017
Hydrogen Evolution | Gen_BB018 | MW | SPEN | Helensburgh | 0 | 0 | 0 | 0 | 0 | 0 | 0 | 0 | 0 | 0 | 0 | 0 | 0 | 0 | 0 | 0 | 0 | 0 | 0 | 0 | 0 | 0 | 0 | 0 | 0 | 0 | 0 | 0 | 0
Hydrogen Evolution | Gen_BB018 | MW | SPEN | Hunterston Farm | 0 | 0 | 0 | 0 | 0 | 0 | 0 | 0 | 0 | 0 | 0 | 0 | 0 | 0 | 0 | 0 | 0 | 0 | 0 | 0 | 0 | 0 | 0 | 0 | 0 | 0 | 0 | 0 | 0
Hydrogen Evolution | Gen_BB018 | MW | SPEN | Inverkeithing | 0 | 0 | 0 | 0 | 0 | 0 | 0 | 0 | 0 | 0 | 0 | 0 | 0 | 0 | 0 | 0 | 0 | 0 | 0 | 0 | 0 | 0 | 0 | 0 | 0 | 0 | 0 | 0 | 0
Hydrogen Evolution | Gen_BB018 | MW | SPEN | Johnstone | 0 | 0 | 0 | 0 | 0 | 0 | 0 | 0 | 0 | 0 | 0 | 0 | 0 | 0 | 0 | 0 | 0 | 0 | 0 | 0 | 0 | 0 | 0 | 0 | 0 | 0 | 0 | 0 | 0
Hydrogen Evolution | Gen_BB018 | MW | SPEN | Kaimes | 0 | 0.475 | 0.475 | 0.475 | 0.475 | 0.475 | 0.475 | 0.475 | 0.475 | 0.475 | 0.475 | 0.475 | 0.475 | 0.475 | 0.475 | 0.475 | 0.475 | 0.475 | 0.475 | 0.475 | 0.475 | 0.475 | 0.475 | 0.475 | 0.475 | 0.475 | 0.475 | 0.475 | 0.475
Hydrogen Evolution | Gen_BB018 | MW | SPEN | Kendoon | 0 | 45.877 | 46.346 | 46.828 | 47.31 | 47.796 | 48.278 | 48.752 | 49.231 | 49.72 | 50.2 | 50.689 | 51.178 | 51.668 | 52.163 | 52.646 | 53.145 | 53.644 | 54.144 | 54.639 | 55.147 | 55.657 | 56.164 | 56.677 | 57.184 | 57.704 | 58.223 | 58.748 | 59.272
Hydrogen Evolution | Gen_BB018 | MW | SPEN | Kilbowie 11 | 0 | 0 | 0 | 0 | 0 | 0 | 0 | 0 | 0 | 0 | 0 | 0 | 0 | 0 | 0 | 0 | 0 | 0 | 0 | 0 | 0 | 0 | 0 | 0 | 0 | 0 | 0 | 0 | 0
Hydrogen Evolution | Gen_BB018 | MW | SPEN | Kilbowie 33 | 0 | 0 | 0 | 0 | 0 | 0 | 0 | 0 | 0 | 0 | 0 | 0 | 0 | 0 | 0 | 0 | 0 | 0 | 0 | 0 | 0 | 0 | 0 | 0 | 0 | 0 | 0 | 0 | 0
Hydrogen Evolution | Gen_BB018 | MW | SPEN | Killermont | 0 | 0 | 0 | 0 | 0 | 0 | 0 | 0 | 0 | 0 | 0 | 0 | 0 | 0 | 0 | 0 | 0 | 0 | 0 | 0 | 0 | 0 | 0 | 0 | 0 | 0 | 0 | 0 | 0
Hydrogen Evolution | Gen_BB018 | MW | SPEN | Kilwinning | 0 | 0 | 0 | 0 | 0 | 0 | 0 | 0 | 0 | 0 | 0 | 0 | 0 | 0 | 0 | 0 | 0 | 0 | 0 | 0 | 0 | 0 | 0 | 0 | 0 | 0 | 0 | 0 | 0
Hydrogen Evolution | Gen_BB018 | MW | SPEN | Lesmahagow | 0 | 0 | 0 | 0 | 0 | 0 | 0 | 0 | 0 | 0 | 0 | 0 | 0 | 0 | 0 | 0 | 0 | 0 | 0 | 0 | 0 | 0 | 0 | 0 | 0 | 0 | 0 | 0 | 0
Hydrogen Evolution | Gen_BB018 | MW | SPEN | Leven | 0 | 0 | 0 | 0 | 0 | 0 | 0 | 0 | 0 | 0 | 0 | 0 | 0 | 0 | 0 | 0 | 0 | 0 | 0 | 0 | 0 | 0 | 0 | 0 | 0 | 0 | 0 | 0 | 0
Hydrogen Evolution | Gen_BB018 | MW | SPEN | Livingston East | 0 | 0 | 0 | 0 | 0 | 0 | 0 | 0 | 0 | 0 | 0 | 0 | 0 | 0 | 0 | 0 | 0 | 0 | 0 | 0 | 0 | 0 | 0 | 0 | 0 | 0 | 0 | 0 | 0
Hydrogen Evolution | Gen_BB018 | MW | SPEN | Maybole | 0 | 1.035 | 1.035 | 1.035 | 1.035 | 1.035 | 1.035 | 1.035 | 1.035 | 1.035 | 1.035 | 1.035 | 1.035 | 1.035 | 1.035 | 1.035 | 1.035 | 1.035 | 1.035 | 1.035 | 1.035 | 1.035 | 1.035 | 1.035 | 1.035 | 1.035 | 1.035 | 1.035 | 1.035
Hydrogen Evolution | Gen_BB018 | MW | SPEN | Moffat | 0 | 0 | 0 | 0 | 0 | 0 | 0 | 0 | 0 | 0 | 0 | 0 | 0 | 0 | 0 | 0 | 0 | 0 | 0 | 0 | 0 | 0 | 0 | 0 | 0 | 0 | 0 | 0 | 0
Hydrogen Evolution | Gen_BB018 | MW | SPEN | Newarthill | 0 | 0 | 0 | 0 | 0 | 0 | 0 | 0 | 0 | 0 | 0 | 0 | 0 | 0 | 0 | 0 | 0 | 0 | 0 | 0 | 0 | 0 | 0 | 0 | 0 | 0 | 0 | 0 | 0
Hydrogen Evolution | Gen_BB018 | MW | SPEN | Newton Stewart | 0 | 0 | 0 | 0 | 0 | 0 | 0 | 0 | 0 | 0 | 0 | 0 | 0 | 0 | 0 | 0 | 0 | 0 | 0 | 0 | 0 | 0 | 0 | 0 | 0 | 0 | 0 | 0 | 0
Hydrogen Evolution | Gen_BB018 | MW | SPEN | Paisley | 0 | 0 | 0 | 0 | 0 | 0 | 0 | 0 | 0 | 0 | 0 | 0 | 0 | 0 | 0 | 0 | 0 | 0 | 0 | 0 | 0 | 0 | 0 | 0 | 0 | 0 | 0 | 0 | 0
Hydrogen Evolution | Gen_BB018 | MW | SPEN | Partick | 0 | 0 | 0 | 0 | 0 | 0 | 0 | 0 | 0 | 0 | 0 | 0 | 0 | 0 | 0 | 0 | 0 | 0 | 0 | 0 | 0 | 0 | 0 | 0 | 0 | 0 | 0 | 0 | 0
Hydrogen Evolution | Gen_BB018 | MW | SPEN | Port Dundas | 0 | 0 | 0 | 0 | 0 | 0 | 0 | 0 | 0 | 0 | 0 | 0 | 0 | 0 | 0 | 0 | 0 | 0 | 0 | 0 | 0 | 0 | 0 | 0 | 0 | 0 | 0 | 0 | 0
Hydrogen Evolution | Gen_BB018 | MW | SPEN | Portobello | 0 | 0 | 0 | 0 | 0 | 0 | 0 | 0 | 0 | 0 | 0 | 0 | 0 | 0 | 0 | 0 | 0 | 0 | 0 | 0 | 0 | 0 | 0 | 0 | 0 | 0 | 0 | 0 | 0
Hydrogen Evolution | Gen_BB018 | MW | SPEN | Ravenscraig | 0 | 0 | 0 | 0 | 0 | 0 | 0 | 0 | 0 | 0 | 0 | 0 | 0 | 0 | 0 | 0 | 0 | 0 | 0 | 0 | 0 | 0 | 0 | 0 | 0 | 0 | 0 | 0 | 0
Hydrogen Evolution | Gen_BB018 | MW | SPEN | Redhouse | 0 | 0 | 0 | 0 | 0 | 0 | 0 | 0 | 0 | 0 | 0 | 0 | 0 | 0 | 0 | 0 | 0 | 0 | 0 | 0 | 0 | 0 | 0 | 0 | 0 | 0 | 0 | 0 | 0
Hydrogen Evolution | Gen_BB018 | MW | SPEN | Saltcoats A | 0 | 1.181 | 1.181 | 1.181 | 1.181 | 1.181 | 1.181 | 1.181 | 1.181 | 1.181 | 1.181 | 1.181 | 1.181 | 1.181 | 1.181 | 1.181 | 1.181 | 1.181 | 1.181 | 1.181 | 1.181 | 1.181 | 1.181 | 1.181 | 1.181 | 1.181 | 1.181 | 1.181 | 1.181
Hydrogen Evolution | Gen_BB018 | MW | SPEN | Saltcoats B | 0 | 1.181 | 1.181 | 1.181 | 1.181 | 1.181 | 1.181 | 1.181 | 1.181 | 1.181 | 1.181 | 1.181 | 1.181 | 1.181 | 1.181 | 1.181 | 1.181 | 1.181 | 1.181 | 1.181 | 1.181 | 1.181 | 1.181 | 1.181 | 1.181 | 1.181 | 1.181 | 1.181 | 1.181
Hydrogen Evolution | Gen_BB018 | MW | SPEN | Shrubhill | 0 | 0 | 0 | 0 | 0 | 0 | 0 | 0 | 0 | 0 | 0 | 0 | 0 | 0 | 0 | 0 | 0 | 0 | 0 | 0 | 0 | 0 | 0 | 0 | 0 | 0 | 0 | 0 | 0
Hydrogen Evolution | Gen_BB018 | MW | SPEN | Sighthill | 0 | 0.285 | 0.285 | 0.285 | 0.285 | 0.285 | 0.285 | 0.285 | 0.285 | 0.285 | 0.285 | 0.285 | 0.285 | 0.285 | 0.285 | 0.285 | 0.285 | 0.285 | 0.285 | 0.285 | 0.285 | 0.285 | 0.285 | 0.285 | 0.285 | 0.285 | 0.285 | 0.285 | 0.285
Hydrogen Evolution | Gen_BB018 | MW | SPEN | Spango Valley | 0 | 0.064 | 0.064 | 0.064 | 0.064 | 0.064 | 0.064 | 0.064 | 0.064 | 0.064 | 0.064 | 0.064 | 0.064 | 0.064 | 0.064 | 0.064 | 0.064 | 0.064 | 0.064 | 0.064 | 0.064 | 0.064 | 0.064 | 0.064 | 0.064 | 0.064 | 0.064 | 0.064 | 0.064
Hydrogen Evolution | Gen_BB018 | MW | SPEN | St Andrews Cross | 0 | 0 | 0 | 0 | 0 | 0 | 0 | 0 | 0 | 0 | 0 | 0 | 0 | 0 | 0 | 0 | 0 | 0 | 0 | 0 | 0 | 0 | 0 | 0 | 0 | 0 | 0 | 0 | 0
Hydrogen Evolution | Gen_BB018 | MW | SPEN | Stirling | 0 | 0.433 | 0.433 | 0.433 | 0.433 | 0.433 | 0.433 | 0.433 | 0.433 | 0.433 | 0.433 | 0.433 | 0.433 | 0.433 | 0.433 | 0.433 | 0.433 | 0.433 | 0.433 | 0.433 | 0.433 | 0.433 | 0.433 | 0.433 | 0.433 | 0.433 | 0.433 | 0.433 | 0.433
Hydrogen Evolution | Gen_BB018 | MW | SPEN | Strathaven | 0 | 0.099 | 0.099 | 0.099 | 0.099 | 0.099 | 0.099 | 0.099 | 0.099 | 0.099 | 0.099 | 0.099 | 0.099 | 0.099 | 0.099 | 0.099 | 0.099 | 0.099 | 0.099 | 0.099 | 0.099 | 0.099 | 0.099 | 0.099 | 0.099 | 0.099 | 0.099 | 0.099 | 0.099
Hydrogen Evolution | Gen_BB018 | MW | SPEN | Strathleven | 0 | 2.967 | 2.967 | 2.967 | 2.967 | 2.967 | 2.967 | 2.967 | 2.967 | 2.967 | 2.967 | 2.967 | 2.967 | 2.967 | 2.967 | 2.967 | 2.967 | 2.967 | 2.967 | 2.967 | 2.967 | 2.967 | 2.967 | 2.967 | 2.967 | 2.967 | 2.967 | 2.967 | 2.967
Hydrogen Evolution | Gen_BB018 | MW | SPEN | Telford Road | 0 | 0 | 0 | 0 | 0 | 0 | 0 | 0 | 0 | 0 | 0 | 0 | 0 | 0 | 0 | 0 | 0 | 0 | 0 | 0 | 0 | 0 | 0 | 0 | 0 | 0 | 0 | 0 | 0
Hydrogen Evolution | Gen_BB018 | MW | SPEN | Tongland | 0 | 34.337 | 34.337 | 34.337 | 34.337 | 34.337 | 34.337 | 34.337 | 34.337 | 34.337 | 34.337 | 34.337 | 34.337 | 34.337 | 34.337 | 34.337 | 34.337 | 34.337 | 34.337 | 34.337 | 34.337 | 34.337 | 34.337 | 34.337 | 34.337 | 34.337 | 34.337 | 34.337 | 34.337
Hydrogen Evolution | Gen_BB018 | MW | SPEN | West George Street | 0 | 0 | 0 | 0 | 0 | 0 | 0 | 0 | 0 | 0 | 0 | 0 | 0 | 0 | 0 | 0 | 0 | 0 | 0 | 0 | 0 | 0 | 0 | 0 | 0 | 0 | 0 | 0 | 0
Hydrogen Evolution | Gen_BB018 | MW | SPEN | Westfield | 0 | 0 | 0 | 0 | 0 | 0 | 0 | 0 | 0 | 0 | 0 | 0 | 0 | 0 | 0 | 0 | 0 | 0 | 0 | 0 | 0 | 0 | 0 | 0 | 0 | 0 | 0 | 0 | 0
Hydrogen Evolution | Gen_BB018 | MW | SPEN | Whitehouse | 0 | 0.006 | 0.006 | 0.006 | 0.006 | 0.006 | 0.006 | 0.006 | 0.006 | 0.006 | 0.006 | 0.006 | 0.006 | 0.006 | 0.006 | 0.006 | 0.006 | 0.006 | 0.006 | 0.006 | 0.006 | 0.006 | 0.006 | 0.006 | 0.006 | 0.006 | 0.006 | 0.006 | 0.006
Hydrogen Evolution | Gen_BB018 | MW | SPEN | Wishaw | 0 | 0 | 0 | 0 | 0 | 0 | 0 | 0 | 0 | 0 | 0 | 0 | 0 | 0 | 0 | 0 | 0 | 0 | 0 | 0 | 0 | 0 | 0 | 0 | 0 | 0 | 0 | 0 | 0
Hydrogen Evolution | Gen_BB018 | MW | SPEN Manweb | Birkenhead | 0 | 0 | 0 | 0 | 0 | 0 | 0 | 0 | 0 | 0 | 0 | 0 | 0 | 0 | 0 | 0 | 0 | 0 | 0 | 0 | 0 | 0 | 0 | 0 | 0 | 0 | 0 | 0 | 0
Hydrogen Evolution | Gen_BB018 | MW | SPEN Manweb | Capenhurst | 0 | 0 | 0 | 0 | 0 | 0 | 0 | 0 | 0 | 0 | 0 | 0 | 0 | 0 | 0 | 0 | 0 | 0 | 0 | 0 | 0 | 0 | 0 | 0 | 0 | 0 | 0 | 0 | 0
Hydrogen Evolution | Gen_BB018 | MW | SPEN Manweb | Carrington | 0 | 0.792 | 0.792 | 0.792 | 0.792 | 0.792 | 0.792 | 0.792 | 0.792 | 0.792 | 0.792 | 0.792 | 0.792 | 0.792 | 0.792 | 0.792 | 0.792 | 0.792 | 0.792 | 0.792 | 0.792 | 0.792 | 0.792 | 0.792 | 0.792 | 0.792 | 0.792 | 0.792 | 0.792
Hydrogen Evolution | Gen_BB018 | MW | SPEN Manweb | Connah's Quay | 0 | 0.229 | 0.229 | 0.229 | 0.229 | 0.229 | 0.229 | 0.229 | 0.229 | 0.229 | 0.229 | 0.229 | 0.229 | 0.229 | 0.229 | 0.229 | 0.229 | 0.229 | 0.229 | 0.229 | 0.229 | 0.229 | 0.229 | 0.229 | 0.229 | 0.229 | 0.229 | 0.229 | 0.229
Hydrogen Evolution | Gen_BB018 | MW | SPEN Manweb | Fiddlers Ferry | 0 | 0.095 | 0.095 | 0.095 | 0.095 | 0.095 | 0.095 | 0.095 | 0.095 | 0.095 | 0.095 | 0.095 | 0.095 | 0.095 | 0.095 | 0.095 | 0.095 | 0.095 | 0.095 | 0.095 | 0.095 | 0.095 | 0.095 | 0.095 | 0.095 | 0.095 | 0.095 | 0.095 | 0.095
Hydrogen Evolution | Gen_BB018 | MW | SPEN Manweb | Frodsham | 0 | 0 | 0 | 0 | 0 | 0 | 0 | 0 | 0 | 0 | 0 | 0 | 0 | 0 | 0 | 0 | 0 | 0 | 0 | 0 | 0 | 0 | 0 | 0 | 0 | 0 | 0 | 0 | 0
Hydrogen Evolution | Gen_BB018 | MW | SPEN Manweb | Kirkby (_D) | 0 | 0 | 0 | 0 | 0 | 0 | 0 | 0 | 0 | 0 | 0 | 0 | 0 | 0 | 0 | 0 | 0 | 0 | 0 | 0 | 0 | 0 | 0 | 0 | 0 | 0 | 0 | 0 | 0
Hydrogen Evolution | Gen_BB018 | MW | SPEN Manweb | Legacy | 0 | 1.912 | 1.912 | 1.912 | 1.912 | 1.912 | 1.912 | 1.912 | 1.912 | 1.912 | 1.912 | 1.912 | 1.912 | 1.912 | 1.912 | 1.912 | 1.912 | 1.912 | 1.912 | 1.912 | 1.912 | 1.912 | 1.912 | 1.912 | 1.912 | 1.912 | 1.912 | 1.912 | 1.912
Hydrogen Evolution | Gen_BB018 | MW | SPEN Manweb | Lister Drive | 0 | 0 | 0 | 0 | 0 | 0 | 0 | 0 | 0 | 0 | 0 | 0 | 0 | 0 | 0 | 0 | 0 | 0 | 0 | 0 | 0 | 0 | 0 | 0 | 0 | 0 | 0 | 0 | 0
Hydrogen Evolution | Gen_BB018 | MW | SPEN Manweb | Pentir | 0 | 44.851 | 44.851 | 44.851 | 44.851 | 44.851 | 44.851 | 44.851 | 44.851 | 44.851 | 44.851 | 44.851 | 44.851 | 44.851 | 100.851 | 100.851 | 100.851 | 100.851 | 100.851 | 100.851 | 100.851 | 100.851 | 100.851 | 100.851 | 100.851 | 100.851 | 100.851 | 100.851 | 100.851
Hydrogen Evolution | Gen_BB018 | MW | SPEN Manweb | Rainhill | 0 | 0 | 0 | 0 | 0 | 0 | 0 | 0 | 0 | 0 | 0 | 0 | 0 | 0 | 0 | 0 | 0 | 0 | 0 | 0 | 0 | 0 | 0 | 0 | 0 | 0 | 0 | 0 | 0
Hydrogen Evolution | Gen_BB018 | MW | SPEN Manweb | St. Asaph | 0 | 0 | 0 | 0 | 0 | 0 | 0 | 0 | 0 | 0 | 0 | 0 | 0 | 0 | 0 | 0 | 0 | 0 | 0 | 0 | 0 | 0 | 0 | 0 | 0 | 0 | 0 | 0 | 0
Hydrogen Evolution | Gen_BB018 | MW | SPEN Manweb | Trawsfynydd | 0 | 52.058 | 52.058 | 52.058 | 52.058 | 52.058 | 52.058 | 52.058 | 52.058 | 52.058 | 52.058 | 52.058 | 52.058 | 52.058 | 52.058 | 52.058 | 52.058 | 52.058 | 52.058 | 52.058 | 52.058 | 52.058 | 52.058 | 52.058 | 52.058 | 52.058 | 52.058 | 52.058 | 52.058
Hydrogen Evolution | Gen_BB018 | MW | SPEN Manweb | Wylfa | 0 | 0 | 0 | 0 | 0 | 0 | 0 | 0 | 0 | 0 | 0 | 0 | 0 | 0 | 0 | 0 | 0 | 0 | 0 | 0 | 0 | 0 | 0 | 0 | 0 | 0 | 0 | 0 | 0
Hydrogen Evolution | Gen_BB018 | MW | SPTL | Direct(SPTL) | 0 | 20.863 | 21.067 | 21.27 | 21.473 | 21.674 | 21.877 | 22.085 | 22.287 | 22.489 | 22.7 | 22.902 | 23.104 | 23.315 | 23.525 | 23.734 | 23.937 | 24.148 | 24.36 | 24.574 | 24.786 | 24.999 | 25.215 | 25.437 | 25.653 | 25.871 | 26.089 | 26.309 | 26.529
Hydrogen Evolution | Gen_BB018 | MW | SSEN (SHEPD) | Abernethy | 0 | 1.324 | 1.332 | 1.349 | 1.357 | 1.374 | 1.383 | 1.399 | 1.408 | 1.425 | 1.433 | 1.45 | 1.458 | 1.475 | 1.484 | 1.5 | 1.509 | 1.526 | 1.534 | 1.551 | 1.568 | 1.576 | 1.593 | 1.601 | 1.618 | 1.627 | 1.643 | 1.66 | 1.669
Hydrogen Evolution | Gen_BB018 | MW | SSEN (SHEPD) | Alness | 0 | 5.747 | 5.782 | 5.816 | 5.85 | 5.883 | 5.917 | 5.951 | 5.984 | 6.018 | 6.052 | 6.085 | 6.119 | 6.153 | 6.186 | 6.22 | 6.254 | 6.287 | 6.321 | 6.363 | 6.397 | 6.431 | 6.464 | 6.498 | 6.54 | 6.573 | 6.607 | 6.641 | 6.683
Hydrogen Evolution | Gen_BB018 | MW | SSEN (SHEPD) | Arbroath | 0 | 0 | 0 | 0 | 0 | 0 | 0 | 0 | 0 | 0 | 0 | 0 | 0 | 0 | 0 | 0 | 0 | 0 | 0 | 0 | 0 | 0 | 0 | 0 | 0 | 0 | 0 | 0 | 0
Hydrogen Evolution | Gen_BB018 | MW | SSEN (SHEPD) | Ardkinglas | 0 | 4.138 | 4.181 | 4.223 | 4.266 | 4.308 | 4.35 | 4.4 | 4.442 | 4.484 | 4.526 | 4.568 | 4.619 | 4.661 | 4.703 | 4.745 | 4.795 | 4.838 | 4.88 | 4.93 | 4.972 | 5.023 | 5.065 | 5.107 | 5.157 | 5.208 | 5.249 | 5.3 | 5.342
Hydrogen Evolution | Gen_BB018 | MW | SSEN (SHEPD) | Ardmore | 0 | 0.139 | 0.139 | 0.139 | 0.139 | 0.139 | 0.139 | 0.139 | 0.139 | 0.139 | 0.139 | 0.139 | 0.139 | 0.139 | 0.139 | 0.139 | 0.139 | 0.139 | 0.139 | 0.139 | 0.139 | 0.139 | 0.139 | 0.139 | 0.139 | 0.139 | 0.139 | 0.139 | 0.139
Hydrogen Evolution | Gen_BB018 | MW | SSEN (SHEPD) | Beauly | 0 | 20.872 | 20.872 | 20.872 | 20.872 | 20.872 | 20.872 | 20.872 | 20.872 | 20.872 | 20.872 | 20.872 | 20.872 | 20.872 | 20.872 | 20.872 | 20.872 | 20.872 | 20.872 | 20.872 | 20.872 | 20.872 | 20.872 | 20.872 | 20.872 | 20.872 | 20.872 | 20.872 | 20.872
Hydrogen Evolution | Gen_BB018 | MW | SSEN (SHEPD) | Berryburn | 0 | 0 | 0 | 0 | 0 | 0 | 0 | 0 | 0 | 0 | 0 | 0 | 0 | 0 | 0 | 0 | 0 | 0 | 0 | 0 | 0 | 0 | 0 | 0 | 0 | 0 | 0 | 0 | 0
Hydrogen Evolution | Gen_BB018 | MW | SSEN (SHEPD) | Boat of Garten | 0 | 8.61 | 8.684 | 8.76 | 8.827 | 8.903 | 8.979 | 9.045 | 9.121 | 9.197 | 9.273 | 9.34 | 9.416 | 9.492 | 9.567 | 9.642 | 9.719 | 9.795 | 9.871 | 9.945 | 10.021 | 10.098 | 10.173 | 10.25 | 10.324 | 10.408 | 10.484 | 10.568 | 10.644
Hydrogen Evolution | Gen_BB018 | MW | SSEN (SHEPD) | Braco West | 0 | 5.097 | 5.108 | 5.117 | 5.133 | 5.15 | 5.159 | 5.175 | 5.184 | 5.201 | 5.217 | 5.226 | 5.243 | 5.251 | 5.268 | 5.285 | 5.293 | 5.31 | 5.327 | 5.335 | 5.352 | 5.369 | 5.377 | 5.394 | 5.411 | 5.419 | 5.436 | 5.453 | 5.462
Hydrogen Evolution | Gen_BB018 | MW | SSEN (SHEPD) | Bridge of Dun | 0 | 0.17 | 0.17 | 0.17 | 0.17 | 0.17 | 0.17 | 0.17 | 0.17 | 0.17 | 0.17 | 0.17 | 0.17 | 0.17 | 0.17 | 0.17 | 0.17 | 0.17 | 0.17 | 0.17 | 0.17 | 0.17 | 0.17 | 0.17 | 0.17 | 0.17 | 0.17 | 0.17 | 0.17
Hydrogen Evolution | Gen_BB018 | MW | SSEN (SHEPD) | Broadford-Skye | 0 | 3.17 | 3.17 | 3.17 | 3.17 | 3.17 | 3.17 | 3.17 | 3.17 | 3.17 | 3.17 | 3.17 | 3.17 | 3.17 | 3.17 | 3.17 | 3.17 | 3.17 | 3.17 | 3.17 | 3.17 | 3.17 | 3.17 | 3.17 | 3.17 | 3.17 | 3.17 | 3.17 | 3.17
Hydrogen Evolution | Gen_BB018 | MW | SSEN (SHEPD) | Brora | 0 | 0.342 | 0.342 | 0.342 | 0.342 | 0.342 | 0.342 | 0.342 | 0.342 | 0.342 | 0.342 | 0.342 | 0.342 | 0.342 | 0.342 | 0.342 | 0.342 | 0.342 | 0.342 | 0.342 | 0.342 | 0.342 | 0.342 | 0.342 | 0.342 | 0.342 | 0.342 | 0.342 | 0.342
Hydrogen Evolution | Gen_BB018 | MW | SSEN (SHEPD) | Burghmuir | 0 | 0.959 | 0.959 | 0.959 | 0.959 | 0.959 | 0.959 | 0.959 | 0.959 | 0.959 | 0.959 | 0.959 | 0.959 | 0.959 | 0.959 | 0.959 | 0.959 | 0.959 | 0.959 | 0.959 | 0.959 | 0.959 | 0.959 | 0.959 | 0.959 | 0.959 | 0.959 | 0.959 | 0.959
Hydrogen Evolution | Gen_BB018 | MW | SSEN (SHEPD) | Cairnford | 0 | 0 | 0 | 0 | 0 | 0 | 0 | 0 | 0 | 0 | 0 | 0 | 0 | 0 | 0 | 0 | 0 | 0 | 0 | 0 | 0 | 0 | 0 | 0 | 0 | 0 | 0 | 0 | 0
Hydrogen Evolution | Gen_BB018 | MW | SSEN (SHEPD) | Carradale | 0 | 1.47 | 1.47 | 1.47 | 1.47 | 1.47 | 1.47 | 1.47 | 1.47 | 1.47 | 1.47 | 1.47 | 1.47 | 1.47 | 1.47 | 1.47 | 1.47 | 1.47 | 1.47 | 1.47 | 1.47 | 1.47 | 1.47 | 1.47 | 1.47 | 1.47 | 1.47 | 1.47 | 1.47
Hydrogen Evolution | Gen_BB018 | MW | SSEN (SHEPD) | Cassley | 0 | 13.702 | 13.737 | 13.771 | 13.804 | 13.838 | 13.872 | 13.905 | 13.939 | 13.972 | 14.006 | 14.04 | 14.074 | 14.107 | 14.141 | 14.174 | 14.208 | 14.242 | 14.276 | 14.317 | 14.351 | 14.385 | 14.418 | 14.452 | 14.494 | 14.528 | 14.561 | 14.595 | 14.637
Hydrogen Evolution | Gen_BB018 | MW | SSEN (SHEPD) | Ceannacroc | 0 | 21.593 | 21.607 | 21.624 | 21.641 | 21.657 | 21.674 | 21.691 | 21.708 | 21.725 | 21.741 | 21.758 | 21.775 | 21.792 | 21.809 | 21.826 | 21.842 | 21.859 | 21.876 | 21.893 | 21.91 | 21.927 | 21.952 | 21.969 | 21.986 | 22.002 | 22.019 | 22.036 | 22.053
Hydrogen Evolution | Gen_BB018 | MW | SSEN (SHEPD) | Charleston | 0 | 1.195 | 1.203 | 1.22 | 1.228 | 1.245 | 1.254 | 1.27 | 1.279 | 1.296 | 1.304 | 1.321 | 1.329 | 1.346 | 1.355 | 1.371 | 1.38 | 1.397 | 1.405 | 1.422 | 1.439 | 1.447 | 1.464 | 1.472 | 1.489 | 1.497 | 1.514 | 1.531 | 1.54
Hydrogen Evolution | Gen_BB018 | MW | SSEN (SHEPD) | Clachan | 0 | 52.444 | 52.53 | 52.615 | 52.699 | 52.791 | 52.876 | 52.959 | 53.052 | 53.136 | 53.22 | 53.313 | 53.397 | 53.49 | 53.574 | 53.666 | 53.759 | 53.843 | 53.937 | 54.027 | 54.12 | 54.205 | 54.297 | 54.391 | 54.482 | 54.583 | 54.675 | 54.768 | 54.861
Hydrogen Evolution | Gen_BB018 | MW | SSEN (SHEPD) | Clayhills | 0 | 0 | 0 | 0 | 0 | 0 | 0 | 0 | 0 | 0 | 0 | 0 | 0 | 0 | 0 | 0 | 0 | 0 | 0 | 0 | 0 | 0 | 0 | 0 | 0 | 0 | 0 | 0 | 0
Hydrogen Evolution | Gen_BB018 | MW | SSEN (SHEPD) | Coupar Angus | 0 | 2.214 | 2.214 | 2.214 | 2.214 | 2.214 | 2.214 | 2.214 | 2.214 | 2.214 | 2.214 | 2.214 | 2.214 | 2.214 | 2.214 | 2.214 | 2.214 | 2.214 | 2.214 | 2.214 | 2.214 | 2.214 | 2.214 | 2.214 | 2.214 | 2.214 | 2.214 | 2.214 | 2.214
Hydrogen Evolution | Gen_BB018 | MW | SSEN (SHEPD) | Craigiebuckler | 0 | 0 | 0 | 0 | 0 | 0 | 0 | 0 | 0 | 0 | 0 | 0 | 0 | 0 | 0 | 0 | 0 | 0 | 0 | 0 | 0 | 0 | 0 | 0 | 0 | 0 | 0 | 0 | 0
Hydrogen Evolution | Gen_BB018 | MW | SSEN (SHEPD) | Dallas | 0 | 0 | 0 | 0 | 0 | 0 | 0 | 0 | 0 | 0 | 0 | 0 | 0 | 0 | 0 | 0 | 0 | 0 | 0 | 0 | 0 | 0 | 0 | 0 | 0 | 0 | 0 | 0 | 0
Hydrogen Evolution | Gen_BB018 | MW | SSEN (SHEPD) | Dounreay | 0 | 0 | 0 | 0 | 0 | 0 | 0 | 0 | 0 | 0 | 0 | 0 | 0 | 0 | 0 | 0 | 0 | 0 | 0 | 0 | 0 | 0 | 0 | 0 | 0 | 0 | 0 | 0 | 0
Hydrogen Evolution | Gen_BB018 | MW | SSEN (SHEPD) | Dudhope | 0 | 0 | 0 | 0 | 0 | 0 | 0 | 0 | 0 | 0 | 0 | 0 | 0 | 0 | 0 | 0 | 0 | 0 | 0 | 0 | 0 | 0 | 0 | 0 | 0 | 0 | 0 | 0 | 0
Hydrogen Evolution | Gen_BB018 | MW | SSEN (SHEPD) | Dunbeath | 0 | 0 | 0 | 0 | 0 | 0 | 0 | 0 | 0 | 0 | 0 | 0 | 0 | 0 | 0 | 0 | 0 | 0 | 0 | 0 | 0 | 0 | 0 | 0 | 0 | 0 | 0 | 0 | 0
Hydrogen Evolution | Gen_BB018 | MW | SSEN (SHEPD) | Dunoon | 0 | 10.06 | 10.153 | 10.237 | 10.33 | 10.414 | 10.507 | 10.59 | 10.683 | 10.767 | 10.86 | 10.952 | 11.037 | 11.13 | 11.222 | 11.314 | 11.398 | 11.491 | 11.584 | 11.675 | 11.768 | 11.862 | 11.962 | 12.056 | 12.147 | 12.239 | 12.34 | 12.433 | 12.534
Hydrogen Evolution | Gen_BB018 | MW | SSEN (SHEPD) | Dunvegan | 0 | 0 | 0 | 0 | 0 | 0 | 0 | 0 | 0 | 0 | 0 | 0 | 0 | 0 | 0 | 0 | 0 | 0 | 0 | 0 | 0 | 0 | 0 | 0 | 0 | 0 | 0 | 0 | 0
Hydrogen Evolution | Gen_BB018 | MW | SSEN (SHEPD) | Dyce | 0 | 0.041 | 0.041 | 0.041 | 0.041 | 0.041 | 0.041 | 0.041 | 0.041 | 0.041 | 0.041 | 0.041 | 0.041 | 0.041 | 0.041 | 0.041 | 0.041 | 0.041 | 0.041 | 0.041 | 0.041 | 0.041 | 0.041 | 0.041 | 0.041 | 0.041 | 0.041 | 0.041 | 0.041
Hydrogen Evolution | Gen_BB018 | MW | SSEN (SHEPD) | Elgin | 0 | 0.056 | 0.056 | 0.056 | 0.056 | 0.056 | 0.056 | 0.056 | 0.056 | 0.056 | 0.056 | 0.056 | 0.056 | 0.056 | 0.056 | 0.056 | 0.056 | 0.056 | 0.056 | 0.056 | 0.056 | 0.056 | 0.056 | 0.056 | 0.056 | 0.056 | 0.056 | 0.056 | 0.056
Hydrogen Evolution | Gen_BB018 | MW | SSEN (SHEPD) | Fasnakyle | 0 | 31.63 | 31.644 | 31.661 | 31.67 | 31.678 | 31.695 | 31.703 | 31.72 | 31.728 | 31.737 | 31.754 | 31.762 | 31.779 | 31.787 | 31.804 | 31.812 | 31.829 | 31.838 | 31.854 | 31.863 | 31.871 | 31.888 | 31.897 | 31.913 | 31.93 | 31.939 | 31.955 | 31.964
Hydrogen Evolution | Gen_BB018 | MW | SSEN (SHEPD) | Fetteresso | 0 | 0 | 0 | 0 | 0 | 0 | 0 | 0 | 0 | 0 | 0 | 0 | 0 | 0 | 0 | 0 | 0 | 0 | 0 | 0 | 0 | 0 | 0 | 0 | 0 | 0 | 0 | 0 | 0
Hydrogen Evolution | Gen_BB018 | MW | SSEN (SHEPD) | Fiddes | 0 | 0.013 | 0.013 | 0.013 | 0.013 | 0.013 | 0.013 | 0.013 | 0.013 | 0.013 | 0.013 | 0.013 | 0.013 | 0.013 | 0.013 | 0.013 | 0.013 | 0.013 | 0.013 | 0.013 | 0.013 | 0.013 | 0.013 | 0.013 | 0.013 | 0.013 | 0.013 | 0.013 | 0.013
Hydrogen Evolution | Gen_BB018 | MW | SSEN (SHEPD) | Finstown | 0 | 0 | 0 | 0 | 0 | 0 | 0 | 0 | 0 | 0 | 0 | 0 | 0 | 0 | 0 | 0 | 0 | 0 | 0 | 0 | 0 | 0 | 0 | 0 | 0 | 0 | 0 | 0 | 0
Hydrogen Evolution | Gen_BB018 | MW | SSEN (SHEPD) | Fort Augustus | 0 | 17.917 | 18.002 | 18.078 | 18.154 | 18.237 | 18.314 | 18.388 | 18.473 | 18.548 | 18.624 | 18.708 | 18.784 | 18.869 | 18.944 | 19.028 | 19.112 | 19.188 | 19.273 | 19.356 | 19.432 | 19.517 | 19.6 | 19.685 | 19.769 | 19.852 | 19.936 | 20.021 | 20.114
Hydrogen Evolution | Gen_BB018 | MW | SSEN (SHEPD) | Fort William | 0 | 108.893 | 108.993 | 109.086 | 109.179 | 109.271 | 109.364 | 109.456 | 109.548 | 109.641 | 109.742 | 109.835 | 109.927 | 110.02 | 110.121 | 110.213 | 110.306 | 110.407 | 110.5 | 110.599 | 110.701 | 110.795 | 110.894 | 110.997 | 111.097 | 111.197 | 111.298 | 111.399 | 111.501
Hydrogen Evolution | Gen_BB018 | MW | SSEN (SHEPD) | Fraserburgh | 0 | 0 | 0 | 0 | 0 | 0 | 0 | 0 | 0 | 0 | 0 | 0 | 0 | 0 | 0 | 0 | 0 | 0 | 0 | 0 | 0 | 0 | 0 | 0 | 0 | 0 | 0 | 0 | 0
Hydrogen Evolution | Gen_BB018 | MW | SSEN (SHEPD) | Glenfarclas | 0 | 0 | 0 | 0 | 0 | 0 | 0 | 0 | 0 | 0 | 0 | 0 | 0 | 0 | 0 | 0 | 0 | 0 | 0 | 0 | 0 | 0 | 0 | 0 | 0 | 0 | 0 | 0 | 0
Hydrogen Evolution | Gen_BB018 | MW | SSEN (SHEPD) | Grudie Bridge | 0 | 47.012 | 47.238 | 47.457 | 47.678 | 47.904 | 48.124 | 48.348 | 48.567 | 48.794 | 49.022 | 49.241 | 49.469 | 49.696 | 49.923 | 50.148 | 50.385 | 50.613 | 50.842 | 51.073 | 51.31 | 51.548 | 51.781 | 52.02 | 52.253 | 52.488 | 52.73 | 52.976 | 53.221
Hydrogen Evolution | Gen_BB018 | MW | SSEN (SHEPD) | Inverness | 0 | 8.506 | 8.57 | 8.638 | 8.705 | 8.764 | 8.832 | 8.898 | 8.965 | 9.024 | 9.092 | 9.159 | 9.227 | 9.294 | 9.361 | 9.42 | 9.487 | 9.555 | 9.623 | 9.697 | 9.765 | 9.833 | 9.899 | 9.968 | 10.034 | 10.11 | 10.177 | 10.253 | 10.32
Hydrogen Evolution | Gen_BB018 | MW | SSEN (SHEPD) | Keith | 0 | 2.43 | 2.451 | 2.477 | 2.502 | 2.527 | 2.553 | 2.569 | 2.594 | 2.62 | 2.645 | 2.67 | 2.696 | 2.721 | 2.746 | 2.771 | 2.796 | 2.822 | 2.847 | 2.872 | 2.897 | 2.923 | 2.948 | 2.973 | 2.998 | 3.023 | 3.049 | 3.074 | 3.099
Hydrogen Evolution | Gen_BB018 | MW | SSEN (SHEPD) | Killin | 0 | 23.867 | 23.921 | 23.971 | 24.022 | 24.081 | 24.132 | 24.19 | 24.24 | 24.299 | 24.35 | 24.409 | 24.459 | 24.519 | 24.569 | 24.627 | 24.686 | 24.737 | 24.797 | 24.854 | 24.905 | 24.965 | 25.023 | 25.083 | 25.141 | 25.199 | 25.258 | 25.317 | 25.377
Hydrogen Evolution | Gen_BB018 | MW | SSEN (SHEPD) | Kinlochleven | 0 | 27.593 | 27.607 | 27.624 | 27.641 | 27.657 | 27.674 | 27.691 | 27.708 | 27.725 | 27.741 | 27.758 | 27.775 | 27.792 | 27.809 | 27.826 | 27.842 | 27.859 | 27.876 | 27.893 | 27.91 | 27.927 | 27.952 | 27.969 | 27.986 | 28.002 | 28.019 | 28.036 | 28.053
Hydrogen Evolution | Gen_BB018 | MW | SSEN (SHEPD) | Kintore | 0 | 0 | 0 | 0 | 0 | 0 | 0 | 0 | 0 | 0 | 0 | 0 | 0 | 0 | 0 | 0 | 0 | 0 | 0 | 0 | 0 | 0 | 0 | 0 | 0 | 0 | 0 | 0 | 0
Hydrogen Evolution | Gen_BB018 | MW | SSEN (SHEPD) | Lairg | 0 | 5.183 | 5.209 | 5.243 | 5.277 | 5.302 | 5.336 | 5.369 | 5.394 | 5.428 | 5.462 | 5.495 | 5.521 | 5.554 | 5.588 | 5.621 | 5.647 | 5.681 | 5.715 | 5.748 | 5.781 | 5.807 | 5.84 | 5.874 | 5.908 | 5.941 | 5.975 | 6.009 | 6.042
Hydrogen Evolution | Gen_BB018 | MW | SSEN (SHEPD) | Lunanhead | 0 | 1.608 | 1.608 | 1.608 | 1.608 | 1.608 | 1.608 | 1.608 | 1.608 | 1.608 | 1.608 | 1.608 | 1.608 | 1.608 | 1.608 | 1.608 | 1.608 | 1.608 | 1.608 | 1.608 | 1.608 | 1.608 | 1.608 | 1.608 | 1.608 | 1.608 | 1.608 | 1.608 | 1.608
Hydrogen Evolution | Gen_BB018 | MW | SSEN (SHEPD) | Lyndhurst | 0 | 0.196 | 0.196 | 0.196 | 0.196 | 0.196 | 0.196 | 0.196 | 0.196 | 0.196 | 0.196 | 0.196 | 0.196 | 0.196 | 0.196 | 0.196 | 0.196 | 0.196 | 0.196 | 0.196 | 0.196 | 0.196 | 0.196 | 0.196 | 0.196 | 0.196 | 0.196 | 0.196 | 0.196
Hydrogen Evolution | Gen_BB018 | MW | SSEN (SHEPD) | Macduff | 0 | 0 | 0 | 0 | 0 | 0 | 0 | 0 | 0 | 0 | 0 | 0 | 0 | 0 | 0 | 0 | 0 | 0 | 0 | 0 | 0 | 0 | 0 | 0 | 0 | 0 | 0 | 0 | 0
Hydrogen Evolution | Gen_BB018 | MW | SSEN (SHEPD) | Milton of Craigie | 0 | 1.006 | 1.015 | 1.032 | 1.04 | 1.049 | 1.057 | 1.074 | 1.082 | 1.091 | 1.099 | 1.116 | 1.125 | 1.133 | 1.141 | 1.158 | 1.167 | 1.175 | 1.192 | 1.2 | 1.209 | 1.217 | 1.234 | 1.242 | 1.251 | 1.268 | 1.276 | 1.284 | 1.301
Hydrogen Evolution | Gen_BB018 | MW | SSEN (SHEPD) | Mybster | 0 | 0 | 0 | 0 | 0 | 0 | 0 | 0 | 0 | 0 | 0 | 0 | 0 | 0 | 0 | 0 | 0 | 0 | 0 | 0 | 0 | 0 | 0 | 0 | 0 | 0 | 0 | 0 | 0
Hydrogen Evolution | Gen_BB018 | MW | SSEN (SHEPD) | Nairn | 0 | 34.107 | 40.567 | 40.567 | 40.567 | 40.567 | 40.567 | 40.567 | 40.567 | 40.567 | 40.567 | 40.567 | 40.567 | 40.567 | 40.567 | 40.567 | 40.567 | 40.567 | 40.567 | 40.567 | 40.567 | 40.567 | 40.567 | 40.567 | 40.567 | 40.567 | 40.567 | 40.567 | 40.567
Hydrogen Evolution | Gen_BB018 | MW | SSEN (SHEPD) | Orrin | 0 | 0 | 0 | 0 | 0 | 0 | 0 | 0 | 0 | 0 | 0 | 0 | 0 | 0 | 0 | 0 | 0 | 0 | 0 | 0 | 0 | 0 | 0 | 0 | 0 | 0 | 0 | 0 | 0
Hydrogen Evolution | Gen_BB018 | MW | SSEN (SHEPD) | Persley | 0 | 0 | 0 | 0 | 0 | 0 | 0 | 0 | 0 | 0 | 0 | 0 | 0 | 0 | 0 | 0 | 0 | 0 | 0 | 0 | 0 | 0 | 0 | 0 | 0 | 0 | 0 | 0 | 0
Hydrogen Evolution | Gen_BB018 | MW | SSEN (SHEPD) | Peterhead Grange | 0 | 0 | 0 | 0 | 0 | 0 | 0 | 0 | 0 | 0 | 0 | 0 | 0 | 0 | 0 | 0 | 0 | 0 | 0 | 0 | 0 | 0 | 0 | 0 | 0 | 0 | 0 | 0 | 0
Hydrogen Evolution | Gen_BB018 | MW | SSEN (SHEPD) | Peterhead Shell | 0 | 0 | 0 | 0 | 0 | 0 | 0 | 0 | 0 | 0 | 0 | 0 | 0 | 0 | 0 | 0 | 0 | 0 | 0 | 0 | 0 | 0 | 0 | 0 | 0 | 0 | 0 | 0 | 0
Hydrogen Evolution | Gen_BB018 | MW | SSEN (SHEPD) | Port Ann | 0 | 13.166 | 13.244 | 13.329 | 13.405 | 13.48 | 13.565 | 13.64 | 13.724 | 13.799 | 13.884 | 13.96 | 14.044 | 14.12 | 14.204 | 14.287 | 14.363 | 14.448 | 14.533 | 14.615 | 14.691 | 14.776 | 14.859 | 14.945 | 15.028 | 15.12 | 15.204 | 15.289 | 15.373
Hydrogen Evolution | Gen_BB018 | MW | SSEN (SHEPD) | Quoich | 0 | 18 | 18 | 18 | 18 | 18 | 18 | 18 | 18 | 18 | 18 | 18 | 18 | 18 | 18 | 18 | 18 | 18 | 18 | 18 | 18 | 18 | 18 | 18 | 18 | 18 | 18 | 18 | 18
Hydrogen Evolution | Gen_BB018 | MW | SSEN (SHEPD) | Rannoch | 0 | 61.217 | 61.333 | 61.443 | 61.553 | 61.662 | 61.772 | 61.88 | 61.997 | 62.107 | 62.216 | 62.334 | 62.444 | 62.554 | 62.671 | 62.78 | 62.898 | 63.008 | 63.127 | 63.242 | 63.361 | 63.471 | 63.588 | 63.707 | 63.832 | 63.949 | 64.067 | 64.185 | 64.312
Hydrogen Evolution | Gen_BB018 | MW | SSEN (SHEPD) | Redmoss | 0 | 0 | 0 | 0 | 0 | 0 | 0 | 0 | 0 | 0 | 0 | 0 | 0 | 0 | 0 | 0 | 0 | 0 | 0 | 0 | 0 | 0 | 0 | 0 | 0 | 0 | 0 | 0 | 0
Hydrogen Evolution | Gen_BB018 | MW | SSEN (SHEPD) | Rothienorman | 0 | 0 | 0 | 0 | 0 | 0 | 0 | 0 | 0 | 0 | 0 | 0 | 0 | 0 | 0 | 0 | 0 | 0 | 0 | 0 | 0 | 0 | 0 | 0 | 0 | 0 | 0 | 0 | 0
Hydrogen Evolution | Gen_BB018 | MW | SSEN (SHEPD) | Shin | 0 | 20.55 | 20.55 | 20.55 | 20.55 | 20.55 | 20.55 | 20.55 | 20.55 | 20.55 | 20.55 | 20.55 | 20.55 | 20.55 | 20.55 | 20.55 | 20.55 | 20.55 | 20.55 | 20.55 | 20.55 | 20.55 | 20.55 | 20.55 | 20.55 | 20.55 | 20.55 | 20.55 | 20.55
Hydrogen Evolution | Gen_BB018 | MW | SSEN (SHEPD) | Sloy | 0 | 72.5 | 72.5 | 72.5 | 72.5 | 72.5 | 72.5 | 72.5 | 72.5 | 72.5 | 72.5 | 72.5 | 72.5 | 72.5 | 72.5 | 72.5 | 72.5 | 72.5 | 72.5 | 72.5 | 72.5 | 72.5 | 72.5 | 72.5 | 72.5 | 72.5 | 72.5 | 72.5 | 72.5
Hydrogen Evolution | Gen_BB018 | MW | SSEN (SHEPD) | St Fergus Gas Terminal | 0 | 0 | 0 | 0 | 0 | 0 | 0 | 0 | 0 | 0 | 0 | 0 | 0 | 0 | 0 | 0 | 0 | 0 | 0 | 0 | 0 | 0 | 0 | 0 | 0 | 0 | 0 | 0 | 0
Hydrogen Evolution | Gen_BB018 | MW | SSEN (SHEPD) | Strichen | 0 | 0 | 0 | 0 | 0 | 0 | 0 | 0 | 0 | 0 | 0 | 0 | 0 | 0 | 0 | 0 | 0 | 0 | 0 | 0 | 0 | 0 | 0 | 0 | 0 | 0 | 0 | 0 | 0
Hydrogen Evolution | Gen_BB018 | MW | SSEN (SHEPD) | Tarland | 0 | 2.194 | 2.21 | 2.227 | 2.244 | 2.261 | 2.278 | 2.303 | 2.319 | 2.336 | 2.353 | 2.37 | 2.387 | 2.404 | 2.421 | 2.437 | 2.463 | 2.479 | 2.496 | 2.513 | 2.53 | 2.555 | 2.572 | 2.589 | 2.606 | 2.622 | 2.647 | 2.664 | 2.681
Hydrogen Evolution | Gen_BB018 | MW | SSEN (SHEPD) | Taynuilt | 0 | 50.745 | 50.896 | 51.039 | 51.183 | 51.334 | 51.478 | 51.628 | 51.771 | 51.922 | 52.065 | 52.217 | 52.369 | 52.512 | 52.663 | 52.814 | 52.966 | 53.118 | 53.271 | 53.419 | 53.58 | 53.733 | 53.882 | 54.045 | 54.203 | 54.354 | 54.513 | 54.674 | 54.834
Hydrogen Evolution | Gen_BB018 | MW | SSEN (SHEPD) | Thurso | 0 | 0.139 | 0.139 | 0.139 | 0.139 | 0.139 | 0.139 | 0.139 | 0.139 | 0.139 | 0.139 | 0.139 | 0.139 | 0.139 | 0.139 | 0.139 | 0.139 | 0.139 | 0.139 | 0.139 | 0.139 | 0.139 | 0.139 | 0.139 | 0.139 | 0.139 | 0.139 | 0.139 | 0.139
Hydrogen Evolution | Gen_BB018 | MW | SSEN (SHEPD) | Tummel Bridge | 0 | 17.872 | 17.913 | 17.946 | 17.98 | 18.014 | 18.047 | 18.089 | 18.123 | 18.156 | 18.19 | 18.224 | 18.266 | 18.3 | 18.333 | 18.367 | 18.409 | 18.443 | 18.477 | 18.518 | 18.552 | 18.586 | 18.628 | 18.662 | 18.703 | 18.737 | 18.779 | 18.813 | 18.855
Hydrogen Evolution | Gen_BB018 | MW | SSEN (SHEPD) | Willowdale | 0 | 2.228 | 2.255 | 2.272 | 2.297 | 2.322 | 2.347 | 2.364 | 2.389 | 2.414 | 2.44 | 2.465 | 2.482 | 2.507 | 2.532 | 2.557 | 2.583 | 2.608 | 2.625 | 2.65 | 2.675 | 2.701 | 2.726 | 2.751 | 2.776 | 2.801 | 2.827 | 2.852 | 2.877
Hydrogen Evolution | Gen_BB018 | MW | SSEN (SHEPD) | Woodhill | 0 | 0 | 0 | 0 | 0 | 0 | 0 | 0 | 0 | 0 | 0 | 0 | 0 | 0 | 0 | 0 | 0 | 0 | 0 | 0 | 0 | 0 | 0 | 0 | 0 | 0 | 0 | 0 | 0
Hydrogen Evolution | Gen_BB018 | MW | SSEN South | Acton Lane 66kV | 0 | 0.279 | 0.279 | 0.279 | 0.279 | 0.279 | 0.279 | 0.279 | 0.279 | 0.279 | 0.279 | 0.279 | 0.279 | 0.279 | 0.279 | 0.279 | 0.279 | 0.279 | 0.279 | 0.279 | 0.279 | 0.279 | 0.279 | 0.279 | 0.279 | 0.279 | 0.279 | 0.279 | 0.279
Hydrogen Evolution | Gen_BB018 | MW | SSEN South | Botley Wood | 0 | 0 | 0 | 0 | 0 | 0 | 0 | 0 | 0 | 0 | 0 | 0 | 0 | 0 | 0 | 0 | 0 | 0 | 0 | 0 | 0 | 0 | 0 | 0 | 0 | 0 | 0 | 0 | 0
Hydrogen Evolution | Gen_BB018 | MW | SSEN South | Bramley | 0 | 0.124 | 0.124 | 0.124 | 0.124 | 0.124 | 0.124 | 0.124 | 0.124 | 0.124 | 0.124 | 0.124 | 0.124 | 0.124 | 0.124 | 0.124 | 0.124 | 0.124 | 0.124 | 0.124 | 0.124 | 0.124 | 0.124 | 0.124 | 0.124 | 0.124 | 0.124 | 0.124 | 0.124
Hydrogen Evolution | Gen_BB018 | MW | SSEN South | Chickerell | 0 | 0.042 | 0.042 | 0.042 | 0.042 | 0.042 | 0.042 | 0.042 | 0.042 | 0.042 | 0.042 | 0.042 | 0.042 | 0.042 | 0.042 | 0.042 | 0.042 | 0.042 | 0.042 | 0.042 | 0.042 | 0.042 | 0.042 | 0.042 | 0.042 | 0.042 | 0.042 | 0.042 | 0.042
Hydrogen Evolution | Gen_BB018 | MW | SSEN South | Cowley | 0 | 1.123 | 1.123 | 1.123 | 1.123 | 1.123 | 1.123 | 1.123 | 1.123 | 1.123 | 1.123 | 1.123 | 1.123 | 1.123 | 1.123 | 1.123 | 1.123 | 1.123 | 1.123 | 1.123 | 1.123 | 1.123 | 1.123 | 1.123 | 1.123 | 1.123 | 1.123 | 1.123 | 1.123
Hydrogen Evolution | Gen_BB018 | MW | SSEN South | Ealing | 0 | 0 | 0 | 0 | 0 | 0 | 0 | 0 | 0 | 0 | 0 | 0 | 0 | 0 | 0 | 0 | 0 | 0 | 0 | 0 | 0 | 0 | 0 | 0 | 0 | 0 | 0 | 0 | 0
Hydrogen Evolution | Gen_BB018 | MW | SSEN South | East Claydon (_H) | 0 | 0 | 0 | 0 | 0 | 0 | 0 | 0 | 0 | 0 | 0 | 0 | 0 | 0 | 0 | 0 | 0 | 0 | 0 | 0 | 0 | 0 | 0 | 0 | 0 | 0 | 0 | 0 | 0
Hydrogen Evolution | Gen_BB018 | MW | SSEN South | Fawley | 0 | 5.65 | 5.712 | 5.771 | 5.831 | 5.889 | 5.948 | 6.007 | 6.066 | 6.125 | 6.184 | 6.243 | 6.31 | 6.369 | 6.428 | 6.486 | 6.545 | 6.613 | 6.672 | 6.73 | 6.798 | 6.857 | 6.924 | 6.984 | 7.05 | 7.109 | 7.176 | 7.244 | 7.303
Hydrogen Evolution | Gen_BB018 | MW | SSEN South | Fleet | 0 | 17.257 | 17.435 | 17.612 | 17.79 | 17.966 | 18.144 | 18.318 | 18.503 | 18.68 | 18.857 | 19.034 | 19.22 | 19.397 | 19.581 | 19.765 | 19.943 | 20.128 | 20.315 | 20.496 | 20.683 | 20.878 | 21.061 | 21.249 | 21.44 | 21.633 | 21.826 | 22.021 | 22.215
Hydrogen Evolution | Gen_BB018 | MW | SSEN South | Iver 132kV | 0 | 0.36 | 0.36 | 0.36 | 0.36 | 0.36 | 0.36 | 0.36 | 0.36 | 0.36 | 0.36 | 0.36 | 0.36 | 0.36 | 0.36 | 0.36 | 0.36 | 0.36 | 0.36 | 0.36 | 0.36 | 0.36 | 0.36 | 0.36 | 0.36 | 0.36 | 0.36 | 0.36 | 0.36
Hydrogen Evolution | Gen_BB018 | MW | SSEN South | Iver 66kV | 0 | 0 | 0 | 0 | 0 | 0 | 0 | 0 | 0 | 0 | 0 | 0 | 0 | 0 | 0 | 0 | 0 | 0 | 0 | 0 | 0 | 0 | 0 | 0 | 0 | 0 | 0 | 0 | 0
Hydrogen Evolution | Gen_BB018 | MW | SSEN South | Laleham | 0 | 0 | 0 | 0 | 0 | 0 | 0 | 0 | 0 | 0 | 0 | 0 | 0 | 0 | 0 | 0 | 0 | 0 | 0 | 0 | 0 | 0 | 0 | 0 | 0 | 0 | 0 | 0 | 0
Hydrogen Evolution | Gen_BB018 | MW | SSEN South | Lovedean | 0 | 0.017 | 0.017 | 0.017 | 0.017 | 0.017 | 0.017 | 0.017 | 0.017 | 0.017 | 0.017 | 0.017 | 0.017 | 0.017 | 0.017 | 0.017 | 0.017 | 0.017 | 0.017 | 0.017 | 0.017 | 0.017 | 0.017 | 0.017 | 0.017 | 0.017 | 0.017 | 0.017 | 0.017
Hydrogen Evolution | Gen_BB018 | MW | SSEN South | Mannington | 0 | 0.127 | 0.127 | 0.127 | 0.127 | 0.127 | 0.127 | 0.127 | 0.127 | 0.127 | 0.127 | 0.127 | 0.127 | 0.127 | 0.127 | 0.127 | 0.127 | 0.127 | 0.127 | 0.127 | 0.127 | 0.127 | 0.127 | 0.127 | 0.127 | 0.127 | 0.127 | 0.127 | 0.127
Hydrogen Evolution | Gen_BB018 | MW | SSEN South | Melksham | 0 | 0.499 | 0.499 | 0.499 | 0.499 | 0.499 | 0.499 | 0.499 | 0.499 | 0.499 | 0.499 | 0.499 | 0.499 | 0.499 | 0.499 | 0.499 | 0.499 | 0.499 | 0.499 | 0.499 | 0.499 | 0.499 | 0.499 | 0.499 | 0.499 | 0.499 | 0.499 | 0.499 | 0.499
Hydrogen Evolution | Gen_BB018 | MW | SSEN South | Minety | 0 | 4.529 | 4.577 | 4.628 | 4.67 | 4.72 | 4.771 | 4.813 | 4.863 | 4.914 | 4.956 | 5.006 | 5.057 | 5.099 | 5.15 | 5.2 | 5.25 | 5.301 | 5.344 | 5.393 | 5.444 | 5.495 | 5.545 | 5.596 | 5.646 | 5.696 | 5.746 | 5.797 | 5.856
Hydrogen Evolution | Gen_BB018 | MW | SSEN South | North Hyde | 0 | 0 | 0 | 0 | 0 | 0 | 0 | 0 | 0 | 0 | 0 | 0 | 0 | 0 | 0 | 0 | 0 | 0 | 0 | 0 | 0 | 0 | 0 | 0 | 0 | 0 | 0 | 0 | 0
Hydrogen Evolution | Gen_BB018 | MW | SSEN South | Nursling | 0 | 7.152 | 7.223 | 7.299 | 7.375 | 7.45 | 7.527 | 7.602 | 7.677 | 7.753 | 7.829 | 7.905 | 7.981 | 8.057 | 8.132 | 8.207 | 8.283 | 8.359 | 8.436 | 8.518 | 8.594 | 8.671 | 8.754 | 8.831 | 8.906 | 8.99 | 9.073 | 9.15 | 9.234
Hydrogen Evolution | Gen_BB018 | MW | UKPN Eastern | Amersham Main | 0 | 0 | 0 | 0 | 0 | 0 | 0 | 0 | 0 | 0 | 0 | 0 | 0 | 0 | 0 | 0 | 0 | 0 | 0 | 0 | 0 | 0 | 0 | 0 | 0 | 0 | 0 | 0 | 0
Hydrogen Evolution | Gen_BB018 | MW | UKPN Eastern | Braintree | 0 | 0 | 0 | 0 | 0 | 0 | 0 | 0 | 0 | 0 | 0 | 0 | 0 | 0 | 0 | 0 | 0 | 0 | 0 | 0 | 0 | 0 | 0 | 0 | 0 | 0 | 0 | 0 | 0
Hydrogen Evolution | Gen_BB018 | MW | UKPN Eastern | Bramford | 0 | 0 | 0 | 0 | 0 | 0 | 0 | 0 | 0 | 0 | 0 | 0 | 0 | 0 | 0 | 0 | 0 | 0 | 0 | 0 | 0 | 0 | 0 | 0 | 0 | 0 | 0 | 0 | 0
Hydrogen Evolution | Gen_BB018 | MW | UKPN Eastern | Brimsdown | 0 | 0 | 0 | 0 | 0 | 0 | 0 | 0 | 0 | 0 | 0 | 0 | 0 | 0 | 0 | 0 | 0 | 0 | 0 | 0 | 0 | 0 | 0 | 0 | 0 | 0 | 0 | 0 | 0
Hydrogen Evolution | Gen_BB018 | MW | UKPN Eastern | Burwell Main | 0 | 0 | 0 | 0 | 0 | 0 | 0 | 0 | 0 | 0 | 0 | 0 | 0 | 0 | 0 | 0 | 0 | 0 | 0 | 0 | 0 | 0 | 0 | 0 | 0 | 0 | 0 | 0 | 0
Hydrogen Evolution | Gen_BB018 | MW | UKPN Eastern | Clacton | 0 | 0 | 0 | 0 | 0 | 0 | 0 | 0 | 0 | 0 | 0 | 0 | 0 | 0 | 0 | 0 | 0 | 0 | 0 | 0 | 0 | 0 | 0 | 0 | 0 | 0 | 0 | 0 | 0
Hydrogen Evolution | Gen_BB018 | MW | UKPN Eastern | Eaton Socon | 0 | 0.049 | 0.049 | 0.049 | 0.049 | 0.049 | 0.049 | 0.049 | 0.049 | 0.049 | 0.049 | 0.049 | 0.049 | 0.049 | 0.049 | 0.049 | 0.049 | 0.049 | 0.049 | 0.049 | 0.049 | 0.049 | 0.049 | 0.049 | 0.049 | 0.049 | 0.049 | 0.049 | 0.049
Hydrogen Evolution | Gen_BB018 | MW | UKPN Eastern | Elstree | 0 | 0.279 | 0.279 | 0.279 | 0.279 | 0.279 | 0.279 | 0.279 | 0.279 | 0.279 | 0.279 | 0.279 | 0.279 | 0.279 | 0.279 | 0.279 | 0.279 | 0.279 | 0.279 | 0.279 | 0.279 | 0.279 | 0.279 | 0.279 | 0.279 | 0.279 | 0.279 | 0.279 | 0.279
Hydrogen Evolution | Gen_BB018 | MW | UKPN Eastern | Loudwater | 0 | 0 | 0 | 0 | 0 | 0 | 0 | 0 | 0 | 0 | 0 | 0 | 0 | 0 | 0 | 0 | 0 | 0 | 0 | 0 | 0 | 0 | 0 | 0 | 0 | 0 | 0 | 0 | 0
Hydrogen Evolution | Gen_BB018 | MW | UKPN Eastern | Mill Hill | 0 | 0.523 | 0.523 | 0.523 | 0.523 | 0.523 | 0.523 | 0.523 | 0.523 | 0.523 | 0.523 | 0.523 | 0.523 | 0.523 | 0.523 | 0.523 | 0.523 | 0.523 | 0.523 | 0.523 | 0.523 | 0.523 | 0.523 | 0.523 | 0.523 | 0.523 | 0.523 | 0.523 | 0.523
Hydrogen Evolution | Gen_BB018 | MW | UKPN Eastern | Norwich Main | 0 | 0.024 | 0.024 | 0.024 | 0.024 | 0.024 | 0.024 | 0.024 | 0.024 | 0.024 | 0.024 | 0.024 | 0.024 | 0.024 | 0.024 | 0.024 | 0.024 | 0.024 | 0.024 | 0.024 | 0.024 | 0.024 | 0.024 | 0.024 | 0.024 | 0.024 | 0.024 | 0.024 | 0.024
Hydrogen Evolution | Gen_BB018 | MW | UKPN Eastern | Pelham | 0 | 0 | 0 | 0 | 0 | 0 | 0 | 0 | 0 | 0 | 0 | 0 | 0 | 0 | 0 | 0 | 0 | 0 | 0 | 0 | 0 | 0 | 0 | 0 | 0 | 0 | 0 | 0 | 0
Hydrogen Evolution | Gen_BB018 | MW | UKPN Eastern | Rayleigh | 0 | 0.046 | 0.046 | 0.046 | 0.046 | 0.046 | 0.046 | 0.046 | 0.046 | 0.046 | 0.046 | 0.046 | 0.046 | 0.046 | 0.046 | 0.046 | 0.046 | 0.046 | 0.046 | 0.046 | 0.046 | 0.046 | 0.046 | 0.046 | 0.046 | 0.046 | 0.046 | 0.046 | 0.046
Hydrogen Evolution | Gen_BB018 | MW | UKPN Eastern | Rye House | 0 | 0.017 | 0.017 | 0.017 | 0.017 | 0.017 | 0.017 | 0.017 | 0.017 | 0.017 | 0.017 | 0.017 | 0.017 | 0.017 | 0.017 | 0.017 | 0.017 | 0.017 | 0.017 | 0.017 | 0.017 | 0.017 | 0.017 | 0.017 | 0.017 | 0.017 | 0.017 | 0.017 | 0.017
Hydrogen Evolution | Gen_BB018 | MW | UKPN Eastern | Sheringham Shoal | 0 | 0 | 0 | 0 | 0 | 0 | 0 | 0 | 0 | 0 | 0 | 0 | 0 | 0 | 0 | 0 | 0 | 0 | 0 | 0 | 0 | 0 | 0 | 0 | 0 | 0 | 0 | 0 | 0
Hydrogen Evolution | Gen_BB018 | MW | UKPN Eastern | Sundon | 0 | 0.046 | 0.046 | 0.046 | 0.046 | 0.046 | 0.046 | 0.046 | 0.046 | 0.046 | 0.046 | 0.046 | 0.046 | 0.046 | 0.046 | 0.046 | 0.046 | 0.046 | 0.046 | 0.046 | 0.046 | 0.046 | 0.046 | 0.046 | 0.046 | 0.046 | 0.046 | 0.046 | 0.046
Hydrogen Evolution | Gen_BB018 | MW | UKPN Eastern | Tilbury | 0 | 0 | 0 | 0 | 0 | 0 | 0 | 0 | 0 | 0 | 0 | 0 | 0 | 0 | 0 | 0 | 0 | 0 | 0 | 0 | 0 | 0 | 0 | 0 | 0 | 0 | 0 | 0 | 0
Hydrogen Evolution | Gen_BB018 | MW | UKPN Eastern | Tottenham | 0 | 0.256 | 0.256 | 0.256 | 0.256 | 0.256 | 0.256 | 0.256 | 0.256 | 0.256 | 0.256 | 0.256 | 0.256 | 0.256 | 0.256 | 0.256 | 0.256 | 0.256 | 0.256 | 0.256 | 0.256 | 0.256 | 0.256 | 0.256 | 0.256 | 0.256 | 0.256 | 0.256 | 0.256
Hydrogen Evolution | Gen_BB018 | MW | UKPN Eastern | Walpole (_A) | 0 | 0 | 0 | 0 | 0 | 0 | 0 | 0 | 0 | 0 | 0 | 0 | 0 | 0 | 0 | 0 | 0 | 0 | 0 | 0 | 0 | 0 | 0 | 0 | 0 | 0 | 0 | 0 | 0
Hydrogen Evolution | Gen_BB018 | MW | UKPN Eastern | Warley | 0 | 0.424 | 0.424 | 0.424 | 0.424 | 0.424 | 0.424 | 0.424 | 0.424 | 0.424 | 0.424 | 0.424 | 0.424 | 0.424 | 0.424 | 0.424 | 0.424 | 0.424 | 0.424 | 0.424 | 0.424 | 0.424 | 0.424 | 0.424 | 0.424 | 0.424 | 0.424 | 0.424 | 0.424
Hydrogen Evolution | Gen_BB018 | MW | UKPN Eastern | Watford South | 0 | 0 | 0 | 0 | 0 | 0 | 0 | 0 | 0 | 0 | 0 | 0 | 0 | 0 | 0 | 0 | 0 | 0 | 0 | 0 | 0 | 0 | 0 | 0 | 0 | 0 | 0 | 0 | 0
Hydrogen Evolution | Gen_BB018 | MW | UKPN Eastern | West Thurrock | 0 | 0 | 0 | 0 | 0 | 0 | 0 | 0 | 0 | 0 | 0 | 0 | 0 | 0 | 0 | 0 | 0 | 0 | 0 | 0 | 0 | 0 | 0 | 0 | 0 | 0 | 0 | 0 | 0
Hydrogen Evolution | Gen_BB018 | MW | UKPN Eastern | Wymondley | 0 | 0 | 0 | 0 | 0 | 0 | 0 | 0 | 0 | 0 | 0 | 0 | 0 | 0 | 0 | 0 | 0 | 0 | 0 | 0 | 0 | 0 | 0 | 0 | 0 | 0 | 0 | 0 | 0
Hydrogen Evolution | Gen_BB018 | MW | UKPN London | Acton Lane 22kV | 0 | 0 | 0 | 0 | 0 | 0 | 0 | 0 | 0 | 0 | 0 | 0 | 0 | 0 | 0 | 0 | 0 | 0 | 0 | 0 | 0 | 0 | 0 | 0 | 0 | 0 | 0 | 0 | 0
Hydrogen Evolution | Gen_BB018 | MW | UKPN London | Barking | 0 | 0 | 0 | 0 | 0 | 0 | 0 | 0 | 0 | 0 | 0 | 0 | 0 | 0 | 0 | 0 | 0 | 0 | 0 | 0 | 0 | 0 | 0 | 0 | 0 | 0 | 0 | 0 | 0
Hydrogen Evolution | Gen_BB018 | MW | UKPN London | Barking West | 0 | 0 | 0 | 0 | 0 | 0 | 0 | 0 | 0 | 0 | 0 | 0 | 0 | 0 | 0 | 0 | 0 | 0 | 0 | 0 | 0 | 0 | 0 | 0 | 0 | 0 | 0 | 0 | 0
Hydrogen Evolution | Gen_BB018 | MW | UKPN London | Beddington (_C) | 0 | 0 | 0 | 0 | 0 | 0 | 0 | 0 | 0 | 0 | 0 | 0 | 0 | 0 | 0 | 0 | 0 | 0 | 0 | 0 | 0 | 0 | 0 | 0 | 0 | 0 | 0 | 0 | 0
Hydrogen Evolution | Gen_BB018 | MW | UKPN London | Canal Bank | 0 | 0 | 0 | 0 | 0 | 0 | 0 | 0 | 0 | 0 | 0 | 0 | 0 | 0 | 0 | 0 | 0 | 0 | 0 | 0 | 0 | 0 | 0 | 0 | 0 | 0 | 0 | 0 | 0
Hydrogen Evolution | Gen_BB018 | MW | UKPN London | City Road | 0 | 0 | 0 | 0 | 0 | 0 | 0 | 0 | 0 | 0 | 0 | 0 | 0 | 0 | 0 | 0 | 0 | 0 | 0 | 0 | 0 | 0 | 0 | 0 | 0 | 0 | 0 | 0 | 0
Hydrogen Evolution | Gen_BB018 | MW | UKPN London | Greenford | 0 | 0 | 0 | 0 | 0 | 0 | 0 | 0 | 0 | 0 | 0 | 0 | 0 | 0 | 0 | 0 | 0 | 0 | 0 | 0 | 0 | 0 | 0 | 0 | 0 | 0 | 0 | 0 | 0
Hydrogen Evolution | Gen_BB018 | MW | UKPN London | Hackney 132kV | 0 | 0 | 0 | 0 | 0 | 0 | 0 | 0 | 0 | 0 | 0 | 0 | 0 | 0 | 0 | 0 | 0 | 0 | 0 | 0 | 0 | 0 | 0 | 0 | 0 | 0 | 0 | 0 | 0
Hydrogen Evolution | Gen_BB018 | MW | UKPN London | Hackney 66kV | 0 | 0 | 0 | 0 | 0 | 0 | 0 | 0 | 0 | 0 | 0 | 0 | 0 | 0 | 0 | 0 | 0 | 0 | 0 | 0 | 0 | 0 | 0 | 0 | 0 | 0 | 0 | 0 | 0
Hydrogen Evolution | Gen_BB018 | MW | UKPN London | Hurst | 0 | 0.105 | 0.105 | 0.105 | 0.105 | 0.105 | 0.105 | 0.105 | 0.105 | 0.105 | 0.105 | 0.105 | 0.105 | 0.105 | 0.105 | 0.105 | 0.105 | 0.105 | 0.105 | 0.105 | 0.105 | 0.105 | 0.105 | 0.105 | 0.105 | 0.105 | 0.105 | 0.105 | 0.105
Hydrogen Evolution | Gen_BB018 | MW | UKPN London | Islington | 0 | 0 | 0 | 0 | 0 | 0 | 0 | 0 | 0 | 0 | 0 | 0 | 0 | 0 | 0 | 0 | 0 | 0 | 0 | 0 | 0 | 0 | 0 | 0 | 0 | 0 | 0 | 0 | 0
Hydrogen Evolution | Gen_BB018 | MW | UKPN London | Littlebrook (_C) | 0 | 0 | 0 | 0 | 0 | 0 | 0 | 0 | 0 | 0 | 0 | 0 | 0 | 0 | 0 | 0 | 0 | 0 | 0 | 0 | 0 | 0 | 0 | 0 | 0 | 0 | 0 | 0 | 0
Hydrogen Evolution | Gen_BB018 | MW | UKPN London | Lodge Road | 0 | 0 | 0 | 0 | 0 | 0 | 0 | 0 | 0 | 0 | 0 | 0 | 0 | 0 | 0 | 0 | 0 | 0 | 0 | 0 | 0 | 0 | 0 | 0 | 0 | 0 | 0 | 0 | 0
Hydrogen Evolution | Gen_BB018 | MW | UKPN London | New Cross | 0 | 0.174 | 0.174 | 0.174 | 0.174 | 0.174 | 0.174 | 0.174 | 0.174 | 0.174 | 0.174 | 0.174 | 0.174 | 0.174 | 0.174 | 0.174 | 0.174 | 0.174 | 0.174 | 0.174 | 0.174 | 0.174 | 0.174 | 0.174 | 0.174 | 0.174 | 0.174 | 0.174 | 0.174
Hydrogen Evolution | Gen_BB018 | MW | UKPN London | Perivale | 0 | 0 | 0 | 0 | 0 | 0 | 0 | 0 | 0 | 0 | 0 | 0 | 0 | 0 | 0 | 0 | 0 | 0 | 0 | 0 | 0 | 0 | 0 | 0 | 0 | 0 | 0 | 0 | 0
Hydrogen Evolution | Gen_BB018 | MW | UKPN London | Redbridge | 0 | 0 | 0 | 0 | 0 | 0 | 0 | 0 | 0 | 0 | 0 | 0 | 0 | 0 | 0 | 0 | 0 | 0 | 0 | 0 | 0 | 0 | 0 | 0 | 0 | 0 | 0 | 0 | 0
Hydrogen Evolution | Gen_BB018 | MW | UKPN London | St John's Wood | 0 | 0 | 0 | 0 | 0 | 0 | 0 | 0 | 0 | 0 | 0 | 0 | 0 | 0 | 0 | 0 | 0 | 0 | 0 | 0 | 0 | 0 | 0 | 0 | 0 | 0 | 0 | 0 | 0
Hydrogen Evolution | Gen_BB018 | MW | UKPN London | West Ham | 0 | 0.465 | 0.465 | 0.465 | 0.465 | 0.465 | 0.465 | 0.465 | 0.465 | 0.465 | 0.465 | 0.465 | 0.465 | 0.465 | 0.465 | 0.465 | 0.465 | 0.465 | 0.465 | 0.465 | 0.465 | 0.465 | 0.465 | 0.465 | 0.465 | 0.465 | 0.465 | 0.465 | 0.465
Hydrogen Evolution | Gen_BB018 | MW | UKPN London | Willesden 132kV | 0 | 0 | 0 | 0 | 0 | 0 | 0 | 0 | 0 | 0 | 0 | 0 | 0 | 0 | 0 | 0 | 0 | 0 | 0 | 0 | 0 | 0 | 0 | 0 | 0 | 0 | 0 | 0 | 0
Hydrogen Evolution | Gen_BB018 | MW | UKPN London | Willesden 66kV | 0 | 0 | 0 | 0 | 0 | 0 | 0 | 0 | 0 | 0 | 0 | 0 | 0 | 0 | 0 | 0 | 0 | 0 | 0 | 0 | 0 | 0 | 0 | 0 | 0 | 0 | 0 | 0 | 0
Hydrogen Evolution | Gen_BB018 | MW | UKPN London | Wimbledon North | 0 | 0 | 0 | 0 | 0 | 0 | 0 | 0 | 0 | 0 | 0 | 0 | 0 | 0 | 0 | 0 | 0 | 0 | 0 | 0 | 0 | 0 | 0 | 0 | 0 | 0 | 0 | 0 | 0
Hydrogen Evolution | Gen_BB018 | MW | UKPN London | Wimbledon South | 0 | 0.116 | 0.116 | 0.116 | 0.116 | 0.116 | 0.116 | 0.116 | 0.116 | 0.116 | 0.116 | 0.116 | 0.116 | 0.116 | 0.116 | 0.116 | 0.116 | 0.116 | 0.116 | 0.116 | 0.116 | 0.116 | 0.116 | 0.116 | 0.116 | 0.116 | 0.116 | 0.116 | 0.116
Hydrogen Evolution | Gen_BB018 | MW | UKPN South East | Beddington (_J) | 0 | 0.837 | 0.837 | 0.837 | 0.837 | 0.837 | 0.837 | 0.837 | 0.837 | 0.837 | 0.837 | 0.837 | 0.837 | 0.837 | 0.837 | 0.837 | 0.837 | 0.837 | 0.837 | 0.837 | 0.837 | 0.837 | 0.837 | 0.837 | 0.837 | 0.837 | 0.837 | 0.837 | 0.837
Hydrogen Evolution | Gen_BB018 | MW | UKPN South East | Bolney | 0 | 0 | 0 | 0 | 0 | 0 | 0 | 0 | 0 | 0 | 0 | 0 | 0 | 0 | 0 | 0 | 0 | 0 | 0 | 0 | 0 | 0 | 0 | 0 | 0 | 0 | 0 | 0 | 0
Hydrogen Evolution | Gen_BB018 | MW | UKPN South East | Canterbury | 0 | 0.004 | 0.004 | 0.004 | 0.004 | 0.004 | 0.004 | 0.004 | 0.004 | 0.004 | 0.004 | 0.004 | 0.004 | 0.004 | 0.004 | 0.004 | 0.004 | 0.004 | 0.004 | 0.004 | 0.004 | 0.004 | 0.004 | 0.004 | 0.004 | 0.004 | 0.004 | 0.004 | 0.004
Hydrogen Evolution | Gen_BB018 | MW | UKPN South East | Chessington | 0 | 0 | 0 | 0 | 0 | 0 | 0 | 0 | 0 | 0 | 0 | 0 | 0 | 0 | 0 | 0 | 0 | 0 | 0 | 0 | 0 | 0 | 0 | 0 | 0 | 0 | 0 | 0 | 0
Hydrogen Evolution | Gen_BB018 | MW | UKPN South East | Kemsley | 0 | 0 | 0 | 0 | 0 | 0 | 0 | 0 | 0 | 0 | 0 | 0 | 0 | 0 | 0 | 0 | 0 | 0 | 0 | 0 | 0 | 0 | 0 | 0 | 0 | 0 | 0 | 0 | 0
Hydrogen Evolution | Gen_BB018 | MW | UKPN South East | Kingsnorth | 0 | 0 | 0 | 0 | 0 | 0 | 0 | 0 | 0 | 0 | 0 | 0 | 0 | 0 | 0 | 0 | 0 | 0 | 0 | 0 | 0 | 0 | 0 | 0 | 0 | 0 | 0 | 0 | 0
Hydrogen Evolution | Gen_BB018 | MW | UKPN South East | Littlebrook (_J) | 0 | 0 | 0 | 0 | 0 | 0 | 0 | 0 | 0 | 0 | 0 | 0 | 0 | 0 | 0 | 0 | 0 | 0 | 0 | 0 | 0 | 0 | 0 | 0 | 0 | 0 | 0 | 0 | 0
Hydrogen Evolution | Gen_BB018 | MW | UKPN South East | Ninfield | 0 | 0 | 0 | 0 | 0 | 0 | 0 | 0 | 0 | 0 | 0 | 0 | 0 | 0 | 0 | 0 | 0 | 0 | 0 | 0 | 0 | 0 | 0 | 0 | 0 | 0 | 0 | 0 | 0
Hydrogen Evolution | Gen_BB018 | MW | UKPN South East | Northfleet East | 0 | 0 | 0 | 0 | 0 | 0 | 0 | 0 | 0 | 0 | 0 | 0 | 0 | 0 | 0 | 0 | 0 | 0 | 0 | 0 | 0 | 0 | 0 | 0 | 0 | 0 | 0 | 0 | 0
Hydrogen Evolution | Gen_BB018 | MW | UKPN South East | Richborough | 0 | 0 | 0 | 0 | 0 | 0 | 0 | 0 | 0 | 0 | 0 | 0 | 0 | 0 | 0 | 0 | 0 | 0 | 0 | 0 | 0 | 0 | 0 | 0 | 0 | 0 | 0 | 0 | 0
Hydrogen Evolution | Gen_BB018 | MW | UKPN South East | Sellindge | 0 | 0 | 0 | 0 | 0 | 0 | 0 | 0 | 0 | 0 | 0 | 0 | 0 | 0 | 0 | 0 | 0 | 0 | 0 | 0 | 0 | 0 | 0 | 0 | 0 | 0 | 0 | 0 | 0
Hydrogen Evolution | Gen_BB018 | MW | UKPN South East | West Weybridge | 0 | 0.041 | 0.041 | 0.041 | 0.041 | 0.041 | 0.041 | 0.041 | 0.041 | 0.041 | 0.041 | 0.041 | 0.041 | 0.041 | 0.041 | 0.041 | 0.041 | 0.041 | 0.041 | 0.041 | 0.041 | 0.041 | 0.041 | 0.041 | 0.041 | 0.041 | 0.041 | 0.041 | 0.041
Hydrogen Evolution | Gen_BB019 | MW | Electricity North West | Bredbury | 0 | 0 | 0 | 0 | 0 | 0 | 0 | 0 | 0 | 0 | 0 | 0 | 0 | 0 | 0 | 0 | 0 | 0 | 0 | 0 | 0 | 0 | 0 | 0 | 0 | 0 | 0 | 0 | 0
Hydrogen Evolution | Gen_BB019 | MW | Electricity North West | Harker | 0 | 0 | 0 | 0 | 0 | 0 | 0 | 0 | 0 | 0 | 0 | 0 | 0 | 0 | 0 | 0 | 0 | 0 | 0 | 0 | 0 | 0 | 0 | 0 | 0 | 0 | 0 | 0 | 0
Hydrogen Evolution | Gen_BB019 | MW | Electricity North West | Heysham (NGET) | 0 | 0 | 0 | 0 | 0 | 0 | 0 | 0 | 0 | 0 | 0 | 0 | 0 | 0 | 0 | 0 | 0 | 0 | 0 | 0 | 0 | 0 | 0 | 0 | 0 | 0 | 0 | 0 | 0
Hydrogen Evolution | Gen_BB019 | MW | Electricity North West | Kearsley 132kV | 0 | 0 | 0 | 0 | 0 | 0 | 0 | 0 | 0 | 0 | 0 | 0 | 0 | 0 | 0 | 0 | 0 | 0 | 0 | 0 | 0 | 0 | 0 | 0 | 0 | 0 | 0 | 0 | 0
Hydrogen Evolution | Gen_BB019 | MW | Electricity North West | Kearsley 33kV | 0 | 0 | 0 | 0 | 0 | 0 | 0 | 0 | 0 | 0 | 0 | 0 | 0 | 0 | 0 | 0 | 0 | 0 | 0 | 0 | 0 | 0 | 0 | 0 | 0 | 0 | 0 | 0 | 0
Hydrogen Evolution | Gen_BB019 | MW | Electricity North West | Macclesfield | 0 | 0 | 0 | 0 | 0 | 0 | 0 | 0 | 0 | 0 | 0 | 0 | 0 | 0 | 0 | 0 | 0 | 0 | 0 | 0 | 0 | 0 | 0 | 0 | 0 | 0 | 0 | 0 | 0
Hydrogen Evolution | Gen_BB019 | MW | Electricity North West | Padiham | 0 | 0 | 0 | 0 | 0 | 0 | 0 | 0 | 0 | 0 | 0 | 0 | 0 | 0 | 0 | 0 | 0 | 0 | 0 | 0 | 0 | 0 | 0 | 0 | 0 | 0 | 0 | 0 | 0
Hydrogen Evolution | Gen_BB019 | MW | Electricity North West | Penwortham East | 0 | 0 | 0 | 0 | 0 | 0 | 0 | 0 | 0 | 0 | 0 | 0 | 0 | 0 | 0 | 0 | 0 | 0 | 0 | 0 | 0 | 0 | 0 | 0 | 0 | 0 | 0 | 0 | 0
Hydrogen Evolution | Gen_BB019 | MW | Electricity North West | Penwortham West | 0 | 0 | 0 | 0 | 0 | 0 | 0 | 0 | 0 | 0 | 0 | 0 | 0 | 0 | 0 | 0 | 0 | 0 | 0 | 0 | 0 | 0 | 0 | 0 | 0 | 0 | 0 | 0 | 0
Hydrogen Evolution | Gen_BB019 | MW | Electricity North West | Rochdale | 0 | 0 | 0 | 0 | 0 | 0 | 0 | 0 | 0 | 0 | 0 | 0 | 0 | 0 | 0 | 0 | 0 | 0 | 0 | 0 | 0 | 0 | 0 | 0 | 0 | 0 | 0 | 0 | 0
Hydrogen Evolution | Gen_BB019 | MW | Electricity North West | South Manchester | 0 | 0 | 0 | 0 | 0 | 0 | 0 | 0 | 0 | 0 | 0 | 0 | 0 | 0 | 0 | 0 | 0 | 0 | 0 | 0 | 0 | 0 | 0 | 0 | 0 | 0 | 0 | 0 | 0
Hydrogen Evolution | Gen_BB019 | MW | Electricity North West | Stalybridge | 0 | 0 | 0 | 0 | 0 | 0 | 0 | 0 | 0 | 0 | 0 | 0 | 0 | 0 | 0 | 0 | 0 | 0 | 0 | 0 | 0 | 0 | 0 | 0 | 0 | 0 | 0 | 0 | 0
Hydrogen Evolution | Gen_BB019 | MW | Electricity North West | Washway Farm | 0 | 0 | 0 | 0 | 0 | 0 | 0 | 0 | 0 | 0 | 0 | 0 | 0 | 0 | 0 | 0 | 0 | 0 | 0 | 0 | 0 | 0 | 0 | 0 | 0 | 0 | 0 | 0 | 0
Hydrogen Evolution | Gen_BB019 | MW | Electricity North West | Whitegate | 0 | 0 | 0 | 0 | 0 | 0 | 0 | 0 | 0 | 0 | 0 | 0 | 0 | 0 | 0 | 0 | 0 | 0 | 0 | 0 | 0 | 0 | 0 | 0 | 0 | 0 | 0 | 0 | 0
Hydrogen Evolution | Gen_BB019 | MW | IDNO - Refer to Comment Field | Tynemouth 2 | 0 | 0 | 0 | 0 | 0 | 0 | 0 | 0 | 0 | 0 | 0 | 0 | 0 | 0 | 0 | 0 | 0 | 0 | 0 | 0 | 0 | 0 | 0 | 0 | 0 | 0 | 0 | 0 | 0 | Note: TYNE2 is operated by an IDNO allocated to GSP Group/licence area F
Hydrogen Evolution | Gen_BB019 | MW | NGED East Midlands | Berkswell | 0 | 0 | 0 | 0 | 0 | 0 | 0 | 0 | 0 | 0 | 0 | 0 | 0 | 0 | 0 | 0 | 0 | 0 | 0 | 0 | 0 | 0 | 0 | 0 | 0 | 0 | 0 | 0 | 0
Hydrogen Evolution | Gen_BB019 | MW | NGED East Midlands | Bicker Fen | 0 | 0 | 0 | 0 | 0 | 0 | 0 | 0 | 0 | 0 | 0 | 0 | 0 | 0 | 0 | 0 | 0 | 0 | 0 | 0 | 0 | 0 | 0 | 0 | 0 | 0 | 0 | 0 | 0
Hydrogen Evolution | Gen_BB019 | MW | NGED East Midlands | Chesterfield | 0 | 0 | 0 | 0 | 0 | 0 | 0 | 0 | 0 | 0 | 0 | 0 | 0 | 0 | 0 | 0 | 0 | 0 | 0 | 0 | 0 | 0 | 0 | 0 | 0 | 0 | 0 | 0 | 0
Hydrogen Evolution | Gen_BB019 | MW | NGED East Midlands | Coventry | 0 | 0 | 0 | 0 | 0 | 0 | 0 | 0 | 0 | 0 | 0 | 0 | 0 | 0 | 0 | 0 | 0 | 0 | 0 | 0 | 0 | 0 | 0 | 0 | 0 | 0 | 0 | 0 | 0
Hydrogen Evolution | Gen_BB019 | MW | NGED East Midlands | Drakelow | 0 | 0 | 0 | 0 | 0 | 0 | 0 | 0 | 0 | 0 | 0 | 0 | 0 | 0 | 0 | 0 | 0 | 0 | 0 | 0 | 0 | 0 | 0 | 0 | 0 | 0 | 0 | 0 | 0
Hydrogen Evolution | Gen_BB019 | MW | NGED East Midlands | East Claydon (_B) | 0 | 0 | 0 | 0 | 0 | 2.15 | 2.15 | 2.15 | 2.15 | 2.15 | 2.15 | 2.15 | 2.15 | 2.15 | 2.15 | 2.15 | 2.15 | 2.15 | 2.15 | 2.15 | 2.15 | 2.15 | 2.15 | 2.15 | 2.15 | 2.15 | 2.15 | 2.15 | 2.15
Hydrogen Evolution | Gen_BB019 | MW | NGED East Midlands | Enderby | 0 | 0 | 0 | 0 | 0 | 0 | 0 | 0 | 0 | 0 | 0 | 0 | 0 | 0 | 0 | 0 | 0 | 0 | 0 | 0 | 0 | 0 | 0 | 0 | 0 | 0 | 0 | 0 | 0
Hydrogen Evolution | Gen_BB019 | MW | NGED East Midlands | Grendon | 0 | 0 | 0 | 0 | 0 | 0 | 0 | 0 | 0 | 0 | 0 | 0 | 0 | 0 | 0 | 0 | 0 | 0 | 0 | 0 | 0 | 0 | 0 | 0 | 0 | 0 | 0 | 0 | 0
Hydrogen Evolution | Gen_BB019 | MW | NGED East Midlands | Ratcliffe | 0 | 0 | 0 | 0 | 0 | 0 | 0 | 0 | 0 | 0 | 0 | 0 | 0 | 0 | 0 | 0 | 0 | 0 | 0 | 0 | 0 | 0 | 0 | 0 | 0 | 0 | 0 | 0 | 0
Hydrogen Evolution | Gen_BB019 | MW | NGED East Midlands | Staythorpe | 0 | 0 | 0 | 0 | 0 | 0 | 0 | 0 | 0 | 0 | 0 | 0 | 0 | 0 | 0 | 0 | 0 | 0 | 0 | 0 | 0 | 0 | 0 | 0 | 0 | 0 | 0 | 0 | 0
Hydrogen Evolution | Gen_BB019 | MW | NGED East Midlands | Stoke Bardolph | 0 | 0 | 0 | 0 | 0 | 0 | 0 | 0 | 0 | 0 | 0 | 0 | 0 | 0 | 0 | 0 | 0 | 0 | 0 | 0 | 0 | 0 | 0 | 0 | 0 | 0 | 0 | 0 | 0
Hydrogen Evolution | Gen_BB019 | MW | NGED East Midlands | Walpole (_B) | 0 | 0 | 0 | 0 | 0 | 0 | 0 | 0 | 0 | 0 | 0 | 0 | 0 | 0 | 0 | 0 | 0 | 0 | 0 | 0 | 0 | 0 | 0 | 0 | 0 | 0 | 0 | 0 | 0
Hydrogen Evolution | Gen_BB019 | MW | NGED East Midlands | West Burton | 0 | 0 | 0 | 0 | 0 | 0 | 0 | 0 | 0 | 0 | 0 | 0 | 0 | 0 | 0 | 0 | 0 | 0 | 0 | 0 | 0 | 0 | 0 | 0 | 0 | 0 | 0 | 0 | 0
Hydrogen Evolution | Gen_BB019 | MW | NGED East Midlands | Willington | 0 | 0 | 0 | 0 | 0 | 0 | 0 | 0 | 0 | 0 | 0 | 0 | 0 | 0 | 0 | 0 | 0 | 0 | 0 | 0 | 0 | 0 | 0 | 0 | 0 | 0 | 0 | 0 | 0
Hydrogen Evolution | Gen_BB019 | MW | NGED South Wales | Aberthaw | 0 | 0 | 0 | 0 | 0 | 0.613 | 0.613 | 0.613 | 0.613 | 0.613 | 0.613 | 0.613 | 0.613 | 0.613 | 0.613 | 0.613 | 0.613 | 0.613 | 0.613 | 0.613 | 0.613 | 0.613 | 0.613 | 0.613 | 0.613 | 0.613 | 0.613 | 0.613 | 0.613
Hydrogen Evolution | Gen_BB019 | MW | NGED South Wales | Cardiff East | 0 | 0 | 0 | 0 | 0 | 0 | 0 | 0 | 0 | 0 | 0 | 0 | 0 | 0 | 0 | 0 | 0 | 0 | 0 | 0 | 0 | 0 | 0 | 0 | 0 | 0 | 0 | 0 | 0
Hydrogen Evolution | Gen_BB019 | MW | NGED South Wales | Grange | 0 | 0 | 0 | 0 | 0 | 0 | 0 | 0 | 0 | 0 | 0 | 0 | 0 | 0 | 0 | 0 | 0 | 0 | 0 | 0 | 0 | 0 | 0 | 0 | 0 | 0 | 0 | 0 | 0
Hydrogen Evolution | Gen_BB019 | MW | NGED South Wales | Pembroke | 0 | 0 | 0 | 0 | 0 | 0 | 0 | 0 | 0 | 0 | 0 | 0 | 0 | 0 | 0 | 0 | 0 | 0 | 0 | 0 | 0 | 0 | 0 | 0 | 0 | 0 | 0 | 0 | 0
Hydrogen Evolution | Gen_BB019 | MW | NGED South Wales | Pyle | 0 | 0 | 0 | 0 | 0 | 0.237 | 0.237 | 0.237 | 0.237 | 0.237 | 0.237 | 0.237 | 0.237 | 0.237 | 0.237 | 0.237 | 0.237 | 0.237 | 0.237 | 0.237 | 0.237 | 0.237 | 0.237 | 0.237 | 0.237 | 0.237 | 0.237 | 0.237 | 0.237
Hydrogen Evolution | Gen_BB019 | MW | NGED South Wales | Rassau | 0 | 0 | 0 | 0 | 0 | 0 | 0 | 0 | 0 | 0 | 0 | 0 | 0 | 0 | 0 | 0 | 0 | 0 | 0 | 0 | 0 | 0 | 0 | 0 | 0 | 0 | 0 | 0 | 0
Hydrogen Evolution | Gen_BB019 | MW | NGED South Wales | Swansea North | 0 | 0 | 0 | 0 | 0 | 0 | 0 | 0 | 0 | 0 | 0 | 0 | 0 | 0 | 0 | 0 | 0 | 0 | 0 | 0 | 0 | 0 | 0 | 0 | 0 | 0 | 0 | 0 | 0
Hydrogen Evolution | Gen_BB019 | MW | NGED South Wales | Upper Boat 132kV | 0 | 0 | 0 | 0 | 0 | 0 | 0 | 0 | 0 | 0 | 0 | 0 | 0 | 0 | 0 | 0 | 0 | 0 | 0 | 0 | 0 | 0 | 0 | 0 | 0 | 0 | 0 | 0 | 0
Hydrogen Evolution | Gen_BB019 | MW | NGED South Wales | Uskmouth | 0 | 0 | 0 | 0 | 0 | 0 | 0 | 0 | 0 | 0 | 0 | 0 | 0 | 0 | 0 | 0 | 0 | 0 | 0 | 0 | 0 | 0 | 0 | 0 | 0 | 0 | 0 | 0 | 0
Hydrogen Evolution | Gen_BB019 | MW | NGED South West | Abham | 0 | 0 | 0 | 0 | 0 | 0 | 0 | 0 | 0 | 0 | 0 | 0 | 0 | 0 | 0 | 0 | 0 | 0 | 0 | 0 | 0 | 0 | 0 | 0 | 0 | 0 | 0 | 0 | 0
Hydrogen Evolution | Gen_BB019 | MW | NGED South West | Alverdiscott | 0 | 0 | 0 | 0 | 0 | 0 | 0 | 0 | 0 | 0 | 0 | 0 | 0 | 0 | 0 | 0 | 0 | 0 | 0 | 0 | 0 | 0 | 0 | 0 | 0 | 0 | 0 | 0 | 0
Hydrogen Evolution | Gen_BB019 | MW | NGED South West | Axminster | 0 | 0 | 0 | 0 | 0 | 0 | 0 | 0 | 0 | 0 | 0 | 0 | 0 | 0 | 0 | 0 | 0 | 0 | 0 | 0 | 0 | 0 | 0 | 0 | 0 | 0 | 0 | 0 | 0
Hydrogen Evolution | Gen_BB019 | MW | NGED South West | Bridgewater | 0 | 0 | 0 | 0 | 0 | 0 | 0 | 0 | 0 | 0 | 0 | 0 | 0 | 0 | 0 | 0 | 0 | 0 | 0 | 0 | 0 | 0 | 0 | 0 | 0 | 0 | 0 | 0 | 0
Hydrogen Evolution | Gen_BB019 | MW | NGED South West | Exeter | 0 | 0 | 0 | 0 | 0 | 0 | 0 | 0 | 0 | 0 | 0 | 0 | 0 | 0 | 0 | 0 | 0 | 0 | 0 | 0 | 0 | 0 | 0 | 0 | 0 | 0 | 0 | 0 | 0
Hydrogen Evolution | Gen_BB019 | MW | NGED South West | Indian Queens | 0 | 0 | 0 | 0 | 0 | 0 | 0 | 0 | 0 | 0 | 0 | 0 | 0 | 0 | 0 | 0 | 0 | 0 | 0 | 0 | 0 | 0 | 0 | 0 | 0 | 0 | 0 | 0 | 0
Hydrogen Evolution | Gen_BB019 | MW | NGED South West | Landulph | 0 | 0 | 0 | 0 | 0 | 0 | 0 | 0 | 0 | 0 | 0 | 0 | 0 | 0 | 0 | 0 | 0 | 0 | 0 | 0 | 0 | 0 | 0 | 0 | 0 | 0 | 0 | 0 | 0
Hydrogen Evolution | Gen_BB019 | MW | NGED South West | Seabank | 0 | 0 | 0 | 0 | 0 | 0 | 0 | 0 | 0 | 0 | 0 | 0 | 0 | 0 | 0 | 0 | 0 | 0 | 0 | 0 | 0 | 0 | 0 | 0 | 0 | 0 | 0 | 0 | 0
Hydrogen Evolution | Gen_BB019 | MW | NGED South West | Taunton | 0 | 0 | 0 | 0 | 0 | 0 | 0 | 0 | 0 | 0 | 0 | 0 | 0 | 0 | 0 | 0 | 0 | 0 | 0 | 0 | 0 | 0 | 0 | 0 | 0 | 0 | 0 | 0 | 0
Hydrogen Evolution | Gen_BB019 | MW | NGED West Midlands | Bishops Wood | 0 | 0 | 0 | 0 | 0 | 0 | 0 | 0 | 0 | 0 | 0 | 0 | 0 | 0 | 0 | 0 | 0 | 0 | 0 | 0 | 0 | 0 | 0 | 0 | 0 | 0 | 0 | 0 | 0
Hydrogen Evolution | Gen_BB019 | MW | NGED West Midlands | Bushbury | 0 | 0 | 0 | 0 | 0 | 0 | 0 | 0 | 0 | 0 | 0 | 0 | 0 | 0 | 0 | 0 | 0 | 0 | 0 | 0 | 0 | 0 | 0 | 0 | 0 | 0 | 0 | 0 | 0
Hydrogen Evolution | Gen_BB019 | MW | NGED West Midlands | Bustleholme | 0 | 0 | 0 | 0 | 0 | 0 | 0 | 0 | 0 | 0 | 0 | 0 | 0 | 0 | 0 | 0 | 0 | 0 | 0 | 0 | 0 | 0 | 0 | 0 | 0 | 0 | 0 | 0 | 0
Hydrogen Evolution | Gen_BB019 | MW | NGED West Midlands | Cellarhead | 0 | 0 | 0 | 0 | 0 | 0 | 0 | 0 | 0 | 0 | 0 | 0 | 0 | 0 | 0 | 0 | 0 | 0 | 0 | 0 | 0 | 0 | 0 | 0 | 0 | 0 | 0 | 0 | 0
Hydrogen Evolution | Gen_BB019 | MW | NGED West Midlands | Feckenham | 0 | 0 | 0 | 0 | 0 | 0 | 0 | 0 | 0 | 0 | 0 | 0 | 0 | 0 | 0 | 0 | 0 | 0 | 0 | 0 | 0 | 0 | 0 | 0 | 0 | 0 | 0 | 0 | 0
Hydrogen Evolution | Gen_BB019 | MW | NGED West Midlands | Hams Hall | 0 | 0 | 0 | 0 | 0 | 0 | 0 | 0 | 0 | 0 | 0 | 0 | 0 | 0 | 0 | 0 | 0 | 0 | 0 | 0 | 0 | 0 | 0 | 0 | 0 | 0 | 0 | 0 | 0
Hydrogen Evolution | Gen_BB019 | MW | NGED West Midlands | Iron Acton | 0 | 0 | 0 | 0 | 0 | 0 | 0 | 0 | 0 | 0 | 0 | 0 | 0 | 0 | 0 | 0 | 0 | 0 | 0 | 0 | 0 | 0 | 0 | 0 | 0 | 0 | 0 | 0 | 0
Hydrogen Evolution | Gen_BB019 | MW | NGED West Midlands | Ironbridge | 0 | 0 | 0 | 0 | 0 | 0 | 0 | 0 | 0 | 0 | 0 | 0 | 0 | 0 | 0 | 0 | 0 | 0 | 0 | 0 | 0 | 0 | 0 | 0 | 0 | 0 | 0 | 0 | 0
Hydrogen Evolution | Gen_BB019 | MW | NGED West Midlands | Kitwell | 0 | 0 | 0 | 0 | 0 | 0 | 0 | 0 | 0 | 0 | 0 | 0 | 0 | 0 | 0 | 0 | 0 | 0 | 0 | 0 | 0 | 0 | 0 | 0 | 0 | 0 | 0 | 0 | 0
Hydrogen Evolution | Gen_BB019 | MW | NGED West Midlands | Nechells | 0 | 0 | 0 | 0 | 0 | 0 | 0 | 0 | 0 | 0 | 0 | 0 | 0 | 0 | 0 | 0 | 0 | 0 | 0 | 0 | 0 | 0 | 0 | 0 | 0 | 0 | 0 | 0 | 0
Hydrogen Evolution | Gen_BB019 | MW | NGED West Midlands | Ocker Hill | 0 | 0 | 0 | 0 | 0 | 0 | 0 | 0 | 0 | 0 | 0 | 0 | 0 | 0 | 0 | 0 | 0 | 0 | 0 | 0 | 0 | 0 | 0 | 0 | 0 | 0 | 0 | 0 | 0
Hydrogen Evolution | Gen_BB019 | MW | NGED West Midlands | Oldbury | 0 | 0 | 0 | 0 | 0 | 0 | 0 | 0 | 0 | 0 | 0 | 0 | 0 | 0 | 0 | 0 | 0 | 0 | 0 | 0 | 0 | 0 | 0 | 0 | 0 | 0 | 0 | 0 | 0
Hydrogen Evolution | Gen_BB019 | MW | NGED West Midlands | Penn | 0 | 0 | 0 | 0 | 0 | 0 | 0 | 0 | 0 | 0 | 0 | 0 | 0 | 0 | 0 | 0 | 0 | 0 | 0 | 0 | 0 | 0 | 0 | 0 | 0 | 0 | 0 | 0 | 0
Hydrogen Evolution | Gen_BB019 | MW | NGED West Midlands | Rugeley | 0 | 0 | 0 | 0 | 0 | 0 | 0 | 0 | 0 | 0 | 0 | 0 | 0 | 0 | 0 | 0 | 0 | 0 | 0 | 0 | 0 | 0 | 0 | 0 | 0 | 0 | 0 | 0 | 0
Hydrogen Evolution | Gen_BB019 | MW | NGED West Midlands | Shrewsbury | 0 | 0 | 0 | 0 | 0 | 0 | 0 | 0 | 0 | 0 | 0 | 0 | 0 | 0 | 0 | 0 | 0 | 0 | 0 | 0 | 0 | 0 | 0 | 0 | 0 | 0 | 0 | 0 | 0
Hydrogen Evolution | Gen_BB019 | MW | NGED West Midlands | Walham | 0 | 0 | 0 | 0 | 0 | 0 | 0 | 0 | 0 | 0 | 0 | 0 | 0 | 0 | 0 | 0 | 0 | 0 | 0 | 0 | 0 | 0 | 0 | 0 | 0 | 0 | 0 | 0 | 0
Hydrogen Evolution | Gen_BB019 | MW | NGED West Midlands | Willenhall | 0 | 0 | 0 | 0 | 0 | 0 | 0 | 0 | 0 | 0 | 0 | 0 | 0 | 0 | 0 | 0 | 0 | 0 | 0 | 0 | 0 | 0 | 0 | 0 | 0 | 0 | 0 | 0 | 0
Hydrogen Evolution | Gen_BB019 | MW | NPg Northeast | Blyth 132kV | 0 | 0 | 0 | 0 | 0 | 0 | 0 | 0 | 0 | 0 | 0 | 0 | 0 | 0 | 0 | 0 | 0 | 0 | 0 | 0 | 0 | 0 | 0 | 0 | 0 | 0 | 0 | 0 | 0
Hydrogen Evolution | Gen_BB019 | MW | NPg Northeast | Blyth 66kV | 0 | 0 | 0 | 0 | 0 | 0 | 0 | 0 | 0 | 0 | 0 | 0 | 0 | 0 | 0 | 0 | 0 | 0 | 0 | 0 | 0 | 0 | 0 | 0 | 0 | 0 | 0 | 0 | 0
Hydrogen Evolution | Gen_BB019 | MW | NPg Northeast | Fourstones | 0 | 0 | 0 | 0 | 0 | 0 | 0 | 0 | 0 | 0 | 0 | 0 | 0 | 0 | 0 | 0 | 0 | 0 | 0 | 0 | 0 | 0 | 0 | 0 | 0 | 0 | 0 | 0 | 0
Hydrogen Evolution | Gen_BB019 | MW | NPg Northeast | Hart Moor | 0 | 0 | 0 | 0 | 0 | 0 | 0 | 0 | 0 | 0 | 0 | 0 | 0 | 0 | 0 | 0 | 0 | 0 | 0 | 0 | 0 | 0 | 0 | 0 | 0 | 0 | 0 | 0 | 0
Hydrogen Evolution | Gen_BB019 | MW | NPg Northeast | Hawthorn Pit | 0 | 0 | 0 | 0 | 0 | 0 | 0 | 0 | 0 | 0 | 0 | 0 | 0 | 0 | 0 | 0 | 0 | 0 | 0 | 0 | 0 | 0 | 0 | 0 | 0 | 0 | 0 | 0 | 0
Hydrogen Evolution | Gen_BB019 | MW | NPg Northeast | Knaresborough | 0 | 0 | 0 | 0 | 0 | 0 | 0 | 0 | 0 | 0 | 0 | 0 | 0 | 0 | 0 | 0 | 0 | 0 | 0 | 0 | 0 | 0 | 0 | 0 | 0 | 0 | 0 | 0 | 0
Hydrogen Evolution | Gen_BB019 | MW | NPg Northeast | Lackenby | 0 | 0 | 0 | 0 | 0 | 0 | 0 | 0 | 0 | 0 | 0 | 0 | 0 | 0 | 0 | 0 | 0 | 0 | 0 | 0 | 0 | 0 | 0 | 0 | 0 | 0 | 0 | 0 | 0
Hydrogen Evolution | Gen_BB019 | MW | NPg Northeast | Norton | 0 | 0 | 0 | 0 | 0 | 0 | 0 | 0 | 0 | 0 | 0 | 0 | 0 | 0 | 0 | 0 | 0 | 0 | 0 | 0 | 0 | 0 | 0 | 0 | 0 | 0 | 0 | 0 | 0
Hydrogen Evolution | Gen_BB019 | MW | NPg Northeast | Offerton | 0 | 0 | 0 | 0 | 0 | 0 | 0 | 0 | 0 | 0 | 0 | 0 | 0 | 0 | 0 | 0 | 0 | 0 | 0 | 0 | 0 | 0 | 0 | 0 | 0 | 0 | 0 | 0 | 0
Hydrogen Evolution | Gen_BB019 | MW | NPg Northeast | Osbaldwick | 0 | 0 | 0 | 0 | 0 | 0 | 0 | 0 | 0 | 0 | 0 | 0 | 0 | 0 | 0 | 0 | 0 | 0 | 0 | 0 | 0 | 0 | 0 | 0 | 0 | 0 | 0 | 0 | 0
Hydrogen Evolution | Gen_BB019 | MW | NPg Northeast | Poppleton | 0 | 0 | 0 | 0 | 0 | 0 | 0 | 0 | 0 | 0 | 0 | 0 | 0 | 0 | 0 | 0 | 0 | 0 | 0 | 0 | 0 | 0 | 0 | 0 | 0 | 0 | 0 | 0 | 0
Hydrogen Evolution | Gen_BB019 | MW | NPg Northeast | Saltholme | 0 | 0 | 0 | 0 | 0 | 0 | 0 | 0 | 0 | 0 | 0 | 0 | 0 | 0 | 0 | 0 | 0 | 0 | 0 | 0 | 0 | 0 | 0 | 0 | 0 | 0 | 0 | 0 | 0
Hydrogen Evolution | Gen_BB019 | MW | NPg Northeast | South Shields | 0 | 0 | 0 | 0 | 0 | 0 | 0 | 0 | 0 | 0 | 0 | 0 | 0 | 0 | 0 | 0 | 0 | 0 | 0 | 0 | 0 | 0 | 0 | 0 | 0 | 0 | 0 | 0 | 0
Hydrogen Evolution | Gen_BB019 | MW | NPg Northeast | Spennymoor | 0 | 0 | 0 | 0 | 0 | 0 | 0 | 0 | 0 | 0 | 0 | 0 | 0 | 0 | 0 | 0 | 0 | 0 | 0 | 0 | 0 | 0 | 0 | 0 | 0 | 0 | 0 | 0 | 0
Hydrogen Evolution | Gen_BB019 | MW | NPg Northeast | Stella North | 0 | 0 | 0 | 0 | 0 | 0 | 0 | 0 | 0 | 0 | 0 | 0 | 0 | 0 | 0 | 0 | 0 | 0 | 0 | 0 | 0 | 0 | 0 | 0 | 0 | 0 | 0 | 0 | 0
Hydrogen Evolution | Gen_BB019 | MW | NPg Northeast | Stella South | 0 | 0 | 0 | 0 | 0 | 0 | 0 | 0 | 0 | 0 | 0 | 0 | 0 | 0 | 0 | 0 | 0 | 0 | 0 | 0 | 0 | 0 | 0 | 0 | 0 | 0 | 0 | 0 | 0
Hydrogen Evolution | Gen_BB019 | MW | NPg Northeast | West Boldon | 0 | 0 | 0 | 0 | 0 | 0 | 0 | 0 | 0 | 0 | 0 | 0 | 0 | 0 | 0 | 0 | 0 | 0 | 0 | 0 | 0 | 0 | 0 | 0 | 0 | 0 | 0 | 0 | 0
Hydrogen Evolution | Gen_BB019 | MW | NPg Yorkshire | Bradford West | 0 | 0 | 0 | 0 | 0 | 0 | 0 | 0 | 0 | 0 | 0 | 0 | 0 | 0 | 0 | 0 | 0 | 0 | 0 | 0 | 0 | 0 | 0 | 0 | 0 | 0 | 0 | 0 | 0
Hydrogen Evolution | Gen_BB019 | MW | NPg Yorkshire | Camblesforth | 0 | 0 | 0 | 0 | 0 | 0 | 0 | 0 | 0 | 0 | 0 | 0 | 0 | 0 | 0 | 0 | 0 | 0 | 0 | 0 | 0 | 0 | 0 | 0 | 0 | 0 | 0 | 0 | 0
Hydrogen Evolution | Gen_BB019 | MW | NPg Yorkshire | Creyke Beck | 0 | 0 | 0 | 0 | 0 | 0 | 0 | 0 | 0 | 0 | 0 | 0 | 0 | 0 | 0 | 0 | 0 | 0 | 0 | 0 | 0 | 0 | 0 | 0 | 0 | 0 | 0 | 0 | 0
Hydrogen Evolution | Gen_BB019 | MW | NPg Yorkshire | Drax | 0 | 0 | 0 | 0 | 0 | 0 | 0 | 0 | 0 | 0 | 0 | 0 | 0 | 0 | 0 | 0 | 0 | 0 | 0 | 0 | 0 | 0 | 0 | 0 | 0 | 0 | 0 | 0 | 0
Hydrogen Evolution | Gen_BB019 | MW | NPg Yorkshire | Elland | 0 | 0 | 0 | 0 | 0 | 0 | 0 | 0 | 0 | 0 | 0 | 0 | 0 | 0 | 0 | 0 | 0 | 0 | 0 | 0 | 0 | 0 | 0 | 0 | 0 | 0 | 0 | 0 | 0
Hydrogen Evolution | Gen_BB019 | MW | NPg Yorkshire | Ferrybridge A | 0 | 0 | 0 | 0 | 0 | 0 | 0 | 0 | 0 | 0 | 0 | 0 | 0 | 0 | 0 | 0 | 0 | 0 | 0 | 0 | 0 | 0 | 0 | 0 | 0 | 0 | 0 | 0 | 0
Hydrogen Evolution | Gen_BB019 | MW | NPg Yorkshire | Ferrybridge B (_M) | 0 | 0 | 0 | 0 | 0 | 0 | 0 | 0 | 0 | 0 | 0 | 0 | 0 | 0 | 0 | 0 | 0 | 0 | 0 | 0 | 0 | 0 | 0 | 0 | 0 | 0 | 0 | 0 | 0
Hydrogen Evolution | Gen_BB019 | MW | NPg Yorkshire | Grimsby West | 0 | 0 | 0 | 0 | 0 | 0 | 0 | 0 | 0 | 0 | 0 | 0 | 0 | 0 | 0 | 0 | 0 | 0 | 0 | 0 | 0 | 0 | 0 | 0 | 0 | 0 | 0 | 0 | 0
Hydrogen Evolution | Gen_BB019 | MW | NPg Yorkshire | Keadby | 0 | 0 | 0 | 0 | 0 | 0 | 0 | 0 | 0 | 0 | 0 | 0 | 0 | 0 | 0 | 0 | 0 | 0 | 0 | 0 | 0 | 0 | 0 | 0 | 0 | 0 | 0 | 0 | 0
Hydrogen Evolution | Gen_BB019 | MW | NPg Yorkshire | Kirkstall B | 0 | 0 | 0 | 0 | 0 | 0 | 0 | 0 | 0 | 0 | 0 | 0 | 0 | 0 | 0 | 0 | 0 | 0 | 0 | 0 | 0 | 0 | 0 | 0 | 0 | 0 | 0 | 0 | 0
Hydrogen Evolution | Gen_BB019 | MW | NPg Yorkshire | Neepsend | 0 | 0 | 0 | 0 | 0 | 0 | 0 | 0 | 0 | 0 | 0 | 0 | 0 | 0 | 0 | 0 | 0 | 0 | 0 | 0 | 0 | 0 | 0 | 0 | 0 | 0 | 0 | 0 | 0
Hydrogen Evolution | Gen_BB019 | MW | NPg Yorkshire | Saltend North | 0 | 0 | 0 | 0 | 0 | 0 | 0 | 0 | 0 | 0 | 0 | 0 | 0 | 0 | 0 | 0 | 0 | 0 | 0 | 0 | 0 | 0 | 0 | 0 | 0 | 0 | 0 | 0 | 0
Hydrogen Evolution | Gen_BB019 | MW | NPg Yorkshire | Sheffield City | 0 | 0 | 0 | 0 | 0 | 0 | 0 | 0 | 0 | 0 | 0 | 0 | 0 | 0 | 0 | 0 | 0 | 0 | 0 | 0 | 0 | 0 | 0 | 0 | 0 | 0 | 0 | 0 | 0
Hydrogen Evolution | Gen_BB019 | MW | NPg Yorkshire | Skelton Grange | 0 | 0 | 0 | 0 | 0 | 0 | 0 | 0 | 0 | 0 | 0 | 0 | 0 | 0 | 0 | 0 | 0 | 0 | 0 | 0 | 0 | 0 | 0 | 0 | 0 | 0 | 0 | 0 | 0
Hydrogen Evolution | Gen_BB019 | MW | NPg Yorkshire | Templeborough | 0 | 0 | 0 | 0 | 0 | 0 | 0 | 0 | 0 | 0 | 0 | 0 | 0 | 0 | 0 | 0 | 0 | 0 | 0 | 0 | 0 | 0 | 0 | 0 | 0 | 0 | 0 | 0 | 0
Hydrogen Evolution | Gen_BB019 | MW | NPg Yorkshire | Thurcroft | 0 | 0 | 0 | 0 | 0 | 0 | 0 | 0 | 0 | 0 | 0 | 0 | 0 | 0 | 0 | 0 | 0 | 0 | 0 | 0 | 0 | 0 | 0 | 0 | 0 | 0 | 0 | 0 | 0
Hydrogen Evolution | Gen_BB019 | MW | NPg Yorkshire | West Melton | 0 | 0 | 0 | 0 | 0 | 0 | 0 | 0 | 0 | 0 | 0 | 0 | 0 | 0 | 0 | 0 | 0 | 0 | 0 | 0 | 0 | 0 | 0 | 0 | 0 | 0 | 0 | 0 | 0
Hydrogen Evolution | Gen_BB019 | MW | NPg Yorkshire | Wincobank | 0 | 0 | 0 | 0 | 0 | 0 | 0 | 0 | 0 | 0 | 0 | 0 | 0 | 0 | 0 | 0 | 0 | 0 | 0 | 0 | 0 | 0 | 0 | 0 | 0 | 0 | 0 | 0 | 0
Hydrogen Evolution | Gen_BB019 | MW | SPEN | Bainsford | 0 | 0 | 0 | 0 | 0 | 0 | 0 | 0 | 0 | 0 | 0 | 0 | 0 | 0 | 0 | 0 | 0 | 0 | 0 | 0 | 0 | 0 | 0 | 0 | 0 | 0 | 0 | 0 | 0
Hydrogen Evolution | Gen_BB019 | MW | SPEN | Bathgate | 0 | 0 | 0 | 0 | 0 | 0 | 0 | 0 | 0 | 0 | 0 | 0 | 0 | 0 | 0 | 0 | 0 | 0 | 0 | 0 | 0 | 0 | 0 | 0 | 0 | 0 | 0 | 0 | 0
Hydrogen Evolution | Gen_BB019 | MW | SPEN | Berwick | 0 | 0 | 0 | 0 | 0 | 0 | 0 | 0 | 0 | 0 | 0 | 0 | 0 | 0 | 0 | 0 | 0 | 0 | 0 | 0 | 0 | 0 | 0 | 0 | 0 | 0 | 0 | 0 | 0
Hydrogen Evolution | Gen_BB019 | MW | SPEN | Bonnybridge | 0 | 0 | 0 | 0 | 0 | 0 | 0 | 0 | 0 | 0 | 0 | 0 | 0 | 0 | 0 | 0 | 0 | 0 | 0 | 0 | 0 | 0 | 0 | 0 | 0 | 0 | 0 | 0 | 0
Hydrogen Evolution | Gen_BB019 | MW | SPEN | Chapelcross | 0 | 0 | 0 | 0 | 0 | 0 | 0 | 0 | 0 | 0 | 0 | 0 | 0 | 0 | 0 | 0 | 0 | 0 | 0 | 0 | 0 | 0 | 0 | 0 | 0 | 0 | 0 | 0 | 0
Hydrogen Evolution | Gen_BB019 | MW | SPEN | Clyde’s Mill | 0 | 0 | 0 | 0 | 0 | 0 | 0 | 0 | 0 | 0 | 0 | 0 | 0 | 0 | 0 | 0 | 0 | 0 | 0 | 0 | 0 | 0 | 0 | 0 | 0 | 0 | 0 | 0 | 0 | GSP also referred to as Westburn Road
Hydrogen Evolution | Gen_BB019 | MW | SPEN | Cockenzie | 0 | 0 | 0 | 0 | 0 | 0 | 0 | 0 | 0 | 0 | 0 | 0 | 0 | 0 | 0 | 0 | 0 | 0 | 0 | 0 | 0 | 0 | 0 | 0 | 0 | 0 | 0 | 0 | 0
Hydrogen Evolution | Gen_BB019 | MW | SPEN | Coylton | 0 | 0 | 0 | 0 | 0 | 0 | 0 | 0 | 0 | 0 | 0 | 0 | 0 | 0 | 0 | 0 | 0 | 0 | 0 | 0 | 0 | 0 | 0 | 0 | 0 | 0 | 0 | 0 | 0
Hydrogen Evolution | Gen_BB019 | MW | SPEN | Crookston B | 0 | 0 | 0 | 0 | 0 | 0 | 0 | 0 | 0 | 0 | 0 | 0 | 0 | 0 | 0 | 0 | 0 | 0 | 0 | 0 | 0 | 0 | 0 | 0 | 0 | 0 | 0 | 0 | 0
Hydrogen Evolution | Gen_BB019 | MW | SPEN | Cumbernauld | 0 | 0 | 0 | 0 | 0 | 0 | 0 | 0 | 0 | 0 | 0 | 0 | 0 | 0 | 0 | 0 | 0 | 0 | 0 | 0 | 0 | 0 | 0 | 0 | 0 | 0 | 0 | 0 | 0
Hydrogen Evolution | Gen_BB019 | MW | SPEN | Cupar | 0 | 0 | 0 | 0 | 0 | 0 | 0 | 0 | 0 | 0 | 0 | 0 | 0 | 0 | 0 | 0 | 0 | 0 | 0 | 0 | 0 | 0 | 0 | 0 | 0 | 0 | 0 | 0 | 0
Hydrogen Evolution | Gen_BB019 | MW | SPEN | Dalmarnock | 0 | 0 | 0 | 0 | 0 | 0 | 0 | 0 | 0 | 0 | 0 | 0 | 0 | 0 | 0 | 0 | 0 | 0 | 0 | 0 | 0 | 0 | 0 | 0 | 0 | 0 | 0 | 0 | 0
Hydrogen Evolution | Gen_BB019 | MW | SPEN | Devol Moor | 0 | 0 | 0 | 0 | 0 | 0 | 0 | 0 | 0 | 0 | 0 | 0 | 0 | 0 | 0 | 0 | 0 | 0 | 0 | 0 | 0 | 0 | 0 | 0 | 0 | 0 | 0 | 0 | 0
Hydrogen Evolution | Gen_BB019 | MW | SPEN | Devonside | 0 | 0 | 0 | 0 | 0 | 0 | 0 | 0 | 0 | 0 | 0 | 0 | 0 | 0 | 0 | 0 | 0 | 0 | 0 | 0 | 0 | 0 | 0 | 0 | 0 | 0 | 0 | 0 | 0
Hydrogen Evolution | Gen_BB019 | MW | SPEN | Dumfries 33 | 0 | 0 | 0 | 0 | 0 | 0 | 0 | 0 | 0 | 0 | 0 | 0 | 0 | 0 | 0 | 0 | 0 | 0 | 0 | 0 | 0 | 0 | 0 | 0 | 0 | 0 | 0 | 0 | 0
Hydrogen Evolution | Gen_BB019 | MW | SPEN | Dunbar | 0 | 0 | 0 | 0 | 0 | 0 | 0 | 0 | 0 | 0 | 0 | 0 | 0 | 0 | 0 | 0 | 0 | 0 | 0 | 0 | 0 | 0 | 0 | 0 | 0 | 0 | 0 | 0 | 0
Hydrogen Evolution | Gen_BB019 | MW | SPEN | Dunfermline | 0 | 0 | 0 | 0 | 0 | 0 | 0 | 0 | 0 | 0 | 0 | 0 | 0 | 0 | 0 | 0 | 0 | 0 | 0 | 0 | 0 | 0 | 0 | 0 | 0 | 0 | 0 | 0 | 0
Hydrogen Evolution | Gen_BB019 | MW | SPEN | Earlstoun | 0 | 0 | 0 | 0 | 0 | 0 | 0 | 0 | 0 | 0 | 0 | 0 | 0 | 0 | 0 | 0 | 0 | 0 | 0 | 0 | 0 | 0 | 0 | 0 | 0 | 0 | 0 | 0 | 0
Hydrogen Evolution | Gen_BB019 | MW | SPEN | East Kilbride South | 0 | 0 | 0 | 0 | 0 | 0 | 0 | 0 | 0 | 0 | 0 | 0 | 0 | 0 | 0 | 0 | 0 | 0 | 0 | 0 | 0 | 0 | 0 | 0 | 0 | 0 | 0 | 0 | 0
Hydrogen Evolution | Gen_BB019 | MW | SPEN | Eccles | 0 | 0 | 0 | 0 | 0 | 0 | 0 | 0 | 0 | 0 | 0 | 0 | 0 | 0 | 0 | 0 | 0 | 0 | 0 | 0 | 0 | 0 | 0 | 0 | 0 | 0 | 0 | 0 | 0
Hydrogen Evolution | Gen_BB019 | MW | SPEN | Galashiels | 0 | 0 | 0 | 0 | 0 | 0 | 0 | 0 | 0 | 0 | 0 | 0 | 0 | 0 | 0 | 0 | 0 | 0 | 0 | 0 | 0 | 0 | 0 | 0 | 0 | 0 | 0 | 0 | 0
Hydrogen Evolution | Gen_BB019 | MW | SPEN | Giffnock | 0 | 0 | 0 | 0 | 0 | 0 | 0 | 0 | 0 | 0 | 0 | 0 | 0 | 0 | 0 | 0 | 0 | 0 | 0 | 0 | 0 | 0 | 0 | 0 | 0 | 0 | 0 | 0 | 0
Hydrogen Evolution | Gen_BB019 | MW | SPEN | Glenlee | 0 | 0 | 0 | 0 | 0 | 0 | 0 | 0 | 0 | 0 | 0 | 0 | 0 | 0 | 0 | 0 | 0 | 0 | 0 | 0 | 0 | 0 | 0 | 0 | 0 | 0 | 0 | 0 | 0
Hydrogen Evolution | Gen_BB019 | MW | SPEN | Glenluce | 0 | 0 | 0 | 0 | 0 | 0 | 0 | 0 | 0 | 0 | 0 | 0 | 0 | 0 | 0 | 0 | 0 | 0 | 0 | 0 | 0 | 0 | 0 | 0 | 0 | 0 | 0 | 0 | 0
Hydrogen Evolution | Gen_BB019 | MW | SPEN | Glenniston | 0 | 0 | 0 | 0 | 0 | 0 | 0 | 0 | 0 | 0 | 0 | 0 | 0 | 0 | 0 | 0 | 0 | 0 | 0 | 0 | 0 | 0 | 0 | 0 | 0 | 0 | 0 | 0 | 0
Hydrogen Evolution | Gen_BB019 | MW | SPEN | Glenrothes | 0 | 0 | 0 | 0 | 0 | 0 | 0 | 0 | 0 | 0 | 0 | 0 | 0 | 0 | 0 | 0 | 0 | 0 | 0 | 0 | 0 | 0 | 0 | 0 | 0 | 0 | 0 | 0 | 0
Hydrogen Evolution | Gen_BB019 | MW | SPEN | Grangemouth A | 0 | 0 | 0 | 0 | 0 | 0 | 0 | 0 | 0 | 0 | 0 | 0 | 0 | 0 | 0 | 0 | 0 | 0 | 0 | 0 | 0 | 0 | 0 | 0 | 0 | 0 | 0 | 0 | 0
Hydrogen Evolution | Gen_BB019 | MW | SPEN | Hawick | 0 | 0 | 0 | 0 | 0 | 0 | 0 | 0 | 0 | 0 | 0 | 0 | 0 | 0 | 0 | 0 | 0 | 0 | 0 | 0 | 0 | 0 | 0 | 0 | 0 | 0 | 0 | 0 | 0
Hydrogen Evolution | Gen_BB019 | MW | SPEN | Hunterston Farm | 0 | 0 | 0 | 0 | 0 | 0 | 0 | 0 | 0 | 0 | 0 | 0 | 0 | 0 | 0 | 0 | 0 | 0 | 0 | 0 | 0 | 0 | 0 | 0 | 0 | 0 | 0 | 0 | 0
Hydrogen Evolution | Gen_BB019 | MW | SPEN | Inverkeithing | 0 | 0 | 0 | 0 | 0 | 0 | 0 | 0 | 0 | 0 | 0 | 0 | 0 | 0 | 0 | 0 | 0 | 0 | 0 | 0 | 0 | 0 | 0 | 0 | 0 | 0 | 0 | 0 | 0
Hydrogen Evolution | Gen_BB019 | MW | SPEN | Johnstone | 0 | 0 | 0 | 0 | 0 | 0 | 0 | 0 | 0 | 0 | 0 | 0 | 0 | 0 | 0 | 0 | 0 | 0 | 0 | 0 | 0 | 0 | 0 | 0 | 0 | 0 | 0 | 0 | 0
Hydrogen Evolution | Gen_BB019 | MW | SPEN | Kaimes | 0 | 0 | 0 | 0 | 0 | 0 | 0 | 0 | 0 | 0 | 0 | 0 | 0 | 0 | 0 | 0 | 0 | 0 | 0 | 0 | 0 | 0 | 0 | 0 | 0 | 0 | 0 | 0 | 0
Hydrogen Evolution | Gen_BB019 | MW | SPEN | Kendoon | 0 | 0 | 0 | 0 | 0 | 0 | 0 | 0 | 0 | 0 | 0 | 0 | 0 | 0 | 0 | 0 | 0 | 0 | 0 | 0 | 0 | 0 | 0 | 0 | 0 | 0 | 0 | 0 | 0
Hydrogen Evolution | Gen_BB019 | MW | SPEN | Killermont | 0 | 0 | 0 | 0 | 0 | 0 | 0 | 0 | 0 | 0 | 0 | 0 | 0 | 0 | 0 | 0 | 0 | 0 | 0 | 0 | 0 | 0 | 0 | 0 | 0 | 0 | 0 | 0 | 0
Hydrogen Evolution | Gen_BB019 | MW | SPEN | Kilwinning | 0 | 0 | 0 | 0 | 0 | 0 | 0 | 0 | 0 | 0 | 0 | 0 | 0 | 0 | 0 | 0 | 0 | 0 | 0 | 0 | 0 | 0 | 0 | 0 | 0 | 0 | 0 | 0 | 0
Hydrogen Evolution | Gen_BB019 | MW | SPEN | Leven | 0 | 0 | 0 | 0 | 0 | 0 | 0 | 0 | 0 | 0 | 0 | 0 | 0 | 0 | 0 | 0 | 0 | 0 | 0 | 0 | 0 | 0 | 0 | 0 | 0 | 0 | 0 | 0 | 0
Hydrogen Evolution | Gen_BB019 | MW | SPEN | Livingston East | 0 | 0 | 0 | 0 | 0 | 0 | 0 | 0 | 0 | 0 | 0 | 0 | 0 | 0 | 0 | 0 | 0 | 0 | 0 | 0 | 0 | 0 | 0 | 0 | 0 | 0 | 0 | 0 | 0
Hydrogen Evolution | Gen_BB019 | MW | SPEN | Maybole | 0 | 0 | 0 | 0 | 0 | 0 | 0 | 0 | 0 | 0 | 0 | 0 | 0 | 0 | 0 | 0 | 0 | 0 | 0 | 0 | 0 | 0 | 0 | 0 | 0 | 0 | 0 | 0 | 0
Hydrogen Evolution | Gen_BB019 | MW | SPEN | Newarthill | 0 | 0 | 0 | 0 | 0 | 0 | 0 | 0 | 0 | 0 | 0 | 0 | 0 | 0 | 0 | 0 | 0 | 0 | 0 | 0 | 0 | 0 | 0 | 0 | 0 | 0 | 0 | 0 | 0
Hydrogen Evolution | Gen_BB019 | MW | SPEN | Paisley | 0 | 0 | 0 | 0 | 0 | 0 | 0 | 0 | 0 | 0 | 0 | 0 | 0 | 0 | 0 | 0 | 0 | 0 | 0 | 0 | 0 | 0 | 0 | 0 | 0 | 0 | 0 | 0 | 0
Hydrogen Evolution | Gen_BB019 | MW | SPEN | Portobello | 0 | 0 | 0 | 0 | 0 | 0 | 0 | 0 | 0 | 0 | 0 | 0 | 0 | 0 | 0 | 0 | 0 | 0 | 0 | 0 | 0 | 0 | 0 | 0 | 0 | 0 | 0 | 0 | 0
Hydrogen Evolution | Gen_BB019 | MW | SPEN | Ravenscraig | 0 | 0 | 0 | 0 | 0 | 0 | 0 | 0 | 0 | 0 | 0 | 0 | 0 | 0 | 0 | 0 | 0 | 0 | 0 | 0 | 0 | 0 | 0 | 0 | 0 | 0 | 0 | 0 | 0
Hydrogen Evolution | Gen_BB019 | MW | SPEN | Redhouse | 0 | 0 | 0 | 0 | 0 | 0 | 0 | 0 | 0 | 0 | 0 | 0 | 0 | 0 | 0 | 0 | 0 | 0 | 0 | 0 | 0 | 0 | 0 | 0 | 0 | 0 | 0 | 0 | 0
Hydrogen Evolution | Gen_BB019 | MW | SPEN | Saltcoats A | 0 | 0 | 0 | 0 | 0 | 0 | 0 | 0 | 0 | 0 | 0 | 0 | 0 | 0 | 0 | 0 | 0 | 0 | 0 | 0 | 0 | 0 | 0 | 0 | 0 | 0 | 0 | 0 | 0
Hydrogen Evolution | Gen_BB019 | MW | SPEN | Saltcoats B | 0 | 0 | 0 | 0 | 0 | 0 | 0 | 0 | 0 | 0 | 0 | 0 | 0 | 0 | 0 | 0 | 0 | 0 | 0 | 0 | 0 | 0 | 0 | 0 | 0 | 0 | 0 | 0 | 0
Hydrogen Evolution | Gen_BB019 | MW | SPEN | Sighthill | 0 | 0 | 0 | 0 | 0 | 0 | 0 | 0 | 0 | 0 | 0 | 0 | 0 | 0 | 0 | 0 | 0 | 0 | 0 | 0 | 0 | 0 | 0 | 0 | 0 | 0 | 0 | 0 | 0
Hydrogen Evolution | Gen_BB019 | MW | SPEN | Stirling | 0 | 0 | 0 | 0 | 0 | 0 | 0 | 0 | 0 | 0 | 0 | 0 | 0 | 0 | 0 | 0 | 0 | 0 | 0 | 0 | 0 | 0 | 0 | 0 | 0 | 0 | 0 | 0 | 0
Hydrogen Evolution | Gen_BB019 | MW | SPEN | Strathaven | 0 | 0 | 0 | 0 | 0 | 0 | 0 | 0 | 0 | 0 | 0 | 0 | 0 | 0 | 0 | 0 | 0 | 0 | 0 | 0 | 0 | 0 | 0 | 0 | 0 | 0 | 0 | 0 | 0
Hydrogen Evolution | Gen_BB019 | MW | SPEN | Strathleven | 0 | 0 | 0 | 0 | 0 | 0 | 0 | 0 | 0 | 0 | 0 | 0 | 0 | 0 | 0 | 0 | 0 | 0 | 0 | 0 | 0 | 0 | 0 | 0 | 0 | 0 | 0 | 0 | 0
Hydrogen Evolution | Gen_BB019 | MW | SPEN | Telford Road | 0 | 0 | 0 | 0 | 0 | 0 | 0 | 0 | 0 | 0 | 0 | 0 | 0 | 0 | 0 | 0 | 0 | 0 | 0 | 0 | 0 | 0 | 0 | 0 | 0 | 0 | 0 | 0 | 0
Hydrogen Evolution | Gen_BB019 | MW | SPEN | Tongland | 0 | 0 | 0 | 0 | 0 | 0 | 0 | 0 | 0 | 0 | 0 | 0 | 0 | 0 | 0 | 0 | 0 | 0 | 0 | 0 | 0 | 0 | 0 | 0 | 0 | 0 | 0 | 0 | 0
Hydrogen Evolution | Gen_BB019 | MW | SPEN | Westfield | 0 | 0 | 0 | 0 | 0 | 0 | 0 | 0 | 0 | 0 | 0 | 0 | 0 | 0 | 0 | 0 | 0 | 0 | 0 | 0 | 0 | 0 | 0 | 0 | 0 | 0 | 0 | 0 | 0
Hydrogen Evolution | Gen_BB019 | MW | SPEN | Wishaw | 0 | 0 | 0 | 0 | 0 | 0 | 0 | 0 | 0 | 0 | 0 | 0 | 0 | 0 | 0 | 0 | 0 | 0 | 0 | 0 | 0 | 0 | 0 | 0 | 0 | 0 | 0 | 0 | 0
Hydrogen Evolution | Gen_BB019 | MW | SPEN Manweb | Birkenhead | 0 | 0 | 0 | 0 | 0 | 0 | 0 | 0 | 0 | 0 | 0 | 0 | 0 | 0 | 0 | 0 | 0 | 0 | 0 | 0 | 0 | 0 | 0 | 0 | 0 | 0 | 0 | 0 | 0
Hydrogen Evolution | Gen_BB019 | MW | SPEN Manweb | Capenhurst | 0 | 0 | 0 | 0 | 0 | 0 | 0 | 0 | 0 | 0 | 0 | 0 | 0 | 0 | 0 | 0 | 0 | 0 | 0 | 0 | 0 | 0 | 0 | 0 | 0 | 0 | 0 | 0 | 0
Hydrogen Evolution | Gen_BB019 | MW | SPEN Manweb | Carrington | 0 | 0 | 0 | 0 | 0 | 0 | 0 | 0 | 0 | 0 | 0 | 0 | 0 | 0 | 0 | 0 | 0 | 0 | 0 | 0 | 0 | 0 | 0 | 0 | 0 | 0 | 0 | 0 | 0
Hydrogen Evolution | Gen_BB019 | MW | SPEN Manweb | Connah's Quay | 0 | 0 | 0 | 0 | 0 | 0 | 0 | 0 | 0 | 0 | 0 | 0 | 0 | 0 | 0 | 0 | 0 | 0 | 0 | 0 | 0 | 0 | 0 | 0 | 0 | 0 | 0 | 0 | 0
Hydrogen Evolution | Gen_BB019 | MW | SPEN Manweb | Fiddlers Ferry | 0 | 0 | 0 | 0 | 0 | 0 | 0 | 0 | 0 | 0 | 0 | 0 | 0 | 0 | 0 | 0 | 0 | 0 | 0 | 0 | 0 | 0 | 0 | 0 | 0 | 0 | 0 | 0 | 0
Hydrogen Evolution | Gen_BB019 | MW | SPEN Manweb | Frodsham | 0 | 0 | 0 | 0 | 0 | 0 | 0 | 0 | 0 | 0 | 0 | 0 | 0 | 0 | 0 | 0 | 0 | 0 | 0 | 0 | 0 | 0 | 0 | 0 | 0 | 0 | 0 | 0 | 0
Hydrogen Evolution | Gen_BB019 | MW | SPEN Manweb | Legacy | 0 | 0 | 0 | 0 | 0 | 0 | 0 | 0 | 0 | 0 | 0 | 0 | 0 | 0 | 0 | 0 | 0 | 0 | 0 | 0 | 0 | 0 | 0 | 0 | 0 | 0 | 0 | 0 | 0
Hydrogen Evolution | Gen_BB019 | MW | SPEN Manweb | Lister Drive | 0 | 0 | 0 | 0 | 0 | 0 | 0 | 0 | 0 | 0 | 0 | 0 | 0 | 0 | 0 | 0 | 0 | 0 | 0 | 0 | 0 | 0 | 0 | 0 | 0 | 0 | 0 | 0 | 0
Hydrogen Evolution | Gen_BB019 | MW | SPEN Manweb | Pentir | 0 | 0 | 0 | 0 | 0 | 0 | 0 | 0 | 0 | 0 | 0 | 0 | 0 | 0 | 0 | 0 | 0 | 0 | 0 | 0 | 0 | 0 | 0 | 0 | 0 | 0 | 0 | 0 | 0
Hydrogen Evolution | Gen_BB019 | MW | SPEN Manweb | Rainhill | 0 | 0 | 0 | 0 | 0 | 0 | 0 | 0 | 0 | 0 | 0 | 0 | 0 | 0 | 0 | 0 | 0 | 0 | 0 | 0 | 0 | 0 | 0 | 0 | 0 | 0 | 0 | 0 | 0
Hydrogen Evolution | Gen_BB019 | MW | SPEN Manweb | Trawsfynydd | 0 | 0 | 0 | 0 | 0 | 0 | 0 | 0 | 0 | 0 | 0 | 0 | 0 | 0 | 0 | 0 | 0 | 0 | 0 | 0 | 0 | 0 | 0 | 0 | 0 | 0 | 0 | 0 | 0
Hydrogen Evolution | Gen_BB019 | MW | SPEN Manweb | Wylfa | 0 | 0 | 0 | 0 | 0 | 0 | 0 | 0 | 0 | 0 | 0 | 0 | 0 | 0 | 0 | 0 | 0 | 0 | 0 | 0 | 0 | 0 | 0 | 0 | 0 | 0 | 0 | 0 | 0
Hydrogen Evolution | Gen_BB019 | MW | SPTL | Direct(SPTL) | 0 | 0 | 0 | 0 | 0 | 0 | 0 | 0 | 0 | 0 | 0 | 0 | 0 | 0 | 0 | 0 | 0 | 0 | 0 | 0 | 0 | 0 | 0 | 0 | 0 | 0 | 0 | 0 | 0
Hydrogen Evolution | Gen_BB019 | MW | SSEN (SHEPD) | Abernethy | 0 | 0 | 0 | 0 | 0 | 0 | 0 | 0 | 0 | 0 | 0 | 0 | 0 | 0 | 0 | 0 | 0 | 0 | 0 | 0 | 0 | 0 | 0 | 0 | 0 | 0 | 0 | 0 | 0
Hydrogen Evolution | Gen_BB019 | MW | SSEN (SHEPD) | Alness | 0 | 0 | 0 | 0 | 0 | 0 | 0 | 0 | 0 | 0 | 0 | 0 | 0 | 0 | 0 | 0 | 0 | 0 | 0 | 0 | 0 | 0 | 0 | 0 | 0 | 0 | 0 | 0 | 0
Hydrogen Evolution | Gen_BB019 | MW | SSEN (SHEPD) | Arbroath | 0 | 0 | 0 | 0 | 0 | 0 | 0 | 0 | 0 | 0 | 0 | 0 | 0 | 0 | 0 | 0 | 0 | 0 | 0 | 0 | 0 | 0 | 0 | 0 | 0 | 0 | 0 | 0 | 0
Hydrogen Evolution | Gen_BB019 | MW | SSEN (SHEPD) | Ardmore | 0 | 0 | 0 | 0 | 0 | 0 | 0 | 0 | 0 | 0 | 0 | 0 | 0 | 0 | 0 | 0 | 0 | 0 | 0 | 0 | 0 | 0 | 0 | 0 | 0 | 0 | 0 | 0 | 0
Hydrogen Evolution | Gen_BB019 | MW | SSEN (SHEPD) | Beauly | 0 | 0 | 0 | 0 | 0 | 0 | 0 | 0 | 0 | 0 | 0 | 0 | 0 | 0 | 0 | 0 | 0 | 0 | 0 | 0 | 0 | 0 | 0 | 0 | 0 | 0 | 0 | 0 | 0
Hydrogen Evolution | Gen_BB019 | MW | SSEN (SHEPD) | Boat of Garten | 0 | 0 | 0 | 0 | 0 | 0 | 0 | 0 | 0 | 0 | 0 | 0 | 0 | 0 | 0 | 0 | 0 | 0 | 0 | 0 | 0 | 0 | 0 | 0 | 0 | 0 | 0 | 0 | 0
Hydrogen Evolution | Gen_BB019 | MW | SSEN (SHEPD) | Bridge of Dun | 0 | 0 | 0 | 0 | 0 | 0 | 0 | 0 | 0 | 0 | 0 | 0 | 0 | 0 | 0 | 0 | 0 | 0 | 0 | 0 | 0 | 0 | 0 | 0 | 0 | 0 | 0 | 0 | 0
Hydrogen Evolution | Gen_BB019 | MW | SSEN (SHEPD) | Burghmuir | 0 | 0 | 0 | 0 | 0 | 0 | 0 | 0 | 0 | 0 | 0 | 0 | 0 | 0 | 0 | 0 | 0 | 0 | 0 | 0 | 0 | 0 | 0 | 0 | 0 | 0 | 0 | 0 | 0
Hydrogen Evolution | Gen_BB019 | MW | SSEN (SHEPD) | Carradale | 0 | 0 | 0 | 0 | 0 | 0 | 0 | 0 | 0 | 0 | 0 | 0 | 0 | 0 | 0 | 0 | 0 | 0 | 0 | 0 | 0 | 0 | 0 | 0 | 0 | 0 | 0 | 0 | 0
Hydrogen Evolution | Gen_BB019 | MW | SSEN (SHEPD) | Ceannacroc | 0 | 0 | 0 | 0 | 0 | 0 | 0 | 0 | 0 | 0 | 0 | 0 | 0 | 0 | 0 | 0 | 0 | 0 | 0 | 0 | 0 | 0 | 0 | 0 | 0 | 0 | 0 | 0 | 0
Hydrogen Evolution | Gen_BB019 | MW | SSEN (SHEPD) | Coupar Angus | 0 | 0 | 0 | 0 | 0 | 0 | 0 | 0 | 0 | 0 | 0 | 0 | 0 | 0 | 0 | 0 | 0 | 0 | 0 | 0 | 0 | 0 | 0 | 0 | 0 | 0 | 0 | 0 | 0
Hydrogen Evolution | Gen_BB019 | MW | SSEN (SHEPD) | Dunvegan | 0 | 0 | 0 | 0 | 0 | 0 | 0 | 0 | 0 | 0 | 0 | 0 | 0 | 0 | 0 | 0 | 0 | 0 | 0 | 0 | 0 | 0 | 0 | 0 | 0 | 0 | 0 | 0 | 0
Hydrogen Evolution | Gen_BB019 | MW | SSEN (SHEPD) | Dyce | 0 | 0 | 0 | 0 | 0 | 0 | 0 | 0 | 0 | 0 | 0 | 0 | 0 | 0 | 0 | 0 | 0 | 0 | 0 | 0 | 0 | 0 | 0 | 0 | 0 | 0 | 0 | 0 | 0
Hydrogen Evolution | Gen_BB019 | MW | SSEN (SHEPD) | Fiddes | 0 | 0 | 0 | 0 | 0 | 0 | 0 | 0 | 0 | 0 | 0 | 0 | 0 | 0 | 0 | 0 | 0 | 0 | 0 | 0 | 0 | 0 | 0 | 0 | 0 | 0 | 0 | 0 | 0
Hydrogen Evolution | Gen_BB019 | MW | SSEN (SHEPD) | Fort William | 0 | 0 | 0 | 0 | 0 | 0 | 0 | 0 | 0 | 0 | 0 | 0 | 0 | 0 | 0 | 0 | 0 | 0 | 0 | 0 | 0 | 0 | 0 | 0 | 0 | 0 | 0 | 0 | 0
Hydrogen Evolution | Gen_BB019 | MW | SSEN (SHEPD) | Fraserburgh | 0 | 0 | 0 | 0 | 0 | 0 | 0 | 0 | 0 | 0 | 0 | 0 | 0 | 0 | 0 | 0 | 0 | 0 | 0 | 0 | 0 | 0 | 0 | 0 | 0 | 0 | 0 | 0 | 0
Hydrogen Evolution | Gen_BB019 | MW | SSEN (SHEPD) | Grudie Bridge | 0 | 0 | 0 | 0 | 0 | 0 | 0 | 0 | 0 | 0 | 0 | 0 | 0 | 0 | 0 | 0 | 0 | 0 | 0 | 0 | 0 | 0 | 0 | 0 | 0 | 0 | 0 | 0 | 0
Hydrogen Evolution | Gen_BB019 | MW | SSEN (SHEPD) | Inverness | 0 | 0 | 0 | 0 | 0 | 0 | 0 | 0 | 0 | 0 | 0 | 0 | 0 | 0 | 0 | 0 | 0 | 0 | 0 | 0 | 0 | 0 | 0 | 0 | 0 | 0 | 0 | 0 | 0
Hydrogen Evolution | Gen_BB019 | MW | SSEN (SHEPD) | Keith | 0 | 0 | 0 | 0 | 0 | 0 | 0 | 0 | 0 | 0 | 0 | 0 | 0 | 0 | 0 | 0 | 0 | 0 | 0 | 0 | 0 | 0 | 0 | 0 | 0 | 0 | 0 | 0 | 0
Hydrogen Evolution | Gen_BB019 | MW | SSEN (SHEPD) | Killin | 0 | 0 | 0 | 0 | 0 | 0 | 0 | 0 | 0 | 0 | 0 | 0 | 0 | 0 | 0 | 0 | 0 | 0 | 0 | 0 | 0 | 0 | 0 | 0 | 0 | 0 | 0 | 0 | 0
Hydrogen Evolution | Gen_BB019 | MW | SSEN (SHEPD) | Kinlochleven | 0 | 0 | 0 | 0 | 0 | 0 | 0 | 0 | 0 | 0 | 0 | 0 | 0 | 0 | 0 | 0 | 0 | 0 | 0 | 0 | 0 | 0 | 0 | 0 | 0 | 0 | 0 | 0 | 0
Hydrogen Evolution | Gen_BB019 | MW | SSEN (SHEPD) | Kintore | 0 | 0 | 0 | 0 | 0 | 0 | 0 | 0 | 0 | 0 | 0 | 0 | 0 | 0 | 0 | 0 | 0 | 0 | 0 | 0 | 0 | 0 | 0 | 0 | 0 | 0 | 0 | 0 | 0
Hydrogen Evolution | Gen_BB019 | MW | SSEN (SHEPD) | Lairg | 0 | 0 | 0 | 0 | 0 | 0 | 0 | 0 | 0 | 0 | 0 | 0 | 0 | 0 | 0 | 0 | 0 | 0 | 0 | 0 | 0 | 0 | 0 | 0 | 0 | 0 | 0 | 0 | 0
Hydrogen Evolution | Gen_BB019 | MW | SSEN (SHEPD) | Lunanhead | 0 | 0 | 0 | 0 | 0 | 0 | 0 | 0 | 0 | 0 | 0 | 0 | 0 | 0 | 0 | 0 | 0 | 0 | 0 | 0 | 0 | 0 | 0 | 0 | 0 | 0 | 0 | 0 | 0
Hydrogen Evolution | Gen_BB019 | MW | SSEN (SHEPD) | Macduff | 0 | 0 | 0 | 0 | 0 | 0 | 0 | 0 | 0 | 0 | 0 | 0 | 0 | 0 | 0 | 0 | 0 | 0 | 0 | 0 | 0 | 0 | 0 | 0 | 0 | 0 | 0 | 0 | 0
Hydrogen Evolution | Gen_BB019 | MW | SSEN (SHEPD) | Milton of Craigie | 0 | 0 | 0 | 0 | 0 | 0 | 0 | 0 | 0 | 0 | 0 | 0 | 0 | 0 | 0 | 0 | 0 | 0 | 0 | 0 | 0 | 0 | 0 | 0 | 0 | 0 | 0 | 0 | 0
Hydrogen Evolution | Gen_BB019 | MW | SSEN (SHEPD) | Mybster | 0 | 0 | 0 | 0 | 0 | 0 | 0 | 0 | 0 | 0 | 0 | 0 | 0 | 0 | 0 | 0 | 0 | 0 | 0 | 0 | 0 | 0 | 0 | 0 | 0 | 0 | 0 | 0 | 0
Hydrogen Evolution | Gen_BB019 | MW | SSEN (SHEPD) | Nairn | 0 | 0 | 0 | 0 | 0 | 0 | 0 | 0 | 0 | 0 | 0 | 0 | 0 | 0 | 0 | 0 | 0 | 0 | 0 | 0 | 0 | 0 | 0 | 0 | 0 | 0 | 0 | 0 | 0
Hydrogen Evolution | Gen_BB019 | MW | SSEN (SHEPD) | Persley | 0 | 0 | 0 | 0 | 0 | 0 | 0 | 0 | 0 | 0 | 0 | 0 | 0 | 0 | 0 | 0 | 0 | 0 | 0 | 0 | 0 | 0 | 0 | 0 | 0 | 0 | 0 | 0 | 0
Hydrogen Evolution | Gen_BB019 | MW | SSEN (SHEPD) | Port Ann | 0 | 0 | 0 | 0 | 0 | 0 | 0 | 0 | 0 | 0 | 0 | 0 | 0 | 0 | 0 | 0 | 0 | 0 | 0 | 0 | 0 | 0 | 0 | 0 | 0 | 0 | 0 | 0 | 0
Hydrogen Evolution | Gen_BB019 | MW | SSEN (SHEPD) | Redmoss | 0 | 0 | 0 | 0 | 0 | 0 | 0 | 0 | 0 | 0 | 0 | 0 | 0 | 0 | 0 | 0 | 0 | 0 | 0 | 0 | 0 | 0 | 0 | 0 | 0 | 0 | 0 | 0 | 0
Hydrogen Evolution | Gen_BB019 | MW | SSEN (SHEPD) | Shin | 0 | 0 | 0 | 0 | 0 | 0 | 0 | 0 | 0 | 0 | 0 | 0 | 0 | 0 | 0 | 0 | 0 | 0 | 0 | 0 | 0 | 0 | 0 | 0 | 0 | 0 | 0 | 0 | 0
Hydrogen Evolution | Gen_BB019 | MW | SSEN (SHEPD) | Sloy | 0 | 0 | 0 | 0 | 0 | 0 | 0 | 0 | 0 | 0 | 0 | 0 | 0 | 0 | 0 | 0 | 0 | 0 | 0 | 0 | 0 | 0 | 0 | 0 | 0 | 0 | 0 | 0 | 0
Hydrogen Evolution | Gen_BB019 | MW | SSEN (SHEPD) | Strichen | 0 | 0 | 0 | 0 | 0 | 0 | 0 | 0 | 0 | 0 | 0 | 0 | 0 | 0 | 0 | 0 | 0 | 0 | 0 | 0 | 0 | 0 | 0 | 0 | 0 | 0 | 0 | 0 | 0
Hydrogen Evolution | Gen_BB019 | MW | SSEN (SHEPD) | Tarland | 0 | 0 | 0 | 0 | 0 | 0 | 0 | 0 | 0 | 0 | 0 | 0 | 0 | 0 | 0 | 0 | 0 | 0 | 0 | 0 | 0 | 0 | 0 | 0 | 0 | 0 | 0 | 0 | 0
Hydrogen Evolution | Gen_BB019 | MW | SSEN (SHEPD) | Taynuilt | 0 | 0 | 0 | 0 | 0 | 0 | 0 | 0 | 0 | 0 | 0 | 0 | 0 | 0 | 0 | 0 | 0 | 0 | 0 | 0 | 0 | 0 | 0 | 0 | 0 | 0 | 0 | 0 | 0
Hydrogen Evolution | Gen_BB019 | MW | SSEN (SHEPD) | Thurso | 0 | 0 | 0 | 0 | 0 | 0 | 0 | 0 | 0 | 0 | 0 | 0 | 0 | 0 | 0 | 0 | 0 | 0 | 0 | 0 | 0 | 0 | 0 | 0 | 0 | 0 | 0 | 0 | 0
Hydrogen Evolution | Gen_BB019 | MW | SSEN (SHEPD) | Tummel Bridge | 0 | 0 | 0 | 0 | 0 | 0 | 0 | 0 | 0 | 0 | 0 | 0 | 0 | 0 | 0 | 0 | 0 | 0 | 0 | 0 | 0 | 0 | 0 | 0 | 0 | 0 | 0 | 0 | 0
Hydrogen Evolution | Gen_BB019 | MW | SSEN (SHEPD) | Willowdale | 0 | 0 | 0 | 0 | 0 | 0 | 0 | 0 | 0 | 0 | 0 | 0 | 0 | 0 | 0 | 0 | 0 | 0 | 0 | 0 | 0 | 0 | 0 | 0 | 0 | 0 | 0 | 0 | 0
Hydrogen Evolution | Gen_BB019 | MW | SSEN South | Botley Wood | 0 | 0 | 0 | 0 | 0 | 0 | 0 | 0 | 0 | 0 | 0 | 0 | 0 | 0 | 0 | 0 | 0 | 0 | 0 | 0 | 0 | 0 | 0 | 0 | 0 | 0 | 0 | 0 | 0
Hydrogen Evolution | Gen_BB019 | MW | SSEN South | Bramley | 0 | 0 | 0 | 0 | 0 | 0 | 0 | 0 | 0 | 0 | 0 | 0 | 0 | 0 | 0 | 0 | 0 | 0 | 0 | 0 | 0 | 0 | 0 | 0 | 0 | 0 | 0 | 0 | 0
Hydrogen Evolution | Gen_BB019 | MW | SSEN South | Chickerell | 0 | 0 | 0 | 0 | 0 | 0 | 0 | 0 | 0 | 0 | 0 | 0 | 0 | 0 | 0 | 0 | 0 | 0 | 0 | 0 | 0 | 0 | 0 | 0 | 0 | 0 | 0 | 0 | 0
Hydrogen Evolution | Gen_BB019 | MW | SSEN South | Cowley | 0 | 0 | 0 | 0 | 0 | 0 | 0 | 0 | 0 | 0 | 0 | 0 | 0 | 0 | 0 | 0 | 0 | 0 | 0 | 0 | 0 | 0 | 0 | 0 | 0 | 0 | 0 | 0 | 0
Hydrogen Evolution | Gen_BB019 | MW | SSEN South | Fawley | 0 | 0 | 0 | 0 | 0 | 0 | 0 | 0 | 0 | 0 | 0 | 0 | 0 | 0 | 0 | 0 | 0 | 0 | 0 | 0 | 0 | 0 | 0 | 0 | 0 | 0 | 0 | 0 | 0
Hydrogen Evolution | Gen_BB019 | MW | SSEN South | Iver 132kV | 0 | 0 | 0 | 0 | 0 | 0 | 0 | 0 | 0 | 0 | 0 | 0 | 0 | 0 | 0 | 0 | 0 | 0 | 0 | 0 | 0 | 0 | 0 | 0 | 0 | 0 | 0 | 0 | 0
Hydrogen Evolution | Gen_BB019 | MW | SSEN South | Lovedean | 0 | 0 | 0 | 0 | 0 | 0 | 0 | 0 | 0 | 0 | 0 | 0 | 0 | 0 | 0 | 0 | 0 | 0 | 0 | 0 | 0 | 0 | 0 | 0 | 0 | 0 | 0 | 0 | 0
Hydrogen Evolution | Gen_BB019 | MW | SSEN South | Mannington | 0 | 0 | 0 | 0 | 0 | 0 | 0 | 0 | 0 | 0 | 0 | 0 | 0 | 0 | 0 | 0 | 0 | 0 | 0 | 0 | 0 | 0 | 0 | 0 | 0 | 0 | 0 | 0 | 0
Hydrogen Evolution | Gen_BB019 | MW | SSEN South | Melksham | 0 | 0 | 0 | 0 | 0 | 0 | 0 | 0 | 0 | 0 | 0 | 0 | 0 | 0 | 0 | 0 | 0 | 0 | 0 | 0 | 0 | 0 | 0 | 0 | 0 | 0 | 0 | 0 | 0
Hydrogen Evolution | Gen_BB019 | MW | SSEN South | Minety | 0 | 0 | 0 | 0 | 0 | 0 | 0 | 0 | 0 | 0 | 0 | 0 | 0 | 0 | 0 | 0 | 0 | 0 | 0 | 0 | 0 | 0 | 0 | 0 | 0 | 0 | 0 | 0 | 0
Hydrogen Evolution | Gen_BB019 | MW | SSEN South | Nursling | 0 | 0 | 0 | 0 | 0 | 0 | 0 | 0 | 0 | 0 | 0 | 0 | 0 | 0 | 0 | 0 | 0 | 0 | 0 | 0 | 0 | 0 | 0 | 0 | 0 | 0 | 0 | 0 | 0
Hydrogen Evolution | Gen_BB019 | MW | UKPN Eastern | Amersham Main | 0 | 0 | 0 | 0 | 0 | 0 | 0 | 0 | 0 | 0 | 0 | 0 | 0 | 0 | 0 | 0 | 0 | 0 | 0 | 0 | 0 | 0 | 0 | 0 | 0 | 0 | 0 | 0 | 0
Hydrogen Evolution | Gen_BB019 | MW | UKPN Eastern | Braintree | 0 | 0 | 0 | 0 | 0 | 0 | 0 | 0 | 0 | 0 | 0 | 0 | 0 | 0 | 0 | 0 | 0 | 0 | 0 | 0 | 0 | 0 | 0 | 0 | 0 | 0 | 0 | 0 | 0
Hydrogen Evolution | Gen_BB019 | MW | UKPN Eastern | Bramford | 0 | 0 | 0 | 0 | 0 | 0 | 0 | 0 | 0 | 0 | 0 | 0 | 0 | 0 | 0 | 0 | 0 | 0 | 0 | 0 | 0 | 0 | 0 | 0 | 0 | 0 | 0 | 0 | 0
Hydrogen Evolution | Gen_BB019 | MW | UKPN Eastern | Brimsdown | 0 | 0 | 0 | 0 | 0 | 0 | 0 | 0 | 0 | 0 | 0 | 0 | 0 | 0 | 0 | 0 | 0 | 0 | 0 | 0 | 0 | 0 | 0 | 0 | 0 | 0 | 0 | 0 | 0
Hydrogen Evolution | Gen_BB019 | MW | UKPN Eastern | Burwell Main | 0 | 0 | 0 | 0 | 0 | 0 | 0 | 0 | 0 | 0 | 0 | 0 | 0 | 0 | 0 | 0 | 0 | 0 | 0 | 0 | 0 | 0 | 0 | 0 | 0 | 0 | 0 | 0 | 0
Hydrogen Evolution | Gen_BB019 | MW | UKPN Eastern | Eaton Socon | 0 | 0 | 0 | 0 | 0 | 0 | 0 | 0 | 0 | 0 | 0 | 0 | 0 | 0 | 0 | 0 | 0 | 0 | 0 | 0 | 0 | 0 | 0 | 0 | 0 | 0 | 0 | 0 | 0
Hydrogen Evolution | Gen_BB019 | MW | UKPN Eastern | Elstree | 0 | 0 | 0 | 0 | 0 | 0 | 0 | 0 | 0 | 0 | 0 | 0 | 0 | 0 | 0 | 0 | 0 | 0 | 0 | 0 | 0 | 0 | 0 | 0 | 0 | 0 | 0 | 0 | 0
Hydrogen Evolution | Gen_BB019 | MW | UKPN Eastern | Loudwater | 0 | 0 | 0 | 0 | 0 | 0 | 0 | 0 | 0 | 0 | 0 | 0 | 0 | 0 | 0 | 0 | 0 | 0 | 0 | 0 | 0 | 0 | 0 | 0 | 0 | 0 | 0 | 0 | 0
Hydrogen Evolution | Gen_BB019 | MW | UKPN Eastern | Mill Hill | 0 | 0 | 0 | 0 | 0 | 0 | 0 | 0 | 0 | 0 | 0 | 0 | 0 | 0 | 0 | 0 | 0 | 0 | 0 | 0 | 0 | 0 | 0 | 0 | 0 | 0 | 0 | 0 | 0
Hydrogen Evolution | Gen_BB019 | MW | UKPN Eastern | Norwich Main | 0 | 0 | 0 | 0 | 0 | 0 | 0 | 0 | 0 | 0 | 0 | 0 | 0 | 0 | 0 | 0 | 0 | 0 | 0 | 0 | 0 | 0 | 0 | 0 | 0 | 0 | 0 | 0 | 0
Hydrogen Evolution | Gen_BB019 | MW | UKPN Eastern | Pelham | 0 | 0 | 0 | 0 | 0 | 0 | 0 | 0 | 0 | 0 | 0 | 0 | 0 | 0 | 0 | 0 | 0 | 0 | 0 | 0 | 0 | 0 | 0 | 0 | 0 | 0 | 0 | 0 | 0
Hydrogen Evolution | Gen_BB019 | MW | UKPN Eastern | Rayleigh | 0 | 0 | 0 | 0 | 0 | 0 | 0 | 0 | 0 | 0 | 0 | 0 | 0 | 0 | 0 | 0 | 0 | 0 | 0 | 0 | 0 | 0 | 0 | 0 | 0 | 0 | 0 | 0 | 0
Hydrogen Evolution | Gen_BB019 | MW | UKPN Eastern | Rye House | 0 | 0 | 0 | 0 | 0 | 0 | 0 | 0 | 0 | 0 | 0 | 0 | 0 | 0 | 0 | 0 | 0 | 0 | 0 | 0 | 0 | 0 | 0 | 0 | 0 | 0 | 0 | 0 | 0
Hydrogen Evolution | Gen_BB019 | MW | UKPN Eastern | Sundon | 0 | 0 | 0 | 0 | 0 | 0 | 0 | 0 | 0 | 0 | 0 | 0 | 0 | 0 | 0 | 0 | 0 | 0 | 0 | 0 | 0 | 0 | 0 | 0 | 0 | 0 | 0 | 0 | 0
Hydrogen Evolution | Gen_BB019 | MW | UKPN Eastern | Tilbury | 0 | 0 | 0 | 0 | 0 | 0 | 0 | 0 | 0 | 0 | 0 | 0 | 0 | 0 | 0 | 0 | 0 | 0 | 0 | 0 | 0 | 0 | 0 | 0 | 0 | 0 | 0 | 0 | 0
Hydrogen Evolution | Gen_BB019 | MW | UKPN Eastern | Tottenham | 0 | 0 | 0 | 0 | 0 | 0 | 0 | 0 | 0 | 0 | 0 | 0 | 0 | 0 | 0 | 0 | 0 | 0 | 0 | 0 | 0 | 0 | 0 | 0 | 0 | 0 | 0 | 0 | 0
Hydrogen Evolution | Gen_BB019 | MW | UKPN Eastern | Walpole (_A) | 0 | 0 | 0 | 0 | 0 | 0 | 0 | 0 | 0 | 0 | 0 | 0 | 0 | 0 | 0 | 0 | 0 | 0 | 0 | 0 | 0 | 0 | 0 | 0 | 0 | 0 | 0 | 0 | 0
Hydrogen Evolution | Gen_BB019 | MW | UKPN Eastern | Warley | 0 | 0 | 0 | 0 | 0 | 0 | 0 | 0 | 0 | 0 | 0 | 0 | 0 | 0 | 0 | 0 | 0 | 0 | 0 | 0 | 0 | 0 | 0 | 0 | 0 | 0 | 0 | 0 | 0
Hydrogen Evolution | Gen_BB019 | MW | UKPN Eastern | Watford South | 0 | 0 | 0 | 0 | 0 | 0 | 0 | 0 | 0 | 0 | 0 | 0 | 0 | 0 | 0 | 0 | 0 | 0 | 0 | 0 | 0 | 0 | 0 | 0 | 0 | 0 | 0 | 0 | 0
Hydrogen Evolution | Gen_BB019 | MW | UKPN Eastern | West Thurrock | 0 | 0 | 0 | 0 | 0 | 0 | 0 | 0 | 0 | 0 | 0 | 0 | 0 | 0 | 0 | 0 | 0 | 0 | 0 | 0 | 0 | 0 | 0 | 0 | 0 | 0 | 0 | 0 | 0
Hydrogen Evolution | Gen_BB019 | MW | UKPN Eastern | Wymondley | 0 | 0 | 0 | 0 | 0 | 0 | 0 | 0 | 0 | 0 | 0 | 0 | 0 | 0 | 0 | 0 | 0 | 0 | 0 | 0 | 0 | 0 | 0 | 0 | 0 | 0 | 0 | 0 | 0
Hydrogen Evolution | Gen_BB019 | MW | UKPN London | Barking | 0 | 0 | 0 | 0 | 0 | 0 | 0 | 0 | 0 | 0 | 0 | 0 | 0 | 0 | 0 | 0 | 0 | 0 | 0 | 0 | 0 | 0 | 0 | 0 | 0 | 0 | 0 | 0 | 0
Hydrogen Evolution | Gen_BB019 | MW | UKPN London | Barking West | 0 | 0 | 0 | 0 | 0 | 0 | 0 | 0 | 0 | 0 | 0 | 0 | 0 | 0 | 0 | 0 | 0 | 0 | 0 | 0 | 0 | 0 | 0 | 0 | 0 | 0 | 0 | 0 | 0
Hydrogen Evolution | Gen_BB019 | MW | UKPN London | City Road | 0 | 0 | 0 | 0 | 0 | 0 | 0 | 0 | 0 | 0 | 0 | 0 | 0 | 0 | 0 | 0 | 0 | 0 | 0 | 0 | 0 | 0 | 0 | 0 | 0 | 0 | 0 | 0 | 0
Hydrogen Evolution | Gen_BB019 | MW | UKPN London | Hackney 132kV | 0 | 0 | 0 | 0 | 0 | 0 | 0 | 0 | 0 | 0 | 0 | 0 | 0 | 0 | 0 | 0 | 0 | 0 | 0 | 0 | 0 | 0 | 0 | 0 | 0 | 0 | 0 | 0 | 0
Hydrogen Evolution | Gen_BB019 | MW | UKPN London | Hackney 66kV | 0 | 0 | 0 | 0 | 0 | 0 | 0 | 0 | 0 | 0 | 0 | 0 | 0 | 0 | 0 | 0 | 0 | 0 | 0 | 0 | 0 | 0 | 0 | 0 | 0 | 0 | 0 | 0 | 0
Hydrogen Evolution | Gen_BB019 | MW | UKPN London | Hurst | 0 | 0 | 0 | 0 | 0 | 0 | 0 | 0 | 0 | 0 | 0 | 0 | 0 | 0 | 0 | 0 | 0 | 0 | 0 | 0 | 0 | 0 | 0 | 0 | 0 | 0 | 0 | 0 | 0
Hydrogen Evolution | Gen_BB019 | MW | UKPN London | Littlebrook (_C) | 0 | 0 | 0 | 0 | 0 | 0 | 0 | 0 | 0 | 0 | 0 | 0 | 0 | 0 | 0 | 0 | 0 | 0 | 0 | 0 | 0 | 0 | 0 | 0 | 0 | 0 | 0 | 0 | 0
Hydrogen Evolution | Gen_BB019 | MW | UKPN London | Lodge Road | 0 | 0 | 0 | 0 | 0 | 0 | 0 | 0 | 0 | 0 | 0 | 0 | 0 | 0 | 0 | 0 | 0 | 0 | 0 | 0 | 0 | 0 | 0 | 0 | 0 | 0 | 0 | 0 | 0
Hydrogen Evolution | Gen_BB019 | MW | UKPN London | New Cross | 0 | 0 | 0 | 0 | 0 | 0 | 0 | 0 | 0 | 0 | 0 | 0 | 0 | 0 | 0 | 0 | 0 | 0 | 0 | 0 | 0 | 0 | 0 | 0 | 0 | 0 | 0 | 0 | 0
Hydrogen Evolution | Gen_BB019 | MW | UKPN London | Redbridge | 0 | 0 | 0 | 0 | 0 | 0 | 0 | 0 | 0 | 0 | 0 | 0 | 0 | 0 | 0 | 0 | 0 | 0 | 0 | 0 | 0 | 0 | 0 | 0 | 0 | 0 | 0 | 0 | 0
Hydrogen Evolution | Gen_BB019 | MW | UKPN London | St John's Wood | 0 | 0 | 0 | 0 | 0 | 0 | 0 | 0 | 0 | 0 | 0 | 0 | 0 | 0 | 0 | 0 | 0 | 0 | 0 | 0 | 0 | 0 | 0 | 0 | 0 | 0 | 0 | 0 | 0
Hydrogen Evolution | Gen_BB019 | MW | UKPN London | West Ham | 0 | 0 | 0 | 0 | 0 | 0 | 0 | 0 | 0 | 0 | 0 | 0 | 0 | 0 | 0 | 0 | 0 | 0 | 0 | 0 | 0 | 0 | 0 | 0 | 0 | 0 | 0 | 0 | 0
Hydrogen Evolution | Gen_BB019 | MW | UKPN London | Willesden 132kV | 0 | 0 | 0 | 0 | 0 | 0 | 0 | 0 | 0 | 0 | 0 | 0 | 0 | 0 | 0 | 0 | 0 | 0 | 0 | 0 | 0 | 0 | 0 | 0 | 0 | 0 | 0 | 0 | 0
Hydrogen Evolution | Gen_BB019 | MW | UKPN London | Willesden 66kV | 0 | 0 | 0 | 0 | 0 | 0 | 0 | 0 | 0 | 0 | 0 | 0 | 0 | 0 | 0 | 0 | 0 | 0 | 0 | 0 | 0 | 0 | 0 | 0 | 0 | 0 | 0 | 0 | 0
Hydrogen Evolution | Gen_BB019 | MW | UKPN London | Wimbledon South | 0 | 0 | 0 | 0 | 0 | 0 | 0 | 0 | 0 | 0 | 0 | 0 | 0 | 0 | 0 | 0 | 0 | 0 | 0 | 0 | 0 | 0 | 0 | 0 | 0 | 0 | 0 | 0 | 0
Hydrogen Evolution | Gen_BB019 | MW | UKPN South East | Beddington (_J) | 0 | 0 | 0 | 0 | 0 | 0 | 0 | 0 | 0 | 0 | 0 | 0 | 0 | 0 | 0 | 0 | 0 | 0 | 0 | 0 | 0 | 0 | 0 | 0 | 0 | 0 | 0 | 0 | 0
Hydrogen Evolution | Gen_BB019 | MW | UKPN South East | Bolney | 0 | 0 | 0 | 0 | 0 | 0 | 0 | 0 | 0 | 0 | 0 | 0 | 0 | 0 | 0 | 0 | 0 | 0 | 0 | 0 | 0 | 0 | 0 | 0 | 0 | 0 | 0 | 0 | 0
Hydrogen Evolution | Gen_BB019 | MW | UKPN South East | Canterbury | 0 | 0 | 0 | 0 | 0 | 0 | 0 | 0 | 0 | 0 | 0 | 0 | 0 | 0 | 0 | 0 | 0 | 0 | 0 | 0 | 0 | 0 | 0 | 0 | 0 | 0 | 0 | 0 | 0
Hydrogen Evolution | Gen_BB019 | MW | UKPN South East | Chessington | 0 | 0 | 0 | 0 | 0 | 0 | 0 | 0 | 0 | 0 | 0 | 0 | 0 | 0 | 0 | 0 | 0 | 0 | 0 | 0 | 0 | 0 | 0 | 0 | 0 | 0 | 0 | 0 | 0
Hydrogen Evolution | Gen_BB019 | MW | UKPN South East | Kemsley | 0 | 0 | 0 | 0 | 0 | 0 | 0 | 0 | 0 | 0 | 0 | 0 | 0 | 0 | 0 | 0 | 0 | 0 | 0 | 0 | 0 | 0 | 0 | 0 | 0 | 0 | 0 | 0 | 0
Hydrogen Evolution | Gen_BB019 | MW | UKPN South East | Kingsnorth | 0 | 0 | 0 | 0 | 0 | 0 | 0 | 0 | 0 | 0 | 0 | 0 | 0 | 0 | 0 | 0 | 0 | 0 | 0 | 0 | 0 | 0 | 0 | 0 | 0 | 0 | 0 | 0 | 0
Hydrogen Evolution | Gen_BB019 | MW | UKPN South East | Littlebrook (_J) | 0 | 0 | 0 | 0 | 0 | 0 | 0 | 0 | 0 | 0 | 0 | 0 | 0 | 0 | 0 | 0 | 0 | 0 | 0 | 0 | 0 | 0 | 0 | 0 | 0 | 0 | 0 | 0 | 0
Hydrogen Evolution | Gen_BB019 | MW | UKPN South East | Ninfield | 0 | 0 | 0 | 0 | 0 | 0 | 0 | 0 | 0 | 0 | 0 | 0 | 0 | 0 | 0 | 0 | 0 | 0 | 0 | 0 | 0 | 0 | 0 | 0 | 0 | 0 | 0 | 0 | 0
Hydrogen Evolution | Gen_BB019 | MW | UKPN South East | Northfleet East | 0 | 0 | 0 | 0 | 0 | 0 | 0 | 0 | 0 | 0 | 0 | 0 | 0 | 0 | 0 | 0 | 0 | 0 | 0 | 0 | 0 | 0 | 0 | 0 | 0 | 0 | 0 | 0 | 0
Hydrogen Evolution | Gen_BB019 | MW | UKPN South East | Sellindge | 0 | 0 | 0 | 0 | 0 | 0 | 0 | 0 | 0 | 0 | 0 | 0 | 0 | 0 | 0 | 0 | 0 | 0 | 0 | 0 | 0 | 0 | 0 | 0 | 0 | 0 | 0 | 0 | 0
Hydrogen Evolution | Gen_BB019 | MW | UKPN South East | West Weybridge | 0 | 0 | 0 | 0 | 0 | 0 | 0 | 0 | 0 | 0 | 0 | 0 | 0 | 0 | 0 | 0 | 0 | 0 | 0 | 0 | 0 | 0 | 0 | 0 | 0 | 0 | 0 | 0 | 0
Hydrogen Evolution | Gen_BB020 | MW | NGET | Direct(NGET) | 0 | 4825 | 4825 | 4825 | 4825 | 2460 | 2460 | 2460 | 2900 | 4570 | 4570 | 4570 | 4570 | 4570 | 3340 | 3340 | 3340 | 4340 | 5980 | 6224 | 6795 | 7125 | 8065 | 8065 | 8113 | 8903 | 11008 | 11008 | 11008
Hydrogen Evolution | Gen_BB020 | MW | SPTL | Direct(SPTL) | 0 | 1250 | 1250 | 1250 | 1250 | 1250 | 1250 | 1250 | 0 | 0 | 0 | 0 | 0 | 0 | 0 | 0 | 0 | 0 | 0 | 0 | 0 | 0 | 0 | 0 | 0 | 0 | 0 | 0 | 0
Hydrogen Evolution | Gen_BB021 | MW | NGET | Direct(NGET) | 0 | 1988 | 1988 | 0 | 0 | 0 | 0 | 0 | 0 | 0 | 0 | 0 | 0 | 0 | 0 | 0 | 0 | 0 | 0 | 0 | 0 | 0 | 0 | 0 | 0 | 0 | 0 | 0 | 0
Hydrogen Evolution | Gen_BB022 | MW | NGET | Direct(NGET) | 0 | 7900 | 9800 | 9800 | 9800 | 9800 | 9800 | 11200 | 11200 | 11200 | 11200 | 13850 | 15250 | 16000 | 16000 | 16000 | 16000 | 16000 | 16000 | 16000 | 16000 | 16000 | 16000 | 16000 | 16000 | 16000 | 16000 | 16000 | 16000
Hydrogen Evolution | Gen_BB022 | MW | SHETL | Direct(SHETL) | 0 | 0 | 0 | 0 | 0 | 0 | 0 | 0 | 0 | 0 | 0 | 0 | 0 | 0 | 0 | 0 | 0 | 0 | 0 | 0 | 0 | 0 | 0 | 0 | 0 | 0 | 0 | 0 | 0
Hydrogen Evolution | Gen_BB022 | MW | SPTL | Direct(SPTL) | 0 | 500 | 500 | 500 | 500 | 500 | 500 | 500 | 500 | 500 | 500 | 500 | 500 | 500 | 500 | 500 | 500 | 500 | 500 | 500 | 500 | 500 | 500 | 500 | 500 | 500 | 500 | 500 | 500
Hydrogen Evolution | Gen_BB023 | MW | Electricity North West | Bredbury | 0 | 0 | 0 | 0 | 0 | 0 | 0.369 | 1.818 | 3.835 | 10.209 | 21.31 | 42.028 | 54.457 | 88.893 | 94.674 | 96.555 | 99.095 | 102.025 | 111.419 | 125.384 | 140.869 | 158.19 | 164.238 | 169.536 | 174.505 | 178.632 | 182.315 | 185.61 | 188.874
Hydrogen Evolution | Gen_BB023 | MW | Electricity North West | Harker | 0 | 0 | 0 | 0 | 0 | 0 | 0.254 | 1.253 | 2.644 | 7.038 | 14.692 | 28.976 | 37.546 | 61.288 | 65.273 | 66.57 | 68.321 | 70.341 | 76.818 | 86.446 | 97.123 | 109.064 | 113.234 | 116.887 | 120.313 | 123.158 | 125.697 | 127.969 | 130.219
Hydrogen Evolution | Gen_BB023 | MW | Electricity North West | Heysham (NGET) | 0 | 0 | 0 | 0 | 0 | 0 | 0.008 | 0.037 | 0.079 | 0.21 | 0.438 | 0.864 | 1.12 | 1.828 | 1.947 | 1.986 | 2.038 | 2.098 | 2.291 | 2.579 | 2.897 | 3.253 | 3.378 | 3.487 | 3.589 | 3.674 | 3.75 | 3.817 | 3.884
Hydrogen Evolution | Gen_BB023 | MW | Electricity North West | Hutton | 0 | 0 | 0 | 0 | 0 | 0 | 0.001 | 0.004 | 0.008 | 0.021 | 0.043 | 0.085 | 0.11 | 0.18 | 0.192 | 0.196 | 0.201 | 0.207 | 0.226 | 0.254 | 0.286 | 0.321 | 0.333 | 0.344 | 0.354 | 0.362 | 0.37 | 0.376 | 0.383
Hydrogen Evolution | Gen_BB023 | MW | Electricity North West | Kearsley 132kV | 0 | 0 | 0 | 0 | 0 | 0 | 0.35 | 1.727 | 3.644 | 9.701 | 20.25 | 39.938 | 51.75 | 84.474 | 89.967 | 91.754 | 94.168 | 96.952 | 105.88 | 119.15 | 133.866 | 150.325 | 156.072 | 161.107 | 165.829 | 169.751 | 173.25 | 176.382 | 179.483
Hydrogen Evolution | Gen_BB023 | MW | Electricity North West | Kearsley 33kV | 0 | 0 | 0 | 0 | 0 | 0 | 0.013 | 0.065 | 0.136 | 0.363 | 0.757 | 1.493 | 1.935 | 3.158 | 3.364 | 3.431 | 3.521 | 3.625 | 3.959 | 4.455 | 5.005 | 5.621 | 5.835 | 6.024 | 6.2 | 6.347 | 6.478 | 6.595 | 6.711
Hydrogen Evolution | Gen_BB023 | MW | Electricity North West | Kirkby (_G) | 0 | 0 | 0 | 0 | 0 | 0 | 0.001 | 0.004 | 0.008 | 0.021 | 0.043 | 0.085 | 0.111 | 0.181 | 0.192 | 0.196 | 0.201 | 0.207 | 0.226 | 0.255 | 0.286 | 0.322 | 0.334 | 0.345 | 0.355 | 0.363 | 0.371 | 0.377 | 0.384
Hydrogen Evolution | Gen_BB023 | MW | Electricity North West | Macclesfield | 0 | 0 | 0 | 0 | 0 | 0 | 0.347 | 1.713 | 3.614 | 9.62 | 20.08 | 39.603 | 51.316 | 83.766 | 89.212 | 90.985 | 93.379 | 96.139 | 104.992 | 118.151 | 132.743 | 149.065 | 154.764 | 159.756 | 164.439 | 168.328 | 171.798 | 174.904 | 177.978
Hydrogen Evolution | Gen_BB023 | MW | Electricity North West | Padiham | 0 | 0 | 0 | 0 | 0 | 0 | 0.078 | 0.383 | 0.809 | 2.153 | 4.493 | 8.862 | 11.483 | 18.744 | 19.963 | 20.36 | 20.896 | 21.513 | 23.494 | 26.439 | 29.704 | 33.357 | 34.632 | 35.749 | 36.797 | 37.667 | 38.444 | 39.139 | 39.827
Hydrogen Evolution | Gen_BB023 | MW | Electricity North West | Penwortham East | 0 | 0 | 0 | 0 | 0 | 0 | 1.341 | 6.882 | 14.509 | 38.757 | 80.367 | 157.057 | 203.64 | 330.278 | 352.787 | 361.066 | 371.738 | 383.782 | 419.554 | 472.058 | 530.134 | 595.167 | 617.279 | 636.655 | 654.808 | 669.874 | 683.321 | 695.346 | 707.462
Hydrogen Evolution | Gen_BB023 | MW | Electricity North West | Penwortham West | 0 | 0 | 0 | 0 | 0 | 0 | 0.387 | 1.905 | 4.02 | 10.702 | 22.34 | 44.06 | 57.091 | 93.192 | 99.252 | 101.224 | 103.887 | 106.958 | 116.807 | 131.447 | 147.681 | 165.839 | 172.18 | 177.734 | 182.944 | 187.27 | 191.131 | 194.586 | 198.007
Hydrogen Evolution | Gen_BB023 | MW | Electricity North West | Rochdale | 0 | 0 | 0 | 0 | 0 | 0 | 0.001 | 0.007 | 0.015 | 0.039 | 0.082 | 0.163 | 0.211 | 0.344 | 0.366 | 0.373 | 0.383 | 0.395 | 0.431 | 0.485 | 0.545 | 0.612 | 0.635 | 0.656 | 0.675 | 0.691 | 0.705 | 0.718 | 0.731
Hydrogen Evolution | Gen_BB023 | MW | Electricity North West | South Manchester | 0 | 0 | 0 | 0 | 0 | 0 | 0.136 | 0.668 | 1.41 | 3.752 | 7.833 | 15.448 | 20.016 | 32.674 | 34.798 | 35.49 | 36.423 | 37.5 | 40.953 | 46.086 | 51.778 | 58.144 | 60.367 | 62.314 | 64.141 | 65.658 | 67.011 | 68.223 | 69.422
Hydrogen Evolution | Gen_BB023 | MW | Electricity North West | Stalybridge | 0 | 0 | 0 | 0 | 0 | 0 | 0.424 | 2.091 | 4.413 | 11.748 | 24.522 | 48.364 | 62.667 | 102.295 | 108.946 | 111.111 | 114.034 | 117.405 | 128.216 | 144.286 | 162.106 | 182.037 | 188.997 | 195.094 | 200.813 | 205.562 | 209.799 | 213.592 | 217.347
Hydrogen Evolution | Gen_BB023 | MW | Electricity North West | Stanah | 0 | 0 | 0 | 0 | 0 | 0 | 0.001 | 0.005 | 0.011 | 0.029 | 0.06 | 0.118 | 0.153 | 0.25 | 0.266 | 0.271 | 0.278 | 0.287 | 0.313 | 0.352 | 0.396 | 0.444 | 0.461 | 0.476 | 0.49 | 0.502 | 0.512 | 0.521 | 0.531
Hydrogen Evolution | Gen_BB023 | MW | Electricity North West | Washway Farm | 0 | 0 | 0 | 0 | 0 | 0 | 0.39 | 1.923 | 4.057 | 10.801 | 22.547 | 44.468 | 57.619 | 94.055 | 100.171 | 102.161 | 104.849 | 107.948 | 117.889 | 132.664 | 149.049 | 167.374 | 173.774 | 179.379 | 184.637 | 189.004 | 192.9 | 196.387 | 199.84
Hydrogen Evolution | Gen_BB023 | MW | Electricity North West | Whitegate | 0 | 0 | 0 | 0 | 0 | 0 | 0.451 | 2.221 | 4.686 | 12.474 | 26.038 | 51.354 | 66.542 | 108.619 | 115.682 | 117.981 | 121.085 | 124.664 | 136.144 | 153.207 | 172.129 | 193.293 | 200.683 | 207.157 | 213.229 | 218.272 | 222.771 | 226.798 | 230.786
Hydrogen Evolution | Gen_BB023 | MW | NGED East Midlands | Berkswell | 0 | 0 | 0 | 0 | 0 | 0 | 0.021 | 0.102 | 0.216 | 0.575 | 1.2 | 2.367 | 3.067 | 5.007 | 5.333 | 5.439 | 5.582 | 5.747 | 6.276 | 7.063 | 7.935 | 8.91 | 9.251 | 9.55 | 9.829 | 10.062 | 10.269 | 10.455 | 10.639
Hydrogen Evolution | Gen_BB023 | MW | NGED East Midlands | Bicker Fen | 0 | 0 | 0 | 0 | 0 | 0 | 0.015 | 0.076 | 0.161 | 0.428 | 0.894 | 1.763 | 2.284 | 3.729 | 3.971 | 4.05 | 4.157 | 4.28 | 4.674 | 5.26 | 5.909 | 6.636 | 6.89 | 7.112 | 7.32 | 7.493 | 7.648 | 7.786 | 7.923
Hydrogen Evolution | Gen_BB023 | MW | NGED East Midlands | Chesterfield | 0 | 0 | 0 | 0 | 0 | 0 | 1.082 | 5.335 | 11.256 | 29.965 | 62.549 | 123.361 | 159.845 | 260.923 | 277.889 | 283.411 | 290.868 | 299.466 | 327.042 | 368.03 | 413.484 | 464.324 | 482.076 | 497.627 | 512.214 | 524.328 | 535.137 | 544.81 | 554.388
Hydrogen Evolution | Gen_BB023 | MW | NGED East Midlands | Coventry | 0 | 0 | 0 | 0 | 0 | 0 | 0.28 | 1.382 | 2.917 | 7.765 | 16.208 | 31.967 | 41.421 | 67.614 | 72.011 | 73.442 | 75.374 | 77.602 | 84.748 | 95.369 | 107.148 | 120.322 | 124.922 | 128.952 | 132.732 | 135.871 | 138.672 | 141.179 | 143.661
Hydrogen Evolution | Gen_BB023 | MW | NGED East Midlands | Drakelow | 0 | 0 | 0 | 0 | 0 | 0 | 0.093 | 0.46 | 0.971 | 2.584 | 5.393 | 10.637 | 13.782 | 22.498 | 23.96 | 24.436 | 25.079 | 25.821 | 28.198 | 31.733 | 35.652 | 40.035 | 41.566 | 42.907 | 44.164 | 45.209 | 46.141 | 46.975 | 47.801
Hydrogen Evolution | Gen_BB023 | MW | NGED East Midlands | Enderby | 0 | 0 | 0 | 0 | 0 | 0 | 0.005 | 0.026 | 0.054 | 0.144 | 0.301 | 0.594 | 0.77 | 1.257 | 1.338 | 1.365 | 1.401 | 1.442 | 1.575 | 1.773 | 1.991 | 2.236 | 2.322 | 2.397 | 2.467 | 2.525 | 2.577 | 2.624 | 2.67
Hydrogen Evolution | Gen_BB023 | MW | NGED East Midlands | Grendon | 0 | 0 | 0 | 0 | 0 | 0 | 0.079 | 0.389 | 0.821 | 2.187 | 4.564 | 9.002 | 11.664 | 19.04 | 20.278 | 20.681 | 21.225 | 21.853 | 23.865 | 26.856 | 30.173 | 33.883 | 35.178 | 36.313 | 37.378 | 38.262 | 39.05 | 39.756 | 40.455
Hydrogen Evolution | Gen_BB023 | MW | NGED East Midlands | Ratcliffe | 0 | 0 | 0 | 0 | 0 | 0 | 0.256 | 1.261 | 2.66 | 7.082 | 14.784 | 29.158 | 37.781 | 61.672 | 65.682 | 66.987 | 68.749 | 70.782 | 77.299 | 86.987 | 97.731 | 109.747 | 113.943 | 117.619 | 121.066 | 123.93 | 126.484 | 128.771 | 131.035
Hydrogen Evolution | Gen_BB023 | MW | NGED East Midlands | Staythorpe | 0 | 0 | 0 | 0 | 0 | 0 | 0.013 | 0.066 | 0.139 | 0.37 | 0.773 | 1.525 | 1.976 | 3.225 | 3.435 | 3.503 | 3.595 | 3.701 | 4.042 | 4.549 | 5.111 | 5.739 | 5.958 | 6.151 | 6.331 | 6.481 | 6.614 | 6.734 | 6.852
Hydrogen Evolution | Gen_BB023 | MW | NGED East Midlands | Stoke Bardolph | 0 | 0 | 0 | 0 | 0 | 0 | 0.276 | 1.359 | 2.866 | 7.631 | 15.928 | 31.415 | 40.705 | 66.446 | 70.766 | 72.172 | 74.071 | 76.261 | 83.283 | 93.721 | 105.296 | 118.243 | 122.763 | 126.723 | 130.438 | 133.523 | 136.276 | 138.739 | 141.178
Hydrogen Evolution | Gen_BB023 | MW | NGED East Midlands | Walpole (_B) | 0 | 0 | 0 | 0 | 0 | 0 | 0.231 | 1.141 | 2.407 | 6.409 | 13.378 | 26.384 | 34.187 | 55.806 | 59.434 | 60.615 | 62.21 | 64.049 | 69.947 | 78.713 | 88.435 | 99.308 | 103.105 | 106.431 | 109.551 | 112.142 | 114.454 | 116.523 | 118.571
Hydrogen Evolution | Gen_BB023 | MW | NGED East Midlands | West Burton | 0 | 0 | 0 | 0 | 0 | 0 | 0.127 | 0.626 | 1.32 | 3.514 | 7.335 | 14.467 | 18.745 | 30.599 | 32.588 | 33.236 | 34.11 | 35.118 | 38.352 | 43.159 | 48.489 | 54.451 | 56.533 | 58.357 | 60.068 | 61.488 | 62.756 | 63.89 | 65.013
Hydrogen Evolution | Gen_BB023 | MW | NGED East Midlands | Willington | 0 | 0 | 0 | 0 | 0 | 0 | 0.733 | 3.615 | 7.627 | 20.303 | 42.382 | 83.587 | 108.308 | 176.797 | 188.293 | 192.035 | 197.087 | 202.913 | 221.598 | 249.371 | 280.17 | 314.618 | 326.646 | 337.184 | 347.067 | 355.276 | 362.599 | 369.154 | 375.644
Hydrogen Evolution | Gen_BB023 | MW | NGED South Wales | Aberthaw | 0 | 0 | 0 | 0 | 0 | 0 | 0.176 | 0.869 | 1.833 | 4.879 | 10.184 | 20.085 | 26.025 | 42.483 | 45.245 | 46.144 | 47.358 | 48.758 | 53.248 | 59.921 | 67.322 | 75.6 | 78.49 | 81.022 | 83.397 | 85.369 | 87.129 | 88.704 | 90.264
Hydrogen Evolution | Gen_BB023 | MW | NGED South Wales | Cardiff East | 0 | 0 | 0 | 0 | 0 | 0 | 0.109 | 0.538 | 1.136 | 3.023 | 6.31 | 12.445 | 16.125 | 26.322 | 28.034 | 28.591 | 29.343 | 30.21 | 32.992 | 37.127 | 41.713 | 46.841 | 48.632 | 50.201 | 51.672 | 52.895 | 53.985 | 54.961 | 55.927
Hydrogen Evolution | Gen_BB023 | MW | NGED South Wales | Pembroke | 0 | 0 | 0 | 0 | 0 | 0 | 0.001 | 0.003 | 0.007 | 0.018 | 0.037 | 0.073 | 0.094 | 0.154 | 0.164 | 0.167 | 0.171 | 0.176 | 0.193 | 0.217 | 0.243 | 0.273 | 0.284 | 0.293 | 0.302 | 0.309 | 0.315 | 0.321 | 0.326
Hydrogen Evolution | Gen_BB023 | MW | NGED South Wales | Pyle | 0 | 0 | 0 | 0 | 0 | 0 | 0.001 | 0.004 | 0.009 | 0.024 | 0.05 | 0.099 | 0.128 | 0.209 | 0.222 | 0.227 | 0.233 | 0.24 | 0.262 | 0.294 | 0.331 | 0.371 | 0.386 | 0.398 | 0.41 | 0.419 | 0.428 | 0.436 | 0.443
Hydrogen Evolution | Gen_BB023 | MW | NGED South Wales | Rassau | 0 | 0 | 0 | 0 | 0 | 0 | 0.791 | 3.897 | 8.222 | 21.887 | 45.687 | 90.106 | 116.755 | 190.585 | 202.978 | 207.011 | 212.458 | 218.738 | 238.88 | 268.819 | 302.02 | 339.155 | 352.122 | 363.48 | 374.135 | 382.984 | 390.879 | 397.944 | 404.94
Hydrogen Evolution | Gen_BB023 | MW | NGED South Wales | Swansea North | 0 | 0 | 0 | 0 | 0 | 0 | 0.347 | 1.708 | 3.604 | 9.594 | 20.027 | 39.499 | 51.18 | 83.544 | 88.977 | 90.745 | 93.132 | 95.885 | 104.715 | 117.839 | 132.393 | 148.671 | 154.355 | 159.334 | 164.005 | 167.884 | 171.344 | 174.442 | 177.508
Hydrogen Evolution | Gen_BB023 | MW | NGED South Wales | Upper Boat 132kV | 0 | 0 | 0 | 0 | 0 | 0 | 0.693 | 3.416 | 7.207 | 19.185 | 40.047 | 78.982 | 102.34 | 167.055 | 177.918 | 181.453 | 186.227 | 191.732 | 209.388 | 235.63 | 264.733 | 297.282 | 308.648 | 318.605 | 327.944 | 335.7 | 342.62 | 348.813 | 354.946
Hydrogen Evolution | Gen_BB023 | MW | NGED South Wales | Uskmouth | 0 | 0 | 0 | 0 | 0 | 0 | 0.308 | 1.518 | 3.203 | 8.527 | 17.799 | 35.105 | 45.487 | 74.25 | 79.078 | 80.65 | 82.772 | 85.218 | 93.066 | 104.729 | 117.664 | 132.132 | 137.183 | 141.609 | 145.76 | 149.207 | 152.283 | 155.035 | 157.761
Hydrogen Evolution | Gen_BB023 | MW | NGED South West | Abham | 0 | 0 | 0 | 0 | 0 | 0 | 0.119 | 0.589 | 1.242 | 3.307 | 6.902 | 13.613 | 17.639 | 28.792 | 30.665 | 31.274 | 32.097 | 33.046 | 36.088 | 40.611 | 45.627 | 51.237 | 53.196 | 54.912 | 56.522 | 57.859 | 59.051 | 60.119 | 61.176
Hydrogen Evolution | Gen_BB023 | MW | NGED South West | Alverdiscott | 0 | 0 | 0 | 0 | 0 | 0 | 0.001 | 0.006 | 0.013 | 0.034 | 0.072 | 0.142 | 0.184 | 0.3 | 0.319 | 0.326 | 0.334 | 0.344 | 0.376 | 0.423 | 0.475 | 0.533 | 0.554 | 0.572 | 0.588 | 0.602 | 0.615 | 0.626 | 0.637
Hydrogen Evolution | Gen_BB023 | MW | NGED South West | Axminster | 0 | 0 | 0 | 0 | 0 | 0 | 0.004 | 0.02 | 0.041 | 0.11 | 0.229 | 0.452 | 0.586 | 0.956 | 1.018 | 1.038 | 1.066 | 1.097 | 1.198 | 1.348 | 1.515 | 1.701 | 1.766 | 1.823 | 1.876 | 1.921 | 1.96 | 1.996 | 2.031
Hydrogen Evolution | Gen_BB023 | MW | NGED South West | Bridgewater | 0 | 0 | 0 | 0 | 0 | 0 | 0.004 | 0.019 | 0.041 | 0.109 | 0.227 | 0.447 | 0.579 | 0.945 | 1.006 | 1.026 | 1.053 | 1.084 | 1.184 | 1.333 | 1.497 | 1.681 | 1.746 | 1.802 | 1.855 | 1.899 | 1.938 | 1.973 | 2.008
Hydrogen Evolution | Gen_BB023 | MW | NGED South West | Exeter | 0 | 0 | 0 | 0 | 0 | 0 | 0.012 | 0.06 | 0.126 | 0.334 | 0.698 | 1.377 | 1.784 | 2.912 | 3.101 | 3.163 | 3.246 | 3.342 | 3.65 | 4.107 | 4.614 | 5.182 | 5.38 | 5.553 | 5.716 | 5.851 | 5.972 | 6.08 | 6.187
Hydrogen Evolution | Gen_BB023 | MW | NGED South West | Indian Queens | 0 | 0 | 0 | 0 | 0 | 0 | 0.131 | 0.644 | 1.359 | 3.618 | 7.553 | 14.897 | 19.302 | 31.508 | 33.557 | 34.224 | 35.124 | 36.163 | 39.493 | 44.442 | 49.931 | 56.071 | 58.214 | 60.092 | 61.854 | 63.317 | 64.622 | 65.79 | 66.946
Hydrogen Evolution | Gen_BB023 | MW | NGED South West | Landulph | 0 | 0 | 0 | 0 | 0 | 0 | 0.015 | 0.076 | 0.161 | 0.427 | 0.892 | 1.759 | 2.28 | 3.721 | 3.963 | 4.042 | 4.148 | 4.271 | 4.664 | 5.248 | 5.897 | 6.622 | 6.875 | 7.097 | 7.305 | 7.477 | 7.631 | 7.769 | 7.906
Hydrogen Evolution | Gen_BB023 | MW | NGED South West | Seabank | 0 | 0 | 0 | 0 | 0 | 0 | 0.011 | 0.053 | 0.111 | 0.297 | 0.619 | 1.221 | 1.582 | 2.582 | 2.75 | 2.804 | 2.878 | 2.963 | 3.236 | 3.642 | 4.092 | 4.595 | 4.77 | 4.924 | 5.069 | 5.188 | 5.295 | 5.391 | 5.486
Hydrogen Evolution | Gen_BB023 | MW | NGED South West | Taunton | 0 | 0 | 0 | 0 | 0 | 0 | 0.015 | 0.075 | 0.158 | 0.422 | 0.881 | 1.737 | 2.251 | 3.674 | 3.913 | 3.991 | 4.096 | 4.217 | 4.605 | 5.182 | 5.822 | 6.538 | 6.788 | 7.007 | 7.212 | 7.383 | 7.535 | 7.671 | 7.806
Hydrogen Evolution | Gen_BB023 | MW | NGED West Midlands | Bishops Wood | 0 | 0 | 0 | 0 | 0 | 0 | 0.033 | 0.161 | 0.34 | 0.905 | 1.889 | 3.725 | 4.827 | 7.88 | 8.392 | 8.559 | 8.784 | 9.044 | 9.877 | 11.114 | 12.487 | 14.023 | 14.559 | 15.028 | 15.469 | 15.835 | 16.161 | 16.453 | 16.742
Hydrogen Evolution | Gen_BB023 | MW | NGED West Midlands | Bushbury | 0 | 0 | 0 | 0 | 0 | 0 | 0.006 | 0.032 | 0.067 | 0.178 | 0.371 | 0.733 | 0.949 | 1.549 | 1.65 | 1.683 | 1.727 | 1.778 | 1.942 | 2.185 | 2.455 | 2.757 | 2.863 | 2.955 | 3.042 | 3.114 | 3.178 | 3.235 | 3.292
Hydrogen Evolution | Gen_BB023 | MW | NGED West Midlands | Bustleholme | 0 | 0 | 0 | 0 | 0 | 0 | 0.002 | 0.009 | 0.02 | 0.052 | 0.109 | 0.215 | 0.279 | 0.455 | 0.485 | 0.494 | 0.507 | 0.522 | 0.57 | 0.642 | 0.721 | 0.81 | 0.841 | 0.868 | 0.893 | 0.914 | 0.933 | 0.95 | 0.967
Hydrogen Evolution | Gen_BB023 | MW | NGED West Midlands | Cellarhead | 0 | 0 | 0 | 0 | 0 | 0 | 0.003 | 0.014 | 0.03 | 0.079 | 0.166 | 0.327 | 0.424 | 0.692 | 0.737 | 0.751 | 0.771 | 0.794 | 0.867 | 0.976 | 1.096 | 1.231 | 1.278 | 1.319 | 1.358 | 1.39 | 1.419 | 1.444 | 1.47
Hydrogen Evolution | Gen_BB023 | MW | NGED West Midlands | Feckenham | 0 | 0 | 0 | 0 | 0 | 0 | 0.252 | 1.24 | 2.616 | 6.964 | 14.536 | 28.669 | 37.148 | 60.639 | 64.582 | 65.865 | 67.598 | 69.597 | 76.005 | 85.531 | 96.095 | 107.91 | 112.036 | 115.65 | 119.04 | 121.855 | 124.367 | 126.615 | 128.841
Hydrogen Evolution | Gen_BB023 | MW | NGED West Midlands | Hams Hall | 0 | 0 | 0 | 0 | 0 | 0 | 0.012 | 0.061 | 0.13 | 0.345 | 0.721 | 1.421 | 1.841 | 3.006 | 3.201 | 3.265 | 3.351 | 3.45 | 3.767 | 4.24 | 4.763 | 5.349 | 5.553 | 5.733 | 5.901 | 6.04 | 6.165 | 6.276 | 6.386
Hydrogen Evolution | Gen_BB023 | MW | NGED West Midlands | Iron Acton | 0 | 0 | 0 | 0 | 0 | 0 | 0.094 | 0.463 | 0.976 | 2.598 | 5.424 | 10.697 | 13.861 | 22.626 | 24.097 | 24.576 | 25.223 | 25.968 | 28.36 | 31.914 | 35.856 | 40.264 | 41.804 | 43.152 | 44.417 | 45.467 | 46.405 | 47.244 | 48.074
Hydrogen Evolution | Gen_BB023 | MW | NGED West Midlands | Ironbridge | 0 | 0 | 0 | 0 | 0 | 0 | 0.051 | 0.252 | 0.532 | 1.416 | 2.956 | 5.829 | 7.553 | 12.329 | 13.131 | 13.392 | 13.744 | 14.15 | 15.453 | 17.39 | 19.538 | 21.94 | 22.779 | 23.514 | 24.203 | 24.775 | 25.286 | 25.743 | 26.196
Hydrogen Evolution | Gen_BB023 | MW | NGED West Midlands | Kitwell | 0 | 0 | 0 | 0 | 0 | 0 | 0.005 | 0.024 | 0.051 | 0.135 | 0.282 | 0.556 | 0.72 | 1.176 | 1.252 | 1.277 | 1.311 | 1.349 | 1.473 | 1.658 | 1.863 | 2.092 | 2.172 | 2.242 | 2.308 | 2.362 | 2.411 | 2.455 | 2.498
Hydrogen Evolution | Gen_BB023 | MW | NGED West Midlands | Nechells | 0 | 0 | 0 | 0 | 0 | 0 | 0.032 | 0.159 | 0.335 | 0.89 | 1.859 | 3.666 | 4.75 | 7.754 | 8.258 | 8.423 | 8.644 | 8.9 | 9.719 | 10.937 | 12.288 | 13.799 | 14.327 | 14.789 | 15.222 | 15.582 | 15.903 | 16.191 | 16.476
Hydrogen Evolution | Gen_BB023 | MW | NGED West Midlands | Oldbury | 0 | 0 | 0 | 0 | 0 | 0 | 0.003 | 0.013 | 0.027 | 0.071 | 0.147 | 0.291 | 0.376 | 0.615 | 0.655 | 0.668 | 0.685 | 0.705 | 0.77 | 0.867 | 0.974 | 1.094 | 1.135 | 1.172 | 1.206 | 1.235 | 1.26 | 1.283 | 1.306
Hydrogen Evolution | Gen_BB023 | MW | NGED West Midlands | Penn | 0 | 0 | 0 | 0 | 0 | 0 | 0.421 | 2.075 | 4.378 | 11.656 | 24.33 | 47.985 | 62.177 | 101.494 | 108.094 | 110.242 | 113.142 | 116.487 | 127.213 | 143.157 | 160.838 | 180.613 | 187.519 | 193.568 | 199.242 | 203.954 | 208.158 | 211.921 | 215.647
Hydrogen Evolution | Gen_BB023 | MW | NGED West Midlands | Rugeley | 0 | 0 | 0 | 0 | 0 | 0 | 0 | 0 | 0 | 0 | 0 | 0 | 0.001 | 0.001 | 0.001 | 0.001 | 0.001 | 0.001 | 0.001 | 0.001 | 0.002 | 0.002 | 0.002 | 0.002 | 0.002 | 0.002 | 0.002 | 0.002 | 0.002
Hydrogen Evolution | Gen_BB023 | MW | NGED West Midlands | Shrewsbury | 0 | 0 | 0 | 0 | 0 | 0 | 0.012 | 0.06 | 0.127 | 0.339 | 0.708 | 1.396 | 1.809 | 2.952 | 3.144 | 3.207 | 3.291 | 3.388 | 3.7 | 4.164 | 4.678 | 5.254 | 5.455 | 5.63 | 5.796 | 5.933 | 6.055 | 6.164 | 6.273
Hydrogen Evolution | Gen_BB023 | MW | NGED West Midlands | Walham | 0 | 0 | 0 | 0 | 0 | 0 | 0.237 | 1.168 | 2.464 | 6.559 | 13.691 | 27.001 | 34.987 | 57.111 | 60.824 | 62.033 | 63.665 | 65.547 | 71.583 | 80.554 | 90.503 | 101.631 | 105.517 | 108.921 | 112.113 | 114.765 | 117.131 | 119.248 | 121.344
Hydrogen Evolution | Gen_BB023 | MW | NGED West Midlands | Willenhall | 0 | 0 | 0 | 0 | 0 | 0 | 0.184 | 0.905 | 1.91 | 5.084 | 10.612 | 20.929 | 27.118 | 44.266 | 47.145 | 48.081 | 49.347 | 50.805 | 55.484 | 62.437 | 70.149 | 78.774 | 81.786 | 84.424 | 86.898 | 88.954 | 90.787 | 92.429 | 94.053
Hydrogen Evolution | Gen_BB023 | MW | NGET | Direct(NGET) | 0 | 0 | 0 | 0 | 0 | 0 | 0 | 0 | 1000 | 1000 | 2000 | 3000 | 7250 | 10690 | 12490 | 14390 | 15264 | 17464 | 18864 | 19464 | 19664 | 21164 | 21374 | 21374 | 22374 | 22374 | 22374 | 25874 | 25874
Hydrogen Evolution | Gen_BB023 | MW | NPg Northeast | Blyth 66kV | 0 | 0 | 0 | 0 | 0 | 0 | 0.002 | 0.011 | 0.024 | 0.063 | 0.132 | 0.261 | 0.338 | 0.553 | 0.588 | 0.6 | 0.616 | 0.634 | 0.693 | 0.779 | 0.876 | 0.983 | 1.021 | 1.054 | 1.085 | 1.11 | 1.133 | 1.154 | 1.174
Hydrogen Evolution | Gen_BB023 | MW | NPg Northeast | Hart Moor | 0 | 0 | 0 | 0 | 0 | 0 | 0.567 | 2.796 | 5.899 | 15.705 | 32.782 | 64.654 | 83.775 | 136.751 | 145.643 | 148.537 | 152.445 | 156.952 | 171.404 | 192.886 | 216.709 | 243.354 | 252.659 | 260.809 | 268.454 | 274.803 | 280.468 | 285.538 | 290.558
Hydrogen Evolution | Gen_BB023 | MW | NPg Northeast | Hawthorn Pit | 0 | 0 | 0 | 0 | 0 | 0 | 0.002 | 0.012 | 0.025 | 0.067 | 0.141 | 0.278 | 0.36 | 0.587 | 0.625 | 0.638 | 0.654 | 0.674 | 0.736 | 0.828 | 0.93 | 1.045 | 1.085 | 1.12 | 1.152 | 1.18 | 1.204 | 1.226 | 1.247
Hydrogen Evolution | Gen_BB023 | MW | NPg Northeast | Knaresborough | 0 | 0 | 0 | 0 | 0 | 0 | 0.297 | 1.466 | 3.094 | 8.235 | 17.19 | 33.903 | 43.93 | 71.709 | 76.372 | 77.89 | 79.939 | 82.302 | 89.881 | 101.146 | 113.638 | 127.61 | 132.489 | 136.763 | 140.772 | 144.101 | 147.071 | 149.73 | 152.362
Hydrogen Evolution | Gen_BB023 | MW | NPg Northeast | Lackenby | 0 | 0 | 0 | 0 | 0 | 0 | 0.132 | 0.649 | 1.37 | 3.646 | 7.611 | 15.011 | 19.451 | 31.75 | 33.815 | 34.487 | 35.394 | 36.44 | 39.796 | 44.783 | 50.314 | 56.501 | 58.661 | 60.553 | 62.328 | 63.802 | 65.118 | 66.295 | 67.46
Hydrogen Evolution | Gen_BB023 | MW | NPg Northeast | Norton | 0 | 0 | 0 | 0 | 0 | 0 | 0.271 | 1.335 | 2.817 | 7.5 | 15.656 | 30.878 | 40.01 | 65.311 | 69.558 | 70.94 | 72.806 | 74.959 | 81.861 | 92.121 | 103.498 | 116.224 | 120.667 | 124.56 | 128.211 | 131.243 | 133.949 | 136.37 | 138.767
Hydrogen Evolution | Gen_BB023 | MW | NPg Northeast | Offerton | 0 | 0 | 0 | 0 | 0 | 0 | 0.022 | 0.109 | 0.231 | 0.615 | 1.283 | 2.531 | 3.28 | 5.353 | 5.702 | 5.815 | 5.968 | 6.144 | 6.71 | 7.551 | 8.484 | 9.527 | 9.891 | 10.21 | 10.509 | 10.758 | 10.98 | 11.178 | 11.375
Hydrogen Evolution | Gen_BB023 | MW | NPg Northeast | Osbaldwick | 0 | 0 | 0 | 0 | 0 | 0 | 0.131 | 0.648 | 1.367 | 3.639 | 7.597 | 14.983 | 19.414 | 31.69 | 33.751 | 34.421 | 35.327 | 36.371 | 39.72 | 44.699 | 50.219 | 56.394 | 58.55 | 60.439 | 62.21 | 63.682 | 64.994 | 66.169 | 67.332
Hydrogen Evolution | Gen_BB023 | MW | NPg Northeast | Poppleton | 0 | 0 | 0 | 0 | 0 | 0 | 0.021 | 0.102 | 0.216 | 0.575 | 1.199 | 2.365 | 3.065 | 5.003 | 5.328 | 5.434 | 5.577 | 5.742 | 6.27 | 7.056 | 7.928 | 8.902 | 9.243 | 9.541 | 9.821 | 10.053 | 10.26 | 10.446 | 10.629
Hydrogen Evolution | Gen_BB023 | MW | NPg Northeast | Saltholme | 0 | 0 | 0 | 0 | 0 | 0 | 2.54 | 12.249 | 25.858 | 68.701 | 143.944 | 285.338 | 369.592 | 605.44 | 643.775 | 655.299 | 671.367 | 690.158 | 753.278 | 847.764 | 952.697 | 1069.983 | 1111.533 | 1147.927 | 1182.084 | 1210.462 | 1235.777 | 1258.442 | 1280.675
Hydrogen Evolution | Gen_BB023 | MW | NPg Northeast | South Shields | 0 | 0 | 0 | 0 | 0 | 0 | 0 | 0 | 0 | 0 | 0 | 0 | 0 | 0.001 | 0.001 | 0.001 | 0.001 | 0.001 | 0.001 | 0.001 | 0.001 | 0.001 | 0.001 | 0.001 | 0.001 | 0.001 | 0.001 | 0.001 | 0.001
Hydrogen Evolution | Gen_BB023 | MW | NPg Northeast | Spennymoor | 0 | 0 | 0 | 0 | 0 | 0 | 0.004 | 0.022 | 0.047 | 0.125 | 0.26 | 0.513 | 0.664 | 1.085 | 1.155 | 1.178 | 1.209 | 1.245 | 1.359 | 1.53 | 1.719 | 1.93 | 2.004 | 2.068 | 2.129 | 2.179 | 2.224 | 2.264 | 2.304
Hydrogen Evolution | Gen_BB023 | MW | NPg Northeast | Stella North | 0 | 0 | 0 | 0 | 0 | 0 | 0.165 | 0.813 | 1.716 | 4.569 | 9.537 | 18.809 | 24.372 | 39.784 | 42.371 | 43.212 | 44.349 | 45.66 | 49.865 | 56.114 | 63.045 | 70.797 | 73.503 | 75.875 | 78.099 | 79.946 | 81.594 | 83.069 | 84.529
Hydrogen Evolution | Gen_BB023 | MW | NPg Northeast | Stella South | 0 | 0 | 0 | 0 | 0 | 0 | 0.001 | 0.007 | 0.014 | 0.039 | 0.08 | 0.159 | 0.205 | 0.335 | 0.357 | 0.364 | 0.374 | 0.385 | 0.42 | 0.473 | 0.531 | 0.597 | 0.62 | 0.64 | 0.658 | 0.674 | 0.688 | 0.7 | 0.712
Hydrogen Evolution | Gen_BB023 | MW | NPg Northeast | West Boldon | 0 | 0 | 0 | 0 | 0 | 0 | 0.001 | 0.004 | 0.009 | 0.025 | 0.053 | 0.104 | 0.134 | 0.219 | 0.233 | 0.238 | 0.244 | 0.252 | 0.275 | 0.309 | 0.347 | 0.39 | 0.405 | 0.418 | 0.43 | 0.44 | 0.45 | 0.458 | 0.466
Hydrogen Evolution | Gen_BB023 | MW | NPg Yorkshire | Bradford West | 0 | 0 | 0 | 0 | 0 | 0 | 0.204 | 1.006 | 2.122 | 5.65 | 11.794 | 23.261 | 30.141 | 49.2 | 52.4 | 53.441 | 54.847 | 56.468 | 61.668 | 69.397 | 77.968 | 87.554 | 90.902 | 93.834 | 96.585 | 98.869 | 100.907 | 102.731 | 104.537
Hydrogen Evolution | Gen_BB023 | MW | NPg Yorkshire | Camblesforth | 0 | 0 | 0 | 0 | 0 | 0 | 0.069 | 0.339 | 0.715 | 1.903 | 3.973 | 7.835 | 10.152 | 16.572 | 17.65 | 18.001 | 18.474 | 19.021 | 20.772 | 23.375 | 26.262 | 29.491 | 30.619 | 31.607 | 32.533 | 33.303 | 33.989 | 34.603 | 35.212
Hydrogen Evolution | Gen_BB023 | MW | NPg Yorkshire | Creyke Beck | 0 | 0 | 0 | 0 | 0 | 0 | 0.895 | 4.409 | 9.303 | 24.765 | 51.696 | 101.956 | 132.11 | 215.65 | 229.672 | 234.236 | 240.399 | 247.505 | 270.296 | 304.172 | 341.74 | 383.758 | 398.43 | 411.283 | 423.339 | 433.351 | 442.284 | 450.279 | 458.195
Hydrogen Evolution | Gen_BB023 | MW | NPg Yorkshire | Drax | 0 | 0 | 0 | 0 | 0 | 0 | 0.567 | 2.795 | 5.898 | 15.7 | 32.772 | 64.634 | 83.749 | 136.708 | 145.597 | 148.491 | 152.397 | 156.902 | 171.35 | 192.826 | 216.641 | 243.278 | 252.579 | 260.727 | 268.369 | 274.717 | 280.38 | 285.448 | 290.466
Hydrogen Evolution | Gen_BB023 | MW | NPg Yorkshire | Elland | 0 | 0 | 0 | 0 | 0 | 0 | 0.06 | 0.298 | 0.629 | 1.675 | 3.496 | 6.895 | 8.934 | 14.584 | 15.532 | 15.841 | 16.257 | 16.738 | 18.279 | 20.57 | 23.111 | 25.952 | 26.944 | 27.814 | 28.629 | 29.306 | 29.91 | 30.451 | 30.986
Hydrogen Evolution | Gen_BB023 | MW | NPg Yorkshire | Ferrybridge A | 0 | 0 | 0 | 0 | 0 | 0 | 0.074 | 0.366 | 0.772 | 2.054 | 4.289 | 8.458 | 10.959 | 17.89 | 19.053 | 19.432 | 19.943 | 20.532 | 22.423 | 25.233 | 28.35 | 31.835 | 33.053 | 34.119 | 35.119 | 35.95 | 36.691 | 37.354 | 38.011
Hydrogen Evolution | Gen_BB023 | MW | NPg Yorkshire | Ferrybridge B (_M) | 0 | 0 | 0 | 0 | 0 | 0 | 0.094 | 0.464 | 0.98 | 2.608 | 5.443 | 10.735 | 13.91 | 22.706 | 24.183 | 24.663 | 25.312 | 26.06 | 28.46 | 32.027 | 35.982 | 40.407 | 41.951 | 43.305 | 44.574 | 45.628 | 46.569 | 47.411 | 48.244
Hydrogen Evolution | Gen_BB023 | MW | NPg Yorkshire | Grimsby West | 0 | 0 | 0 | 0 | 0 | 0 | 0.428 | 2.11 | 4.452 | 11.851 | 24.737 | 48.788 | 63.216 | 103.191 | 109.901 | 112.085 | 115.034 | 118.434 | 129.34 | 145.551 | 163.527 | 183.633 | 190.654 | 196.804 | 202.573 | 207.364 | 211.639 | 215.465 | 219.252
Hydrogen Evolution | Gen_BB023 | MW | NPg Yorkshire | Jordanthorpe | 0 | 0 | 0 | 0 | 0 | 0 | 0 | 0 | 0 | 0 | 0 | 0 | 0 | 0.001 | 0.001 | 0.001 | 0.001 | 0.001 | 0.001 | 0.001 | 0.001 | 0.001 | 0.001 | 0.001 | 0.001 | 0.001 | 0.001 | 0.001 | 0.001
Hydrogen Evolution | Gen_BB023 | MW | NPg Yorkshire | Keadby | 0 | 0 | 0 | 0 | 0 | 0 | 0.843 | 4.154 | 8.764 | 23.33 | 48.7 | 96.048 | 124.454 | 203.154 | 216.363 | 220.663 | 226.468 | 233.163 | 254.634 | 286.547 | 321.937 | 361.52 | 375.342 | 387.45 | 398.808 | 408.24 | 416.655 | 424.187 | 431.644
Hydrogen Evolution | Gen_BB023 | MW | NPg Yorkshire | Kirkstall B | 0 | 0 | 0 | 0 | 0 | 0 | 0.04 | 0.198 | 0.417 | 1.111 | 2.319 | 4.573 | 5.926 | 9.673 | 10.302 | 10.507 | 10.783 | 11.102 | 12.124 | 13.644 | 15.329 | 17.214 | 17.872 | 18.448 | 18.989 | 19.438 | 19.839 | 20.197 | 20.552
Hydrogen Evolution | Gen_BB023 | MW | NPg Yorkshire | Neepsend | 0 | 0 | 0 | 0 | 0 | 0 | 0 | 0.001 | 0.001 | 0.004 | 0.008 | 0.016 | 0.021 | 0.034 | 0.036 | 0.036 | 0.037 | 0.038 | 0.042 | 0.047 | 0.053 | 0.06 | 0.062 | 0.064 | 0.066 | 0.067 | 0.069 | 0.07 | 0.071
Hydrogen Evolution | Gen_BB023 | MW | NPg Yorkshire | Saltend North | 0 | 0 | 0 | 0 | 0 | 0 | 0.16 | 0.788 | 1.662 | 4.424 | 9.235 | 18.214 | 23.601 | 38.525 | 41.031 | 41.846 | 42.947 | 44.216 | 48.288 | 54.34 | 61.051 | 68.558 | 71.179 | 73.475 | 75.629 | 77.417 | 79.013 | 80.442 | 81.856
Hydrogen Evolution | Gen_BB023 | MW | NPg Yorkshire | Sheffield City | 0 | 0 | 0 | 0 | 0 | 0 | 0.024 | 0.119 | 0.252 | 0.67 | 1.399 | 2.76 | 3.576 | 5.837 | 6.217 | 6.341 | 6.507 | 6.7 | 7.317 | 8.234 | 9.251 | 10.388 | 10.785 | 11.133 | 11.459 | 11.73 | 11.972 | 12.189 | 12.403
Hydrogen Evolution | Gen_BB023 | MW | NPg Yorkshire | Skelton Grange | 0 | 0 | 0 | 0 | 0 | 0 | 0.152 | 0.748 | 1.579 | 4.204 | 8.775 | 17.307 | 22.426 | 36.607 | 38.987 | 39.762 | 40.808 | 42.014 | 45.883 | 51.633 | 58.011 | 65.143 | 67.634 | 69.815 | 71.862 | 73.562 | 75.078 | 76.435 | 77.779
Hydrogen Evolution | Gen_BB023 | MW | NPg Yorkshire | Templeborough | 0 | 0 | 0 | 0 | 0 | 0 | 0.001 | 0.006 | 0.013 | 0.034 | 0.07 | 0.139 | 0.18 | 0.294 | 0.313 | 0.319 | 0.327 | 0.337 | 0.368 | 0.414 | 0.466 | 0.523 | 0.543 | 0.56 | 0.577 | 0.59 | 0.603 | 0.613 | 0.624
Hydrogen Evolution | Gen_BB023 | MW | NPg Yorkshire | Thorpe Marsh | 0 | 0 | 0 | 0 | 0 | 0 | 0.007 | 0.033 | 0.069 | 0.184 | 0.385 | 0.759 | 0.983 | 1.604 | 1.709 | 1.743 | 1.789 | 1.842 | 2.011 | 2.263 | 2.543 | 2.855 | 2.964 | 3.06 | 3.15 | 3.224 | 3.291 | 3.35 | 3.409
Hydrogen Evolution | Gen_BB023 | MW | NPg Yorkshire | Thurcroft | 0 | 0 | 0 | 0 | 0 | 0 | 0.212 | 1.045 | 2.206 | 5.872 | 12.257 | 24.174 | 31.324 | 51.131 | 54.456 | 55.538 | 56.999 | 58.684 | 64.088 | 72.12 | 81.028 | 90.99 | 94.469 | 97.516 | 100.375 | 102.749 | 104.867 | 106.763 | 108.639
Hydrogen Evolution | Gen_BB023 | MW | NPg Yorkshire | West Melton | 0 | 0 | 0 | 0 | 0 | 0 | 0.553 | 2.724 | 5.748 | 15.301 | 31.941 | 62.995 | 81.625 | 133.241 | 141.905 | 144.725 | 148.533 | 152.923 | 167.005 | 187.936 | 211.147 | 237.109 | 246.174 | 254.115 | 261.564 | 267.75 | 273.27 | 278.209 | 283.1
Hydrogen Evolution | Gen_BB023 | MW | NPg Yorkshire | Wincobank | 0 | 0 | 0 | 0 | 0 | 0 | 0 | 0.002 | 0.004 | 0.011 | 0.023 | 0.045 | 0.059 | 0.096 | 0.102 | 0.104 | 0.107 | 0.11 | 0.12 | 0.135 | 0.151 | 0.17 | 0.177 | 0.182 | 0.188 | 0.192 | 0.196 | 0.2 | 0.203
Hydrogen Evolution | Gen_BB023 | MW | SHETL | Direct(SHETL) | 0 | 0 | 0 | 0 | 0 | 0 | 0 | 0 | 0 | 0 | 0 | 0 | 0 | 0 | 0 | 0 | 0 | 0 | 0 | 0 | 0 | 0 | 0 | 0 | 0 | 0 | 0 | 0 | 0
Hydrogen Evolution | Gen_BB023 | MW | SPEN | Ayr | 0 | 0 | 0 | 0 | 0 | 0 | 0 | 0 | 0 | 0 | 0 | 0 | 0 | 0 | 0 | 0 | 0 | 0 | 0 | 0 | 0 | 0 | 0 | 0 | 0 | 0 | 0 | 0 | 0
Hydrogen Evolution | Gen_BB023 | MW | SPEN | Berwick | 0 | 0 | 0 | 0 | 0 | 0 | 0 | 0.002 | 0.003 | 0.009 | 0.019 | 0.038 | 0.049 | 0.08 | 0.085 | 0.087 | 0.089 | 0.092 | 0.1 | 0.113 | 0.127 | 0.142 | 0.148 | 0.153 | 0.157 | 0.161 | 0.164 | 0.167 | 0.17
Hydrogen Evolution | Gen_BB023 | MW | SPEN | Bonnybridge | 0 | 0 | 0 | 0 | 0 | 0 | 0.001 | 0.007 | 0.014 | 0.038 | 0.08 | 0.157 | 0.204 | 0.332 | 0.354 | 0.361 | 0.37 | 0.381 | 0.417 | 0.469 | 0.527 | 0.591 | 0.614 | 0.634 | 0.652 | 0.668 | 0.682 | 0.694 | 0.706
Hydrogen Evolution | Gen_BB023 | MW | SPEN | Carntyne | 0 | 0 | 0 | 0 | 0 | 0 | 0.001 | 0.005 | 0.011 | 0.03 | 0.063 | 0.124 | 0.16 | 0.261 | 0.278 | 0.284 | 0.291 | 0.3 | 0.327 | 0.368 | 0.414 | 0.465 | 0.483 | 0.498 | 0.513 | 0.525 | 0.536 | 0.545 | 0.555
Hydrogen Evolution | Gen_BB023 | MW | SPEN | Chapelcross | 0 | 0 | 0 | 0 | 0 | 0 | 0.001 | 0.006 | 0.014 | 0.036 | 0.076 | 0.15 | 0.194 | 0.317 | 0.338 | 0.345 | 0.354 | 0.364 | 0.398 | 0.448 | 0.503 | 0.565 | 0.586 | 0.605 | 0.623 | 0.638 | 0.651 | 0.663 | 0.674
Hydrogen Evolution | Gen_BB023 | MW | SPEN | Cockenzie | 0 | 0 | 0 | 0 | 0 | 0 | 0 | 0 | 0 | 0 | 0 | 0 | 0 | 0.001 | 0.001 | 0.001 | 0.001 | 0.001 | 0.001 | 0.001 | 0.001 | 0.001 | 0.001 | 0.001 | 0.001 | 0.001 | 0.001 | 0.001 | 0.001
Hydrogen Evolution | Gen_BB023 | MW | SPEN | Coylton | 0 | 0 | 0 | 0 | 0 | 0 | 0 | 0.001 | 0.002 | 0.006 | 0.012 | 0.023 | 0.03 | 0.049 | 0.052 | 0.053 | 0.055 | 0.056 | 0.061 | 0.069 | 0.078 | 0.087 | 0.091 | 0.094 | 0.096 | 0.099 | 0.101 | 0.102 | 0.104
Hydrogen Evolution | Gen_BB023 | MW | SPEN | Cumbernauld | 0 | 0 | 0 | 0 | 0 | 0 | 0.132 | 0.651 | 1.374 | 3.657 | 7.633 | 15.055 | 19.508 | 31.843 | 33.914 | 34.588 | 35.498 | 36.547 | 39.912 | 44.915 | 50.462 | 56.666 | 58.833 | 60.731 | 62.511 | 63.989 | 65.308 | 66.489 | 67.658
Hydrogen Evolution | Gen_BB023 | MW | SPEN | Cupar | 0 | 0 | 0 | 0 | 0 | 0 | 0 | 0.002 | 0.005 | 0.014 | 0.028 | 0.056 | 0.072 | 0.118 | 0.125 | 0.128 | 0.131 | 0.135 | 0.147 | 0.166 | 0.186 | 0.209 | 0.217 | 0.224 | 0.231 | 0.236 | 0.241 | 0.246 | 0.25
Hydrogen Evolution | Gen_BB023 | MW | SPEN | Devonside | 0 | 0 | 0 | 0 | 0 | 0 | 0.001 | 0.004 | 0.008 | 0.023 | 0.047 | 0.093 | 0.12 | 0.197 | 0.209 | 0.214 | 0.219 | 0.226 | 0.247 | 0.277 | 0.312 | 0.35 | 0.363 | 0.375 | 0.386 | 0.395 | 0.403 | 0.411 | 0.418
Hydrogen Evolution | Gen_BB023 | MW | SPEN | Dumfries 11 | 0 | 0 | 0 | 0 | 0 | 0 | 0.001 | 0.004 | 0.008 | 0.021 | 0.044 | 0.087 | 0.113 | 0.185 | 0.197 | 0.201 | 0.206 | 0.212 | 0.231 | 0.26 | 0.293 | 0.329 | 0.341 | 0.352 | 0.363 | 0.371 | 0.379 | 0.386 | 0.392
Hydrogen Evolution | Gen_BB023 | MW | SPEN | Dumfries 33 | 0 | 0 | 0 | 0 | 0 | 0 | 0.001 | 0.004 | 0.008 | 0.021 | 0.044 | 0.087 | 0.113 | 0.185 | 0.197 | 0.201 | 0.206 | 0.212 | 0.231 | 0.26 | 0.293 | 0.329 | 0.341 | 0.352 | 0.363 | 0.371 | 0.379 | 0.386 | 0.392
Hydrogen Evolution | Gen_BB023 | MW | SPEN | Dumfries ICI | 0 | 0 | 0 | 0 | 0 | 0 | 0.001 | 0.004 | 0.008 | 0.021 | 0.044 | 0.087 | 0.113 | 0.185 | 0.197 | 0.201 | 0.206 | 0.212 | 0.231 | 0.26 | 0.293 | 0.329 | 0.341 | 0.352 | 0.363 | 0.371 | 0.379 | 0.386 | 0.392
Hydrogen Evolution | Gen_BB023 | MW | SPEN | Dunbar B | 0 | 0 | 0 | 0 | 0 | 0 | 0 | 0.001 | 0.002 | 0.005 | 0.01 | 0.02 | 0.026 | 0.042 | 0.045 | 0.046 | 0.047 | 0.048 | 0.053 | 0.059 | 0.067 | 0.075 | 0.078 | 0.08 | 0.083 | 0.084 | 0.086 | 0.088 | 0.089
Hydrogen Evolution | Gen_BB023 | MW | SPEN | East Kilbride | 0 | 0 | 0 | 0 | 0 | 0 | 0 | 0 | 0 | 0 | 0 | 0 | 0 | 0.001 | 0.001 | 0.001 | 0.001 | 0.001 | 0.001 | 0.001 | 0.001 | 0.001 | 0.001 | 0.001 | 0.001 | 0.001 | 0.001 | 0.001 | 0.001
Hydrogen Evolution | Gen_BB023 | MW | SPEN | Eccles | 0 | 0 | 0 | 0 | 0 | 0 | 0 | 0 | 0.001 | 0.002 | 0.005 | 0.009 | 0.012 | 0.02 | 0.021 | 0.022 | 0.022 | 0.023 | 0.025 | 0.028 | 0.032 | 0.036 | 0.037 | 0.038 | 0.039 | 0.04 | 0.041 | 0.042 | 0.043
Hydrogen Evolution | Gen_BB023 | MW | SPEN | Galashiels | 0 | 0 | 0 | 0 | 0 | 0 | 0.002 | 0.012 | 0.025 | 0.067 | 0.14 | 0.277 | 0.359 | 0.586 | 0.624 | 0.637 | 0.653 | 0.673 | 0.735 | 0.827 | 0.929 | 1.043 | 1.083 | 1.118 | 1.15 | 1.178 | 1.202 | 1.224 | 1.245
Hydrogen Evolution | Gen_BB023 | MW | SPEN | Glenluce | 0 | 0 | 0 | 0 | 0 | 0 | 0.002 | 0.009 | 0.02 | 0.053 | 0.111 | 0.219 | 0.283 | 0.462 | 0.493 | 0.502 | 0.516 | 0.531 | 0.58 | 0.652 | 0.733 | 0.823 | 0.854 | 0.882 | 0.908 | 0.929 | 0.948 | 0.966 | 0.983
Hydrogen Evolution | Gen_BB023 | MW | SPEN | Gorgie | 0 | 0 | 0 | 0 | 0 | 0 | 0.001 | 0.003 | 0.007 | 0.018 | 0.037 | 0.074 | 0.095 | 0.156 | 0.166 | 0.169 | 0.174 | 0.179 | 0.195 | 0.22 | 0.247 | 0.277 | 0.288 | 0.297 | 0.306 | 0.313 | 0.319 | 0.325 | 0.331
Hydrogen Evolution | Gen_BB023 | MW | SPEN | Govan | 0 | 0 | 0 | 0 | 0 | 0 | 0 | 0 | 0 | 0 | 0 | 0 | 0 | 0.001 | 0.001 | 0.001 | 0.001 | 0.001 | 0.001 | 0.001 | 0.001 | 0.001 | 0.001 | 0.001 | 0.001 | 0.001 | 0.001 | 0.001 | 0.001
Hydrogen Evolution | Gen_BB023 | MW | SPEN | Grangemouth A | 0 | 0 | 0 | 0 | 0 | 0 | 0 | 0 | 0 | 0 | 0 | 0 | 0 | 0 | 0 | 0 | 0 | 0 | 0 | 0 | 0 | 0 | 0 | 0 | 0 | 0 | 0 | 0 | 0
Hydrogen Evolution | Gen_BB023 | MW | SPEN | Grangemouth C | 0 | 0 | 0 | 0 | 0 | 0 | 0 | 0 | 0 | 0 | 0 | 0 | 0 | 0 | 0 | 0 | 0 | 0 | 0 | 0 | 0 | 0 | 0 | 0 | 0 | 0 | 0 | 0 | 0
Hydrogen Evolution | Gen_BB023 | MW | SPEN | Hawick | 0 | 0 | 0 | 0 | 0 | 0 | 0 | 0.001 | 0.003 | 0.007 | 0.015 | 0.03 | 0.038 | 0.063 | 0.067 | 0.068 | 0.07 | 0.072 | 0.078 | 0.088 | 0.099 | 0.111 | 0.116 | 0.119 | 0.123 | 0.126 | 0.128 | 0.131 | 0.133
Hydrogen Evolution | Gen_BB023 | MW | SPEN | Johnstone | 0 | 0 | 0 | 0 | 0 | 0 | 0 | 0 | 0 | 0 | 0 | 0 | 0 | 0.001 | 0.001 | 0.001 | 0.001 | 0.001 | 0.001 | 0.001 | 0.001 | 0.001 | 0.001 | 0.001 | 0.001 | 0.001 | 0.001 | 0.001 | 0.001
Hydrogen Evolution | Gen_BB023 | MW | SPEN | Kaimes | 0 | 0 | 0 | 0 | 0 | 0 | 0.002 | 0.008 | 0.018 | 0.047 | 0.098 | 0.193 | 0.25 | 0.408 | 0.434 | 0.443 | 0.455 | 0.468 | 0.511 | 0.575 | 0.646 | 0.726 | 0.754 | 0.778 | 0.801 | 0.82 | 0.837 | 0.852 | 0.867
Hydrogen Evolution | Gen_BB023 | MW | SPEN | Killermont | 0 | 0 | 0 | 0 | 0 | 0 | 0.002 | 0.007 | 0.016 | 0.042 | 0.087 | 0.172 | 0.223 | 0.364 | 0.388 | 0.396 | 0.406 | 0.418 | 0.457 | 0.514 | 0.577 | 0.648 | 0.673 | 0.695 | 0.715 | 0.732 | 0.747 | 0.761 | 0.774
Hydrogen Evolution | Gen_BB023 | MW | SPEN | Kilwinning | 0 | 0 | 0 | 0 | 0 | 0 | 0.015 | 0.073 | 0.155 | 0.412 | 0.861 | 1.697 | 2.199 | 3.59 | 3.823 | 3.899 | 4.002 | 4.12 | 4.5 | 5.063 | 5.689 | 6.388 | 6.633 | 6.846 | 7.047 | 7.214 | 7.363 | 7.496 | 7.627
Hydrogen Evolution | Gen_BB023 | MW | SPEN | Leven | 0 | 0 | 0 | 0 | 0 | 0 | 0.012 | 0.059 | 0.125 | 0.333 | 0.696 | 1.373 | 1.779 | 2.903 | 3.092 | 3.153 | 3.236 | 3.332 | 3.639 | 4.095 | 4.601 | 5.166 | 5.364 | 5.537 | 5.699 | 5.834 | 5.954 | 6.062 | 6.169
Hydrogen Evolution | Gen_BB023 | MW | SPEN | Livingston East | 0 | 0 | 0 | 0 | 0 | 0 | 0 | 0 | 0 | 0 | 0 | 0 | 0.001 | 0.001 | 0.001 | 0.001 | 0.001 | 0.001 | 0.001 | 0.001 | 0.002 | 0.002 | 0.002 | 0.002 | 0.002 | 0.002 | 0.002 | 0.002 | 0.002
Hydrogen Evolution | Gen_BB023 | MW | SPEN | Maybole | 0 | 0 | 0 | 0 | 0 | 0 | 0.01 | 0.047 | 0.1 | 0.267 | 0.557 | 1.098 | 1.423 | 2.323 | 2.474 | 2.523 | 2.59 | 2.666 | 2.912 | 3.277 | 3.682 | 4.134 | 4.292 | 4.431 | 4.561 | 4.668 | 4.765 | 4.851 | 4.936
Hydrogen Evolution | Gen_BB023 | MW | SPEN | Newarthill | 0 | 0 | 0 | 0 | 0 | 0 | 0.001 | 0.006 | 0.012 | 0.033 | 0.068 | 0.134 | 0.174 | 0.284 | 0.302 | 0.308 | 0.316 | 0.326 | 0.356 | 0.4 | 0.45 | 0.505 | 0.524 | 0.541 | 0.557 | 0.57 | 0.582 | 0.593 | 0.603
Hydrogen Evolution | Gen_BB023 | MW | SPEN | Paisley | 0 | 0 | 0 | 0 | 0 | 0 | 0 | 0.001 | 0.002 | 0.006 | 0.013 | 0.025 | 0.032 | 0.053 | 0.056 | 0.058 | 0.059 | 0.061 | 0.066 | 0.075 | 0.084 | 0.094 | 0.098 | 0.101 | 0.104 | 0.107 | 0.109 | 0.111 | 0.113
Hydrogen Evolution | Gen_BB023 | MW | SPEN | Port Dundas | 0 | 0 | 0 | 0 | 0 | 0 | 0.003 | 0.013 | 0.028 | 0.075 | 0.156 | 0.309 | 0.4 | 0.653 | 0.695 | 0.709 | 0.728 | 0.749 | 0.818 | 0.92 | 1.034 | 1.161 | 1.206 | 1.245 | 1.281 | 1.311 | 1.338 | 1.363 | 1.387
Hydrogen Evolution | Gen_BB023 | MW | SPEN | Sighthill | 0 | 0 | 0 | 0 | 0 | 0 | 0.003 | 0.013 | 0.028 | 0.075 | 0.156 | 0.309 | 0.4 | 0.653 | 0.695 | 0.709 | 0.728 | 0.749 | 0.818 | 0.92 | 1.034 | 1.161 | 1.206 | 1.245 | 1.281 | 1.311 | 1.338 | 1.363 | 1.387
Hydrogen Evolution | Gen_BB023 | MW | SPEN | Stirling | 0 | 0 | 0 | 0 | 0 | 0 | 0.01 | 0.05 | 0.106 | 0.283 | 0.591 | 1.165 | 1.509 | 2.464 | 2.624 | 2.676 | 2.747 | 2.828 | 3.088 | 3.475 | 3.904 | 4.384 | 4.552 | 4.699 | 4.837 | 4.951 | 5.053 | 5.144 | 5.235
Hydrogen Evolution | Gen_BB023 | MW | SPEN | Strathleven | 0 | 0 | 0 | 0 | 0 | 0 | 0.001 | 0.004 | 0.008 | 0.021 | 0.043 | 0.085 | 0.11 | 0.18 | 0.191 | 0.195 | 0.2 | 0.206 | 0.225 | 0.253 | 0.285 | 0.32 | 0.332 | 0.343 | 0.353 | 0.361 | 0.368 | 0.375 | 0.382
Hydrogen Evolution | Gen_BB023 | MW | SPEN | Tongland | 0 | 0 | 0 | 0 | 0 | 0 | 0.001 | 0.003 | 0.006 | 0.015 | 0.032 | 0.062 | 0.081 | 0.132 | 0.141 | 0.144 | 0.147 | 0.152 | 0.166 | 0.186 | 0.209 | 0.235 | 0.244 | 0.252 | 0.259 | 0.266 | 0.271 | 0.276 | 0.281
Hydrogen Evolution | Gen_BB023 | MW | SPEN | Westfield | 0 | 0 | 0 | 0 | 0 | 0 | 0.001 | 0.003 | 0.006 | 0.016 | 0.034 | 0.068 | 0.088 | 0.144 | 0.153 | 0.156 | 0.16 | 0.165 | 0.18 | 0.203 | 0.228 | 0.256 | 0.265 | 0.274 | 0.282 | 0.289 | 0.295 | 0.3 | 0.305
Hydrogen Evolution | Gen_BB023 | MW | SPEN | Whitehouse | 0 | 0 | 0 | 0 | 0 | 0 | 0 | 0 | 0 | 0 | 0 | 0 | 0 | 0.001 | 0.001 | 0.001 | 0.001 | 0.001 | 0.001 | 0.001 | 0.001 | 0.001 | 0.001 | 0.001 | 0.001 | 0.001 | 0.001 | 0.001 | 0.001
Hydrogen Evolution | Gen_BB023 | MW | SPEN Manweb | Birkenhead | 0 | 0 | 0 | 0 | 0 | 0 | 0.015 | 0.074 | 0.155 | 0.413 | 0.863 | 1.702 | 2.205 | 3.599 | 3.833 | 3.91 | 4.012 | 4.131 | 4.511 | 5.077 | 5.704 | 6.405 | 6.65 | 6.865 | 7.066 | 7.233 | 7.382 | 7.515 | 7.648
Hydrogen Evolution | Gen_BB023 | MW | SPEN Manweb | Capenhurst | 0 | 0 | 0 | 0 | 0 | 0 | 0.003 | 0.015 | 0.033 | 0.087 | 0.182 | 0.358 | 0.464 | 0.758 | 0.807 | 0.823 | 0.845 | 0.87 | 0.95 | 1.069 | 1.201 | 1.348 | 1.4 | 1.445 | 1.487 | 1.523 | 1.554 | 1.582 | 1.61
Hydrogen Evolution | Gen_BB023 | MW | SPEN Manweb | Carrington | 0 | 0 | 0 | 0 | 0 | 0 | 0.479 | 2.362 | 4.984 | 13.267 | 27.693 | 54.617 | 70.77 | 115.521 | 123.033 | 125.478 | 128.779 | 132.586 | 144.795 | 162.942 | 183.066 | 205.575 | 213.435 | 220.32 | 226.778 | 232.141 | 236.927 | 241.21 | 245.45
Hydrogen Evolution | Gen_BB023 | MW | SPEN Manweb | Connah's Quay | 0 | 0 | 0 | 0 | 0 | 0 | 0.019 | 0.094 | 0.198 | 0.527 | 1.101 | 2.17 | 2.812 | 4.591 | 4.889 | 4.986 | 5.118 | 5.269 | 5.754 | 6.475 | 7.275 | 8.169 | 8.482 | 8.755 | 9.012 | 9.225 | 9.415 | 9.586 | 9.754
Hydrogen Evolution | Gen_BB023 | MW | SPEN Manweb | Fiddlers Ferry | 0 | 0 | 0 | 0 | 0 | 0 | 0.086 | 0.423 | 0.893 | 2.378 | 4.963 | 9.788 | 12.683 | 20.703 | 22.05 | 22.488 | 23.079 | 23.762 | 25.95 | 29.202 | 32.809 | 36.842 | 38.251 | 39.485 | 40.642 | 41.604 | 42.461 | 43.229 | 43.989
Hydrogen Evolution | Gen_BB023 | MW | SPEN Manweb | Frodsham | 0 | 0 | 0 | 0 | 0 | 0 | 0.138 | 0.68 | 1.434 | 3.818 | 7.97 | 15.719 | 20.367 | 33.247 | 35.408 | 36.112 | 37.062 | 38.158 | 41.671 | 46.894 | 52.686 | 59.164 | 61.426 | 63.407 | 65.266 | 66.809 | 68.187 | 69.419 | 70.639
Hydrogen Evolution | Gen_BB023 | MW | SPEN Manweb | Kirkby (_D) | 0 | 0 | 0 | 0 | 0 | 0 | 0.002 | 0.011 | 0.024 | 0.064 | 0.133 | 0.263 | 0.341 | 0.556 | 0.592 | 0.604 | 0.62 | 0.638 | 0.697 | 0.784 | 0.881 | 0.989 | 1.027 | 1.06 | 1.092 | 1.117 | 1.14 | 1.161 | 1.181
Hydrogen Evolution | Gen_BB023 | MW | SPEN Manweb | Legacy | 0 | 0 | 0 | 0 | 0 | 0 | 0.013 | 0.063 | 0.133 | 0.354 | 0.738 | 1.456 | 1.886 | 3.079 | 3.28 | 3.345 | 3.433 | 3.534 | 3.86 | 4.343 | 4.88 | 5.48 | 5.689 | 5.873 | 6.045 | 6.188 | 6.316 | 6.43 | 6.543
Hydrogen Evolution | Gen_BB023 | MW | SPEN Manweb | Lister Drive | 0 | 0 | 0 | 0 | 0 | 0 | 0.058 | 0.288 | 0.607 | 1.615 | 3.371 | 6.648 | 8.614 | 14.062 | 14.976 | 15.274 | 15.675 | 16.139 | 17.625 | 19.834 | 22.283 | 25.023 | 25.98 | 26.818 | 27.604 | 28.257 | 28.84 | 29.361 | 29.877
Hydrogen Evolution | Gen_BB023 | MW | SPEN Manweb | Pentir | 0 | 0 | 0 | 0 | 0 | 0 | 0.002 | 0.011 | 0.023 | 0.062 | 0.13 | 0.257 | 0.333 | 0.543 | 0.578 | 0.59 | 0.605 | 0.623 | 0.681 | 0.766 | 0.861 | 0.966 | 1.003 | 1.036 | 1.066 | 1.091 | 1.114 | 1.134 | 1.154
Hydrogen Evolution | Gen_BB023 | MW | SPEN Manweb | Rainhill | 0 | 0 | 0 | 0 | 0 | 0 | 0.057 | 0.281 | 0.593 | 1.579 | 3.296 | 6.501 | 8.424 | 13.751 | 14.645 | 14.936 | 15.329 | 15.782 | 17.235 | 19.395 | 21.791 | 24.47 | 25.406 | 26.225 | 26.994 | 27.632 | 28.202 | 28.712 | 29.217
Hydrogen Evolution | Gen_BB023 | MW | SPEN Manweb | Trawsfynydd | 0 | 0 | 0 | 0 | 0 | 0 | 0.002 | 0.008 | 0.018 | 0.047 | 0.099 | 0.195 | 0.253 | 0.412 | 0.439 | 0.448 | 0.46 | 0.473 | 0.517 | 0.582 | 0.654 | 0.734 | 0.762 | 0.786 | 0.81 | 0.829 | 0.846 | 0.861 | 0.876
Hydrogen Evolution | Gen_BB023 | MW | SPTL | Direct(SPTL) | 0 | 0 | 0 | 0 | 0 | 0 | 0.001 | 0.007 | 0.015 | 1000.04 | 1000.084 | 1000.165 | 1000.213 | 1000.348 | 2600.371 | 3100.378 | 4100.388 | 4100.4 | 4100.437 | 4100.491 | 4100.552 | 4100.62 | 4100.644 | 4100.664 | 4100.684 | 4100.7 | 4100.714 | 5850.727 | 5850.74
Hydrogen Evolution | Gen_BB023 | MW | SSEN (SHEPD) | Alness | 0 | 0 | 0 | 0 | 0 | 0 | 0 | 0.001 | 0.001 | 0.003 | 0.006 | 0.012 | 0.015 | 0.025 | 0.027 | 0.027 | 0.028 | 0.029 | 0.031 | 0.035 | 0.04 | 0.045 | 0.046 | 0.048 | 0.049 | 0.05 | 0.051 | 0.052 | 0.053
Hydrogen Evolution | Gen_BB023 | MW | SSEN (SHEPD) | Arbroath | 0 | 0 | 0 | 0 | 0 | 0 | 0.002 | 0.01 | 0.021 | 0.057 | 0.118 | 0.233 | 0.302 | 0.493 | 0.525 | 0.535 | 0.55 | 0.566 | 0.618 | 0.695 | 0.781 | 0.877 | 0.911 | 0.94 | 0.968 | 0.991 | 1.011 | 1.029 | 1.047
Hydrogen Evolution | Gen_BB023 | MW | SSEN (SHEPD) | Ardmore | 0 | 0 | 0 | 0 | 0 | 0 | 0 | 0.002 | 0.003 | 0.009 | 0.018 | 0.035 | 0.045 | 0.074 | 0.079 | 0.08 | 0.083 | 0.085 | 0.093 | 0.104 | 0.117 | 0.132 | 0.137 | 0.141 | 0.145 | 0.149 | 0.152 | 0.155 | 0.157
Hydrogen Evolution | Gen_BB023 | MW | SSEN (SHEPD) | Boat of Garten | 0 | 0 | 0 | 0 | 0 | 0 | 0 | 0.001 | 0.001 | 0.003 | 0.007 | 0.013 | 0.017 | 0.028 | 0.03 | 0.03 | 0.031 | 0.032 | 0.035 | 0.04 | 0.044 | 0.05 | 0.052 | 0.053 | 0.055 | 0.056 | 0.057 | 0.059 | 0.06
Hydrogen Evolution | Gen_BB023 | MW | SSEN (SHEPD) | Braco West | 0 | 0 | 0 | 0 | 0 | 0 | 0 | 0.001 | 0.002 | 0.005 | 0.011 | 0.022 | 0.029 | 0.047 | 0.05 | 0.051 | 0.052 | 0.053 | 0.058 | 0.066 | 0.074 | 0.083 | 0.086 | 0.089 | 0.091 | 0.094 | 0.095 | 0.097 | 0.099
Hydrogen Evolution | Gen_BB023 | MW | SSEN (SHEPD) | Bridge of Dun | 0 | 0 | 0 | 0 | 0 | 0 | 0.001 | 0.005 | 0.012 | 0.031 | 0.064 | 0.127 | 0.164 | 0.268 | 0.286 | 0.291 | 0.299 | 0.308 | 0.336 | 0.378 | 0.425 | 0.477 | 0.496 | 0.512 | 0.527 | 0.539 | 0.55 | 0.56 | 0.57
Hydrogen Evolution | Gen_BB023 | MW | SSEN (SHEPD) | Charleston | 0 | 0 | 0 | 0 | 0 | 0 | 0.024 | 0.12 | 0.252 | 0.672 | 1.403 | 2.766 | 3.584 | 5.851 | 6.231 | 6.355 | 6.522 | 6.715 | 7.334 | 8.253 | 9.272 | 10.412 | 10.81 | 11.159 | 11.486 | 11.758 | 12 | 12.217 | 12.432
Hydrogen Evolution | Gen_BB023 | MW | SSEN (SHEPD) | Clayhills | 0 | 0 | 0 | 0 | 0 | 0 | 0 | 0 | 0 | 0 | 0 | 0 | 0 | 0.001 | 0.001 | 0.001 | 0.001 | 0.001 | 0.001 | 0.001 | 0.001 | 0.001 | 0.001 | 0.001 | 0.001 | 0.001 | 0.001 | 0.001 | 0.001
Hydrogen Evolution | Gen_BB023 | MW | SSEN (SHEPD) | Coupar Angus | 0 | 0 | 0 | 0 | 0 | 0 | 0 | 0.002 | 0.005 | 0.013 | 0.027 | 0.054 | 0.07 | 0.114 | 0.121 | 0.123 | 0.127 | 0.13 | 0.142 | 0.16 | 0.18 | 0.202 | 0.21 | 0.217 | 0.223 | 0.228 | 0.233 | 0.237 | 0.241
Hydrogen Evolution | Gen_BB023 | MW | SSEN (SHEPD) | Craigiebuckler | 0 | 0 | 0 | 0 | 0 | 0 | 0 | 0 | 0 | 0 | 0 | 0 | 0 | 0.001 | 0.001 | 0.001 | 0.001 | 0.001 | 0.001 | 0.001 | 0.001 | 0.001 | 0.001 | 0.001 | 0.001 | 0.001 | 0.001 | 0.001 | 0.001
Hydrogen Evolution | Gen_BB023 | MW | SSEN (SHEPD) | Dounreay | 0 | 0 | 0 | 0 | 0 | 0 | 0 | 0.001 | 0.003 | 0.007 | 0.015 | 0.029 | 0.038 | 0.062 | 0.066 | 0.067 | 0.069 | 0.071 | 0.077 | 0.087 | 0.098 | 0.11 | 0.114 | 0.117 | 0.121 | 0.124 | 0.126 | 0.129 | 0.131
Hydrogen Evolution | Gen_BB023 | MW | SSEN (SHEPD) | Dyce | 0 | 0 | 0 | 0 | 0 | 0 | 0.002 | 0.008 | 0.017 | 0.046 | 0.096 | 0.19 | 0.247 | 0.402 | 0.429 | 0.437 | 0.449 | 0.462 | 0.504 | 0.568 | 0.638 | 0.716 | 0.743 | 0.767 | 0.79 | 0.809 | 0.825 | 0.84 | 0.855
Hydrogen Evolution | Gen_BB023 | MW | SSEN (SHEPD) | Elgin | 0 | 0 | 0 | 0 | 0 | 0 | 0.002 | 0.008 | 0.017 | 0.045 | 0.093 | 0.184 | 0.238 | 0.389 | 0.414 | 0.422 | 0.433 | 0.446 | 0.487 | 0.548 | 0.616 | 0.692 | 0.718 | 0.742 | 0.763 | 0.781 | 0.798 | 0.812 | 0.826
Hydrogen Evolution | Gen_BB023 | MW | SSEN (SHEPD) | Fiddes | 0 | 0 | 0 | 0 | 0 | 0 | 0 | 0.001 | 0.002 | 0.005 | 0.011 | 0.021 | 0.027 | 0.045 | 0.047 | 0.048 | 0.05 | 0.051 | 0.056 | 0.063 | 0.071 | 0.079 | 0.082 | 0.085 | 0.087 | 0.09 | 0.091 | 0.093 | 0.095
Hydrogen Evolution | Gen_BB023 | MW | SSEN (SHEPD) | Fort William | 0 | 0 | 0 | 0 | 0 | 0 | 0 | 0.001 | 0.003 | 0.008 | 0.017 | 0.033 | 0.043 | 0.07 | 0.075 | 0.076 | 0.078 | 0.08 | 0.088 | 0.099 | 0.111 | 0.125 | 0.129 | 0.134 | 0.138 | 0.141 | 0.144 | 0.146 | 0.149
Hydrogen Evolution | Gen_BB023 | MW | SSEN (SHEPD) | Inverness | 0 | 0 | 0 | 0 | 0 | 0 | 0.001 | 0.006 | 0.013 | 0.035 | 0.074 | 0.145 | 0.188 | 0.307 | 0.327 | 0.333 | 0.342 | 0.352 | 0.385 | 0.433 | 0.486 | 0.546 | 0.567 | 0.585 | 0.602 | 0.616 | 0.629 | 0.641 | 0.652
Hydrogen Evolution | Gen_BB023 | MW | SSEN (SHEPD) | Keith | 0 | 0 | 0 | 0 | 0 | 0 | 0.001 | 0.004 | 0.009 | 0.025 | 0.052 | 0.103 | 0.133 | 0.217 | 0.231 | 0.236 | 0.242 | 0.249 | 0.272 | 0.306 | 0.344 | 0.387 | 0.401 | 0.414 | 0.426 | 0.436 | 0.445 | 0.454 | 0.461
Hydrogen Evolution | Gen_BB023 | MW | SSEN (SHEPD) | Kintore | 0 | 0 | 0 | 0 | 0 | 0 | 0 | 0 | 0.001 | 0.002 | 0.004 | 0.008 | 0.01 | 0.017 | 0.018 | 0.018 | 0.018 | 0.019 | 0.021 | 0.023 | 0.026 | 0.029 | 0.031 | 0.031 | 0.032 | 0.033 | 0.034 | 0.034 | 0.035
Hydrogen Evolution | Gen_BB023 | MW | SSEN (SHEPD) | Lyndhurst | 0 | 0 | 0 | 0 | 0 | 0 | 0 | 0 | 0.001 | 0.002 | 0.004 | 0.008 | 0.01 | 0.017 | 0.018 | 0.018 | 0.018 | 0.019 | 0.021 | 0.023 | 0.026 | 0.029 | 0.031 | 0.031 | 0.032 | 0.033 | 0.034 | 0.034 | 0.035
Hydrogen Evolution | Gen_BB023 | MW | SSEN (SHEPD) | Macduff | 0 | 0 | 0 | 0 | 0 | 0 | 0.001 | 0.004 | 0.008 | 0.02 | 0.043 | 0.084 | 0.109 | 0.178 | 0.189 | 0.193 | 0.198 | 0.204 | 0.223 | 0.251 | 0.282 | 0.316 | 0.328 | 0.339 | 0.349 | 0.357 | 0.364 | 0.371 | 0.377
Hydrogen Evolution | Gen_BB023 | MW | SSEN (SHEPD) | Milton of Craigie | 0 | 0 | 0 | 0 | 0 | 0 | 0.001 | 0.005 | 0.011 | 0.03 | 0.063 | 0.124 | 0.16 | 0.262 | 0.279 | 0.284 | 0.292 | 0.3 | 0.328 | 0.369 | 0.415 | 0.466 | 0.484 | 0.499 | 0.514 | 0.526 | 0.537 | 0.547 | 0.556
Hydrogen Evolution | Gen_BB023 | MW | SSEN (SHEPD) | Nairn | 0 | 0 | 0 | 0 | 0 | 0 | 0.001 | 0.004 | 0.009 | 0.024 | 0.049 | 0.097 | 0.126 | 0.206 | 0.219 | 0.223 | 0.229 | 0.236 | 0.258 | 0.29 | 0.326 | 0.366 | 0.38 | 0.392 | 0.404 | 0.413 | 0.422 | 0.429 | 0.437
Hydrogen Evolution | Gen_BB023 | MW | SSEN (SHEPD) | Persley | 0 | 0 | 0 | 0 | 0 | 0 | 0 | 0.002 | 0.004 | 0.011 | 0.024 | 0.047 | 0.061 | 0.1 | 0.106 | 0.108 | 0.111 | 0.114 | 0.125 | 0.14 | 0.158 | 0.177 | 0.184 | 0.19 | 0.196 | 0.2 | 0.204 | 0.208 | 0.212
Hydrogen Evolution | Gen_BB023 | MW | SSEN (SHEPD) | Peterhead Shell | 0 | 0 | 0 | 0 | 0 | 0 | 0.001 | 0.004 | 0.009 | 0.025 | 0.052 | 0.103 | 0.134 | 0.219 | 0.233 | 0.238 | 0.244 | 0.251 | 0.274 | 0.308 | 0.347 | 0.389 | 0.404 | 0.417 | 0.429 | 0.439 | 0.449 | 0.457 | 0.465
Hydrogen Evolution | Gen_BB023 | MW | SSEN (SHEPD) | Port Ann | 0 | 0 | 0 | 0 | 0 | 0 | 0 | 0.001 | 0.003 | 0.007 | 0.015 | 0.029 | 0.038 | 0.062 | 0.066 | 0.067 | 0.069 | 0.071 | 0.077 | 0.087 | 0.098 | 0.11 | 0.114 | 0.117 | 0.121 | 0.124 | 0.126 | 0.129 | 0.131
Hydrogen Evolution | Gen_BB023 | MW | SSEN (SHEPD) | Thurso | 0 | 0 | 0 | 0 | 0 | 0 | 0.005 | 0.025 | 0.053 | 0.142 | 0.296 | 0.583 | 0.756 | 1.234 | 1.314 | 1.34 | 1.375 | 1.416 | 1.546 | 1.74 | 1.955 | 2.195 | 2.279 | 2.353 | 2.422 | 2.479 | 2.53 | 2.576 | 2.621
Hydrogen Evolution | Gen_BB023 | MW | SSEN (SHEPD) | Woodhill | 0 | 0 | 0 | 0 | 0 | 0 | 0 | 0 | 0 | 0 | 0 | 0 | 0 | 0.001 | 0.001 | 0.001 | 0.001 | 0.001 | 0.001 | 0.001 | 0.001 | 0.001 | 0.001 | 0.001 | 0.001 | 0.001 | 0.001 | 0.001 | 0.001
Hydrogen Evolution | Gen_BB023 | MW | SSEN South | Acton Lane 66kV | 0 | 0 | 0 | 0 | 0 | 0 | 0 | 0.001 | 0.003 | 0.008 | 0.018 | 0.035 | 0.045 | 0.073 | 0.078 | 0.079 | 0.081 | 0.084 | 0.092 | 0.103 | 0.116 | 0.13 | 0.135 | 0.139 | 0.143 | 0.147 | 0.15 | 0.153 | 0.155
Hydrogen Evolution | Gen_BB023 | MW | SSEN South | Botley Wood | 0 | 0 | 0 | 0 | 0 | 0 | 0 | 0 | 0 | 0 | 0 | 0 | 0 | 0.001 | 0.001 | 0.001 | 0.001 | 0.001 | 0.001 | 0.001 | 0.001 | 0.001 | 0.001 | 0.001 | 0.001 | 0.001 | 0.001 | 0.001 | 0.001
Hydrogen Evolution | Gen_BB023 | MW | SSEN South | Bramley | 0 | 0 | 0 | 0 | 0 | 0 | 0.285 | 1.403 | 2.961 | 7.883 | 16.455 | 32.453 | 42.051 | 68.643 | 73.106 | 74.559 | 76.52 | 78.782 | 86.037 | 96.82 | 108.778 | 122.152 | 126.823 | 130.914 | 134.751 | 137.938 | 140.782 | 143.326 | 145.846
Hydrogen Evolution | Gen_BB023 | MW | SSEN South | Chickerell | 0 | 0 | 0 | 0 | 0 | 0 | 0.002 | 0.011 | 0.022 | 0.059 | 0.123 | 0.243 | 0.315 | 0.514 | 0.548 | 0.559 | 0.574 | 0.59 | 0.645 | 0.726 | 0.815 | 0.916 | 0.951 | 0.981 | 1.01 | 1.034 | 1.055 | 1.074 | 1.093
Hydrogen Evolution | Gen_BB023 | MW | SSEN South | Cowley | 0 | 0 | 0 | 0 | 0 | 0 | 0.003 | 0.013 | 0.027 | 0.072 | 0.151 | 0.298 | 0.386 | 0.63 | 0.671 | 0.684 | 0.702 | 0.723 | 0.789 | 0.888 | 0.998 | 1.12 | 1.163 | 1.201 | 1.236 | 1.265 | 1.291 | 1.315 | 1.338
Hydrogen Evolution | Gen_BB023 | MW | SSEN South | Ealing | 0 | 0 | 0 | 0 | 0 | 0 | 0.001 | 0.005 | 0.011 | 0.029 | 0.061 | 0.12 | 0.156 | 0.254 | 0.271 | 0.276 | 0.283 | 0.292 | 0.319 | 0.359 | 0.403 | 0.452 | 0.47 | 0.485 | 0.499 | 0.511 | 0.521 | 0.531 | 0.54
Hydrogen Evolution | Gen_BB023 | MW | SSEN South | Fawley | 0 | 0 | 0 | 0 | 0 | 0 | 0.002 | 0.008 | 0.018 | 0.047 | 0.099 | 0.195 | 0.253 | 0.413 | 0.44 | 0.449 | 0.461 | 0.474 | 0.518 | 0.583 | 0.655 | 0.736 | 0.764 | 0.788 | 0.812 | 0.831 | 0.848 | 0.863 | 0.878
Hydrogen Evolution | Gen_BB023 | MW | SSEN South | Fleet | 0 | 0 | 0 | 0 | 0 | 0 | 0.16 | 0.787 | 1.66 | 4.419 | 9.225 | 18.193 | 23.574 | 38.481 | 40.983 | 41.797 | 42.897 | 44.165 | 48.232 | 54.277 | 60.981 | 68.478 | 71.097 | 73.39 | 75.541 | 77.328 | 78.922 | 80.349 | 81.761
Hydrogen Evolution | Gen_BB023 | MW | SSEN South | Iver 132kV | 0 | 0 | 0 | 0 | 0 | 0 | 0.001 | 0.003 | 0.006 | 0.017 | 0.035 | 0.069 | 0.09 | 0.147 | 0.156 | 0.159 | 0.163 | 0.168 | 0.184 | 0.207 | 0.232 | 0.261 | 0.271 | 0.28 | 0.288 | 0.295 | 0.301 | 0.306 | 0.312
Hydrogen Evolution | Gen_BB023 | MW | SSEN South | Iver 66kV | 0 | 0 | 0 | 0 | 0 | 0 | 0 | 0.002 | 0.004 | 0.011 | 0.024 | 0.047 | 0.061 | 0.1 | 0.107 | 0.109 | 0.112 | 0.115 | 0.125 | 0.141 | 0.159 | 0.178 | 0.185 | 0.191 | 0.196 | 0.201 | 0.205 | 0.209 | 0.213
Hydrogen Evolution | Gen_BB023 | MW | SSEN South | Laleham | 0 | 0 | 0 | 0 | 0 | 0 | 0 | 0.002 | 0.004 | 0.011 | 0.022 | 0.043 | 0.056 | 0.092 | 0.098 | 0.099 | 0.102 | 0.105 | 0.115 | 0.129 | 0.145 | 0.163 | 0.169 | 0.175 | 0.18 | 0.184 | 0.188 | 0.191 | 0.195
Hydrogen Evolution | Gen_BB023 | MW | SSEN South | Lovedean | 0 | 0 | 0 | 0 | 0 | 0 | 0.181 | 0.891 | 1.88 | 5.004 | 10.445 | 20.601 | 26.693 | 43.573 | 46.406 | 47.329 | 48.574 | 50.01 | 54.615 | 61.46 | 69.05 | 77.54 | 80.505 | 83.102 | 85.538 | 87.561 | 89.366 | 90.981 | 92.581
Hydrogen Evolution | Gen_BB023 | MW | SSEN South | Mannington | 0 | 0 | 0 | 0 | 0 | 0 | 0.358 | 1.764 | 3.723 | 9.91 | 20.687 | 40.8 | 52.866 | 86.296 | 91.907 | 93.734 | 96.2 | 99.043 | 108.164 | 121.72 | 136.753 | 153.567 | 159.439 | 164.582 | 169.406 | 173.413 | 176.988 | 180.187 | 183.355
Hydrogen Evolution | Gen_BB023 | MW | SSEN South | Melksham | 0 | 0 | 0 | 0 | 0 | 0 | 0.277 | 1.367 | 2.884 | 7.677 | 16.025 | 31.604 | 40.951 | 66.847 | 71.194 | 72.608 | 74.519 | 76.721 | 83.786 | 94.287 | 105.932 | 118.957 | 123.505 | 127.489 | 131.226 | 134.33 | 137.099 | 139.577 | 142.031
Hydrogen Evolution | Gen_BB023 | MW | SSEN South | Minety | 0 | 0 | 0 | 0 | 0 | 0 | 0.002 | 0.012 | 0.026 | 0.068 | 0.142 | 0.281 | 0.364 | 0.594 | 0.632 | 0.645 | 0.662 | 0.681 | 0.744 | 0.837 | 0.941 | 1.056 | 1.097 | 1.132 | 1.165 | 1.193 | 1.217 | 1.239 | 1.261
Hydrogen Evolution | Gen_BB023 | MW | SSEN South | Nursling | 0 | 0 | 0 | 0 | 0 | 0 | 0.049 | 0.244 | 0.514 | 1.368 | 2.856 | 5.633 | 7.299 | 11.914 | 12.689 | 12.941 | 13.281 | 13.674 | 14.933 | 16.805 | 18.88 | 21.202 | 22.012 | 22.722 | 23.388 | 23.942 | 24.435 | 24.877 | 25.314
Hydrogen Evolution | Gen_BB023 | MW | UKPN Eastern | Braintree | 0 | 0 | 0 | 0 | 0 | 0 | 0.045 | 0.22 | 0.464 | 1.234 | 2.576 | 5.08 | 6.582 | 10.745 | 11.443 | 11.671 | 11.978 | 12.332 | 13.467 | 15.155 | 17.027 | 19.12 | 19.851 | 20.492 | 21.092 | 21.591 | 22.036 | 22.435 | 22.829
Hydrogen Evolution | Gen_BB023 | MW | UKPN Eastern | Bramford | 0 | 0 | 0 | 0 | 0 | 0 | 0.041 | 0.202 | 0.425 | 1.132 | 2.363 | 4.66 | 6.039 | 9.857 | 10.498 | 10.707 | 10.988 | 11.313 | 12.355 | 13.904 | 15.621 | 17.541 | 18.212 | 18.799 | 19.351 | 19.808 | 20.216 | 20.582 | 20.944
Hydrogen Evolution | Gen_BB023 | MW | UKPN Eastern | Brimsdown | 0 | 0 | 0 | 0 | 0 | 0 | 0.001 | 0.006 | 0.013 | 0.035 | 0.074 | 0.146 | 0.189 | 0.309 | 0.329 | 0.335 | 0.344 | 0.354 | 0.387 | 0.436 | 0.489 | 0.55 | 0.571 | 0.589 | 0.606 | 0.621 | 0.633 | 0.645 | 0.656
Hydrogen Evolution | Gen_BB023 | MW | UKPN Eastern | Burwell Main | 0 | 0 | 0 | 0 | 0 | 0 | 0.001 | 0.003 | 0.007 | 0.019 | 0.039 | 0.076 | 0.099 | 0.162 | 0.172 | 0.176 | 0.18 | 0.186 | 0.203 | 0.228 | 0.256 | 0.288 | 0.299 | 0.308 | 0.317 | 0.325 | 0.332 | 0.338 | 0.343
Hydrogen Evolution | Gen_BB023 | MW | UKPN Eastern | Eaton Socon | 0 | 0 | 0 | 0 | 0 | 0 | 0.002 | 0.01 | 0.022 | 0.057 | 0.119 | 0.236 | 0.305 | 0.498 | 0.531 | 0.541 | 0.556 | 0.572 | 0.625 | 0.703 | 0.79 | 0.887 | 0.921 | 0.951 | 0.979 | 1.002 | 1.022 | 1.041 | 1.059
Hydrogen Evolution | Gen_BB023 | MW | UKPN Eastern | Elstree | 0 | 0 | 0 | 0 | 0 | 0 | 0 | 0 | 0 | 0 | 0 | 0 | 0 | 0.001 | 0.001 | 0.001 | 0.001 | 0.001 | 0.001 | 0.001 | 0.001 | 0.001 | 0.001 | 0.001 | 0.001 | 0.001 | 0.001 | 0.001 | 0.001
Hydrogen Evolution | Gen_BB023 | MW | UKPN Eastern | Mill Hill | 0 | 0 | 0 | 0 | 0 | 0 | 0.001 | 0.005 | 0.011 | 0.029 | 0.061 | 0.121 | 0.157 | 0.256 | 0.273 | 0.278 | 0.286 | 0.294 | 0.321 | 0.361 | 0.406 | 0.456 | 0.473 | 0.489 | 0.503 | 0.515 | 0.526 | 0.535 | 0.544
Hydrogen Evolution | Gen_BB023 | MW | UKPN Eastern | Norwich Main | 0 | 0 | 0 | 0 | 0 | 0 | 0.073 | 0.359 | 0.757 | 2.014 | 4.205 | 8.293 | 10.746 | 17.541 | 18.682 | 19.053 | 19.554 | 20.133 | 21.986 | 24.742 | 27.798 | 31.216 | 32.409 | 33.455 | 34.435 | 35.25 | 35.976 | 36.627 | 37.27
Hydrogen Evolution | Gen_BB023 | MW | UKPN Eastern | Pelham | 0 | 0 | 0 | 0 | 0 | 0 | 0.068 | 0.337 | 0.711 | 1.893 | 3.951 | 7.793 | 10.097 | 16.482 | 17.554 | 17.903 | 18.374 | 18.917 | 20.659 | 23.248 | 26.12 | 29.331 | 30.453 | 31.435 | 32.356 | 33.122 | 33.804 | 34.415 | 35.02
Hydrogen Evolution | Gen_BB023 | MW | UKPN Eastern | Rayleigh | 0 | 0 | 0 | 0 | 0 | 0 | 0.155 | 0.763 | 1.609 | 4.283 | 8.941 | 17.634 | 22.849 | 37.298 | 39.724 | 40.513 | 41.579 | 42.808 | 46.75 | 52.609 | 59.107 | 66.374 | 68.912 | 71.135 | 73.22 | 74.951 | 76.496 | 77.879 | 79.248
Hydrogen Evolution | Gen_BB023 | MW | UKPN Eastern | Rye House | 0 | 0 | 0 | 0 | 0 | 0 | 0.001 | 0.007 | 0.015 | 0.04 | 0.084 | 0.165 | 0.214 | 0.35 | 0.373 | 0.38 | 0.39 | 0.402 | 0.438 | 0.493 | 0.554 | 0.623 | 0.646 | 0.667 | 0.687 | 0.703 | 0.717 | 0.73 | 0.743
Hydrogen Evolution | Gen_BB023 | MW | UKPN Eastern | Sundon | 0 | 0 | 0 | 0 | 0 | 0 | 0.123 | 0.608 | 1.282 | 3.413 | 7.125 | 14.053 | 18.209 | 29.723 | 31.655 | 32.284 | 33.134 | 34.113 | 37.255 | 41.924 | 47.102 | 52.893 | 54.915 | 56.687 | 58.348 | 59.728 | 60.959 | 62.061 | 63.152
Hydrogen Evolution | Gen_BB023 | MW | UKPN Eastern | Tilbury | 0 | 0 | 0 | 0 | 0 | 0 | 0.323 | 1.591 | 3.356 | 8.935 | 18.651 | 36.784 | 47.663 | 77.803 | 82.862 | 84.509 | 86.732 | 89.296 | 97.519 | 109.741 | 123.295 | 138.454 | 143.747 | 148.384 | 152.734 | 156.346 | 159.569 | 162.454 | 165.31
Hydrogen Evolution | Gen_BB023 | MW | UKPN Eastern | Tottenham | 0 | 0 | 0 | 0 | 0 | 0 | 0 | 0.001 | 0.002 | 0.005 | 0.01 | 0.021 | 0.027 | 0.044 | 0.046 | 0.047 | 0.049 | 0.05 | 0.055 | 0.061 | 0.069 | 0.077 | 0.08 | 0.083 | 0.085 | 0.087 | 0.089 | 0.091 | 0.093
Hydrogen Evolution | Gen_BB023 | MW | UKPN Eastern | Walpole (_A) | 0 | 0 | 0 | 0 | 0 | 0 | 0.082 | 0.405 | 0.854 | 2.272 | 4.743 | 9.355 | 12.121 | 19.786 | 21.073 | 21.492 | 22.057 | 22.709 | 24.8 | 27.909 | 31.356 | 35.211 | 36.557 | 37.736 | 38.842 | 39.761 | 40.581 | 41.314 | 42.041
Hydrogen Evolution | Gen_BB023 | MW | UKPN Eastern | Warley | 0 | 0 | 0 | 0 | 0 | 0 | 0.255 | 1.256 | 2.649 | 7.053 | 14.723 | 29.037 | 37.624 | 61.416 | 65.409 | 66.709 | 68.464 | 70.488 | 76.979 | 86.627 | 97.326 | 109.292 | 113.471 | 117.131 | 120.564 | 123.416 | 125.96 | 128.237 | 130.491
Hydrogen Evolution | Gen_BB023 | MW | UKPN Eastern | Watford South | 0 | 0 | 0 | 0 | 0 | 0 | 0 | 0 | 0 | 0 | 0.001 | 0.001 | 0.002 | 0.003 | 0.003 | 0.003 | 0.003 | 0.003 | 0.003 | 0.004 | 0.004 | 0.004 | 0.005 | 0.005 | 0.005 | 0.005 | 0.005 | 0.005 | 0.005
Hydrogen Evolution | Gen_BB023 | MW | UKPN Eastern | Wymondley | 0 | 0 | 0 | 0 | 0 | 0 | 0.011 | 0.057 | 0.119 | 0.318 | 0.664 | 1.309 | 1.696 | 2.769 | 2.949 | 3.008 | 3.087 | 3.178 | 3.471 | 3.906 | 4.388 | 4.928 | 5.116 | 5.281 | 5.436 | 5.565 | 5.679 | 5.782 | 5.884
Hydrogen Evolution | Gen_BB023 | MW | UKPN London | Barking | 0 | 0 | 0 | 0 | 0 | 0 | 0.001 | 0.006 | 0.013 | 0.036 | 0.074 | 0.147 | 0.19 | 0.31 | 0.33 | 0.337 | 0.346 | 0.356 | 0.389 | 0.438 | 0.492 | 0.552 | 0.573 | 0.592 | 0.609 | 0.624 | 0.636 | 0.648 | 0.659
Hydrogen Evolution | Gen_BB023 | MW | UKPN London | Barking West | 0 | 0 | 0 | 0 | 0 | 0 | 0.083 | 0.411 | 0.868 | 2.309 | 4.821 | 9.507 | 12.319 | 20.109 | 21.417 | 21.842 | 22.417 | 23.08 | 25.205 | 28.364 | 31.867 | 35.785 | 37.153 | 38.352 | 39.476 | 40.41 | 41.243 | 41.988 | 42.727
Hydrogen Evolution | Gen_BB023 | MW | UKPN London | City Road | 0 | 0 | 0 | 0 | 0 | 0 | 0.086 | 0.424 | 0.895 | 2.382 | 4.972 | 9.806 | 12.706 | 20.741 | 22.09 | 22.528 | 23.121 | 23.805 | 25.997 | 29.255 | 32.868 | 36.909 | 38.32 | 39.557 | 40.716 | 41.679 | 42.538 | 43.307 | 44.068
Hydrogen Evolution | Gen_BB023 | MW | UKPN London | Hackney 132kV | 0 | 0 | 0 | 0 | 0 | 0 | 0.016 | 0.077 | 0.162 | 0.43 | 0.898 | 1.77 | 2.294 | 3.744 | 3.988 | 4.067 | 4.174 | 4.298 | 4.693 | 5.282 | 5.934 | 6.663 | 6.918 | 7.141 | 7.351 | 7.525 | 7.68 | 7.819 | 7.956
Hydrogen Evolution | Gen_BB023 | MW | UKPN London | Hackney 66kV | 0 | 0 | 0 | 0 | 0 | 0 | 0.017 | 0.086 | 0.182 | 0.484 | 1.01 | 1.991 | 2.58 | 4.211 | 4.485 | 4.574 | 4.695 | 4.834 | 5.279 | 5.94 | 6.674 | 7.494 | 7.781 | 8.032 | 8.267 | 8.463 | 8.637 | 8.794 | 8.948
Hydrogen Evolution | Gen_BB023 | MW | UKPN London | Hurst | 0 | 0 | 0 | 0 | 0 | 0 | 0.03 | 0.148 | 0.312 | 0.83 | 1.733 | 3.417 | 4.428 | 7.228 | 7.698 | 7.851 | 8.058 | 8.296 | 9.06 | 10.195 | 11.455 | 12.863 | 13.355 | 13.786 | 14.19 | 14.525 | 14.825 | 15.093 | 15.358
Hydrogen Evolution | Gen_BB023 | MW | UKPN London | Littlebrook (_C) | 0 | 0 | 0 | 0 | 0 | 0 | 0.016 | 0.076 | 0.161 | 0.429 | 0.896 | 1.767 | 2.289 | 3.737 | 3.98 | 4.059 | 4.166 | 4.289 | 4.684 | 5.271 | 5.922 | 6.65 | 6.904 | 7.127 | 7.336 | 7.51 | 7.664 | 7.803 | 7.94
Hydrogen Evolution | Gen_BB023 | MW | UKPN London | New Cross | 0 | 0 | 0 | 0 | 0 | 0 | 0.119 | 0.585 | 1.235 | 3.286 | 6.86 | 13.53 | 17.531 | 28.617 | 30.477 | 31.083 | 31.901 | 32.844 | 35.868 | 40.364 | 45.349 | 50.925 | 52.872 | 54.577 | 56.177 | 57.506 | 58.691 | 59.752 | 60.802
Hydrogen Evolution | Gen_BB023 | MW | UKPN London | Redbridge | 0 | 0 | 0 | 0 | 0 | 0 | 0 | 0 | 0 | 0 | 0 | 0 | 0 | 0.001 | 0.001 | 0.001 | 0.001 | 0.001 | 0.001 | 0.001 | 0.001 | 0.001 | 0.001 | 0.001 | 0.001 | 0.001 | 0.001 | 0.001 | 0.001
Hydrogen Evolution | Gen_BB023 | MW | UKPN London | St John's Wood | 0 | 0 | 0 | 0 | 0 | 0 | 0.164 | 0.807 | 1.702 | 4.531 | 9.458 | 18.653 | 24.169 | 39.453 | 42.018 | 42.853 | 43.981 | 45.281 | 49.45 | 55.648 | 62.521 | 70.208 | 72.892 | 75.244 | 77.449 | 79.281 | 80.915 | 82.378 | 83.826
Hydrogen Evolution | Gen_BB023 | MW | UKPN London | West Ham | 0 | 0 | 0 | 0 | 0 | 0 | 0.084 | 0.415 | 0.876 | 2.332 | 4.868 | 9.6 | 12.439 | 20.305 | 21.626 | 22.056 | 22.636 | 23.305 | 25.451 | 28.641 | 32.178 | 36.134 | 37.516 | 38.726 | 39.861 | 40.804 | 41.645 | 42.398 | 43.143
Hydrogen Evolution | Gen_BB023 | MW | UKPN London | Willesden 132kV | 0 | 0 | 0 | 0 | 0 | 0 | 0.001 | 0.004 | 0.008 | 0.023 | 0.047 | 0.093 | 0.12 | 0.197 | 0.209 | 0.214 | 0.219 | 0.226 | 0.247 | 0.277 | 0.312 | 0.35 | 0.363 | 0.375 | 0.386 | 0.395 | 0.403 | 0.411 | 0.418
Hydrogen Evolution | Gen_BB023 | MW | UKPN London | Willesden 66kV | 0 | 0 | 0 | 0 | 0 | 0 | 0.022 | 0.109 | 0.231 | 0.614 | 1.283 | 2.529 | 3.277 | 5.35 | 5.698 | 5.811 | 5.964 | 6.14 | 6.706 | 7.546 | 8.478 | 9.521 | 9.885 | 10.203 | 10.502 | 10.751 | 10.972 | 11.171 | 11.367
Hydrogen Evolution | Gen_BB023 | MW | UKPN London | Wimbledon South | 0 | 0 | 0 | 0 | 0 | 0 | 0.115 | 0.569 | 1.2 | 3.196 | 6.671 | 13.156 | 17.047 | 27.827 | 29.636 | 30.225 | 31.021 | 31.937 | 34.878 | 39.25 | 44.097 | 49.519 | 51.413 | 53.071 | 54.627 | 55.919 | 57.071 | 58.103 | 59.124
Hydrogen Evolution | Gen_BB023 | MW | UKPN South East | Beddington (_J) | 0 | 0 | 0 | 0 | 0 | 0 | 0.023 | 0.114 | 0.24 | 0.638 | 1.332 | 2.626 | 3.403 | 5.555 | 5.916 | 6.033 | 6.192 | 6.375 | 6.962 | 7.835 | 8.803 | 9.885 | 10.263 | 10.594 | 10.904 | 11.162 | 11.392 | 11.598 | 11.802
Hydrogen Evolution | Gen_BB023 | MW | UKPN South East | Bolney | 0 | 0 | 0 | 0 | 0 | 0 | 0.058 | 0.287 | 0.606 | 1.613 | 3.367 | 6.641 | 8.605 | 14.046 | 14.959 | 15.256 | 15.658 | 16.12 | 17.605 | 19.811 | 22.258 | 24.995 | 25.95 | 26.787 | 27.573 | 28.225 | 28.807 | 29.327 | 29.843
Hydrogen Evolution | Gen_BB023 | MW | UKPN South East | Canterbury | 0 | 0 | 0 | 0 | 0 | 0 | 0.037 | 0.183 | 0.386 | 1.029 | 2.147 | 4.235 | 5.487 | 8.957 | 9.54 | 9.729 | 9.985 | 10.281 | 11.227 | 12.634 | 14.195 | 15.94 | 16.549 | 17.083 | 17.584 | 18 | 18.371 | 18.703 | 19.032
Hydrogen Evolution | Gen_BB023 | MW | UKPN South East | Chessington | 0 | 0 | 0 | 0 | 0 | 0 | 0.001 | 0.005 | 0.01 | 0.027 | 0.057 | 0.113 | 0.146 | 0.239 | 0.254 | 0.259 | 0.266 | 0.274 | 0.299 | 0.337 | 0.378 | 0.425 | 0.441 | 0.455 | 0.469 | 0.48 | 0.49 | 0.498 | 0.507
Hydrogen Evolution | Gen_BB023 | MW | UKPN South East | Kemsley | 0 | 0 | 0 | 0 | 0 | 0 | 0.001 | 0.005 | 0.01 | 0.026 | 0.055 | 0.109 | 0.141 | 0.231 | 0.246 | 0.251 | 0.257 | 0.265 | 0.289 | 0.325 | 0.366 | 0.411 | 0.426 | 0.44 | 0.453 | 0.464 | 0.473 | 0.482 | 0.49
Hydrogen Evolution | Gen_BB023 | MW | UKPN South East | Kingsnorth | 0 | 0 | 0 | 0 | 0 | 0 | 0.014 | 0.067 | 0.141 | 0.375 | 0.783 | 1.544 | 2 | 3.265 | 3.477 | 3.546 | 3.64 | 3.747 | 4.092 | 4.605 | 5.174 | 5.81 | 6.032 | 6.227 | 6.41 | 6.561 | 6.696 | 6.817 | 6.937
Hydrogen Evolution | Gen_BB023 | MW | UKPN South East | Ninfield | 0 | 0 | 0 | 0 | 0 | 0 | 0.002 | 0.008 | 0.017 | 0.045 | 0.094 | 0.185 | 0.239 | 0.39 | 0.416 | 0.424 | 0.435 | 0.448 | 0.489 | 0.551 | 0.619 | 0.695 | 0.721 | 0.744 | 0.766 | 0.784 | 0.801 | 0.815 | 0.829
Hydrogen Evolution | Gen_BB023 | MW | UKPN South East | Northfleet East | 0 | 0 | 0 | 0 | 0 | 0 | 0.087 | 0.429 | 0.905 | 2.408 | 5.026 | 9.913 | 12.845 | 20.968 | 22.331 | 22.775 | 23.374 | 24.065 | 26.281 | 29.575 | 33.228 | 37.314 | 38.74 | 39.99 | 41.162 | 42.136 | 43.004 | 43.782 | 44.551
Hydrogen Evolution | Gen_BB023 | MW | UKPN South East | Richborough | 0 | 0 | 0 | 0 | 0 | 0 | 0.001 | 0.005 | 0.01 | 0.027 | 0.056 | 0.11 | 0.143 | 0.234 | 0.249 | 0.254 | 0.261 | 0.268 | 0.293 | 0.33 | 0.37 | 0.416 | 0.432 | 0.446 | 0.459 | 0.47 | 0.479 | 0.488 | 0.497
Hydrogen Evolution | Gen_BB023 | MW | UKPN South East | Sellindge | 0 | 0 | 0 | 0 | 0 | 0 | 0.002 | 0.011 | 0.024 | 0.063 | 0.131 | 0.259 | 0.336 | 0.548 | 0.584 | 0.595 | 0.611 | 0.629 | 0.687 | 0.773 | 0.868 | 0.975 | 1.012 | 1.045 | 1.076 | 1.101 | 1.124 | 1.144 | 1.164
Hydrogen Evolution | Gen_BB023 | MW | UKPN South East | West Weybridge | 0 | 0 | 0 | 0 | 0 | 0 | 0.001 | 0.006 | 0.013 | 0.036 | 0.074 | 0.146 | 0.19 | 0.31 | 0.33 | 0.336 | 0.345 | 0.356 | 0.388 | 0.437 | 0.491 | 0.551 | 0.572 | 0.591 | 0.608 | 0.623 | 0.635 | 0.647 | 0.658
Hydrogen Evolution | Gen_BB024 | MW | Not Connected | Not Connected | 0 | 0 | 0 | 0 | 0 | 0 | 15 | 30 | 112 | 238 | 266 | 616 | 812 | 868 | 966 | 1106 | 1148 | 1232 | 1363.5 | 1444.5 | 1593 | 1849.5 | 1849.5 | 2092.5 | 2335.5 | 2484 | 2457 | 2646 | 2691
Hydrogen Evolution | Lct_BB001 | Number | Electricity North West | Bredbury |  | 5042.031 | 7484.486 | 10663.233 | 14748.134 | 19873.203 | 26285.501 | 33395.529 | 42211.202 | 52311.546 | 63608.602 | 75970.7 | 89843.185 | 103883.692 | 117878.04 | 131134.405 | 143520.225 | 154536.337 | 164296.841 | 172734.154 | 179770.382 | 185793.938 | 190620.282 | 194623.819 | 197567.682 | 198087.863 | 198555.331 | 198978.539 | 199363.086
Hydrogen Evolution | Lct_BB001 | Number | Electricity North West | Harker |  | 2561.093 | 3870.404 | 5805.042 | 8687.194 | 12914.998 | 19066.609 | 24223.983 | 30618.572 | 37945.018 | 46139.519 | 55106.565 | 65169.195 | 75353.701 | 85504.725 | 95120.443 | 104104.696 | 112095.409 | 119175.347 | 125295.487 | 130399.328 | 134768.611 | 138269.477 | 141173.506 | 143308.884 | 143686.206 | 144025.292 | 144332.273 | 144611.21
Hydrogen Evolution | Lct_BB001 | Number | Electricity North West | Heysham (NGET) |  | 1469.937 | 2201.04 | 3216.474 | 4631.159 | 6575.67 | 9247.523 | 11748.907 | 14850.356 | 18403.766 | 22378.192 | 26727.311 | 31607.801 | 36547.403 | 41470.765 | 46134.498 | 50491.963 | 54367.549 | 57801.4 | 60769.737 | 63245.158 | 65364.31 | 67062.27 | 68470.758 | 69506.44 | 69689.446 | 69853.906 | 70002.795 | 70138.083
Hydrogen Evolution | Lct_BB001 | Number | Electricity North West | Hutton |  | 2572.984 | 3897.699 | 5884.769 | 8889.912 | 13357.93 | 19931.125 | 25322.344 | 32006.876 | 39665.517 | 48231.573 | 57605.202 | 68124.09 | 78770.381 | 89381.672 | 99433.384 | 108825 | 117178.028 | 124578.984 | 130976.622 | 136311.881 | 140879.276 | 144538.878 | 147574.581 | 149806.781 | 150201.212 | 150555.672 | 150876.572 | 151168.156
Hydrogen Evolution | Lct_BB001 | Number | Electricity North West | Kearsley 132kV |  | 4435.126 | 6673.343 | 9887.741 | 14536.092 | 21167.712 | 30591.604 | 38866.402 | 49126.262 | 60881.25 | 74028.995 | 88416.258 | 104561.341 | 120901.97 | 137188.879 | 152616.909 | 167031.78 | 179852.557 | 191212.032 | 201031.549 | 209220.455 | 216230.794 | 221847.792 | 226507.19 | 229933.318 | 230538.716 | 231082.764 | 231575.303 | 232022.846
Hydrogen Evolution | Lct_BB001 | Number | Electricity North West | Kearsley 33kV |  | 4435.126 | 6673.343 | 9887.741 | 14536.092 | 21167.712 | 30591.604 | 38866.402 | 49126.262 | 60881.25 | 74028.995 | 88416.258 | 104561.341 | 120901.97 | 137188.879 | 152616.909 | 167031.78 | 179852.557 | 191212.032 | 201031.549 | 209220.455 | 216230.794 | 221847.792 | 226507.19 | 229933.318 | 230538.716 | 231082.764 | 231575.303 | 232022.846
Hydrogen Evolution | Lct_BB001 | Number | Electricity North West | Kirkby (_G) |  | 1018.965 | 1527.597 | 2240.028 | 3242.208 | 4633.449 | 6562.736 | 8337.906 | 10538.927 | 13060.693 | 15881.244 | 18967.706 | 22431.267 | 25936.779 | 29430.767 | 32740.501 | 35832.885 | 38583.292 | 41020.21 | 43126.765 | 44883.51 | 46387.419 | 47592.419 | 48591.987 | 49326.985 | 49456.86 | 49573.573 | 49679.236 | 49775.246
Hydrogen Evolution | Lct_BB001 | Number | Electricity North West | Macclesfield |  | 1656.724 | 2435.322 | 3368.193 | 4428.871 | 5546.268 | 6643.683 | 8440.75 | 10668.918 | 13221.789 | 16077.13 | 19201.662 | 22707.944 | 26256.695 | 29793.778 | 33144.337 | 36274.863 | 39059.195 | 41526.171 | 43658.71 | 45437.122 | 46959.582 | 48179.444 | 49191.342 | 49935.406 | 50066.882 | 50185.035 | 50292.001 | 50389.196
Hydrogen Evolution | Lct_BB001 | Number | Electricity North West | Ormonde |  | 734.969 | 1100.52 | 1608.237 | 2315.58 | 3287.835 | 4623.761 | 5874.454 | 7425.178 | 9201.883 | 11189.096 | 13363.656 | 15803.901 | 18273.701 | 20735.383 | 23067.249 | 25245.981 | 27183.775 | 28900.7 | 30384.869 | 31622.579 | 32682.155 | 33531.135 | 34235.379 | 34753.22 | 34844.723 | 34926.953 | 35001.398 | 35069.041
Hydrogen Evolution | Lct_BB001 | Number | Electricity North West | Padiham |  | 5261.739 | 7873.047 | 11481.196 | 16477.895 | 23303.036 | 32625.928 | 41450.995 | 52393.129 | 64929.817 | 78951.88 | 94295.888 | 111514.609 | 128941.88 | 146311.859 | 162765.844 | 178139.295 | 191812.646 | 203927.519 | 214400.028 | 223133.492 | 230610.014 | 236600.54 | 241569.785 | 245223.748 | 245869.404 | 246449.632 | 246974.924 | 247452.229
Hydrogen Evolution | Lct_BB001 | Number | Electricity North West | Penwortham East |  | 2749.26 | 4137.114 | 6131.62 | 9017.987 | 13138.744 | 18998.143 | 24136.996 | 30508.623 | 37808.761 | 45973.836 | 54908.682 | 64935.177 | 75083.112 | 85197.685 | 94778.873 | 103730.864 | 111692.884 | 118747.398 | 124845.561 | 129931.075 | 134284.668 | 137772.963 | 140666.564 | 142794.274 | 143170.241 | 143508.109 | 143813.988 | 144091.923
Hydrogen Evolution | Lct_BB001 | Number | Electricity North West | Penwortham West |  | 1917.028 | 2884.763 | 4275.51 | 6288.141 | 9161.498 | 13247.191 | 16830.455 | 21273.319 | 26363.623 | 32057.038 | 38287.205 | 45278.567 | 52354.607 | 59407.385 | 66088.24 | 72330.362 | 77882.188 | 82801.222 | 87053.402 | 90599.473 | 93635.185 | 96067.533 | 98085.209 | 99568.837 | 99830.995 | 100066.586 | 100279.872 | 100473.673
Hydrogen Evolution | Lct_BB001 | Number | Electricity North West | Robin Rigg |  | 2561.093 | 3870.404 | 5805.042 | 8687.194 | 12914.998 | 19066.609 | 24223.983 | 30618.572 | 37945.018 | 46139.519 | 55106.565 | 65169.195 | 75353.701 | 85504.725 | 95120.443 | 104104.696 | 112095.409 | 119175.347 | 125295.487 | 130399.328 | 134768.611 | 138269.477 | 141173.506 | 143308.884 | 143686.206 | 144025.292 | 144332.273 | 144611.21
Hydrogen Evolution | Lct_BB001 | Number | Electricity North West | Rochdale |  | 3452.544 | 5194.895 | 7697.158 | 11315.688 | 16478.104 | 23814.177 | 30255.731 | 38242.567 | 47393.292 | 57628.216 | 68828.047 | 81396.262 | 94116.701 | 106795.32 | 118805.342 | 130026.666 | 140007.059 | 148849.895 | 156493.944 | 162868.636 | 168325.867 | 172698.445 | 176325.575 | 178992.66 | 179463.935 | 179887.452 | 180270.871 | 180619.263
Hydrogen Evolution | Lct_BB001 | Number | Electricity North West | South Manchester |  | 3697.341 | 5488.402 | 7819.389 | 10814.863 | 14573.095 | 19275.257 | 24489.069 | 30953.634 | 38360.255 | 46644.43 | 55709.603 | 65882.349 | 76178.306 | 86440.414 | 96161.357 | 105243.926 | 113322.083 | 120479.497 | 126666.61 | 131826.303 | 136243.4 | 139782.577 | 142718.385 | 144877.131 | 145258.582 | 145601.378 | 145911.718 | 146193.708
Hydrogen Evolution | Lct_BB001 | Number | Electricity North West | Stalybridge |  | 5820.766 | 8772.514 | 13057.606 | 19325.814 | 28366.605 | 41335.715 | 52516.713 | 66379.95 | 82263.42 | 100028.8 | 119469.03 | 141284.444 | 163364.084 | 185371.136 | 206217.661 | 225695.195 | 243018.77 | 258367.819 | 271636.059 | 282701.001 | 292173.448 | 299763.198 | 306059.029 | 310688.451 | 311506.471 | 312241.596 | 312907.119 | 313511.844
Hydrogen Evolution | Lct_BB001 | Number | Electricity North West | Stanah |  | 1917.028 | 2884.763 | 4275.51 | 6288.141 | 9161.498 | 13247.191 | 16830.455 | 21273.319 | 26363.623 | 32057.038 | 38287.205 | 45278.567 | 52354.607 | 59407.385 | 66088.24 | 72330.362 | 77882.188 | 82801.222 | 87053.402 | 90599.473 | 93635.185 | 96067.533 | 98085.209 | 99568.837 | 99830.995 | 100066.586 | 100279.872 | 100473.673
Hydrogen Evolution | Lct_BB001 | Number | Electricity North West | Walney 2 |  | 1917.028 | 2884.763 | 4275.51 | 6288.141 | 9161.498 | 13247.191 | 16830.455 | 21273.319 | 26363.623 | 32057.038 | 38287.205 | 45278.567 | 52354.607 | 59407.385 | 66088.24 | 72330.362 | 77882.188 | 82801.222 | 87053.402 | 90599.473 | 93635.185 | 96067.533 | 98085.209 | 99568.837 | 99830.995 | 100066.586 | 100279.872 | 100473.673
Hydrogen Evolution | Lct_BB001 | Number | Electricity North West | Washway Farm |  | 1018.965 | 1527.597 | 2240.028 | 3242.208 | 4633.449 | 6562.736 | 8337.906 | 10538.927 | 13060.693 | 15881.244 | 18967.706 | 22431.267 | 25936.779 | 29430.767 | 32740.501 | 35832.885 | 38583.292 | 41020.21 | 43126.765 | 44883.51 | 46387.419 | 47592.419 | 48591.987 | 49326.985 | 49456.86 | 49573.573 | 49679.236 | 49775.246
Hydrogen Evolution | Lct_BB001 | Number | Electricity North West | Whitegate |  | 2587.412 | 3893.168 | 5768.418 | 8480.224 | 12349.051 | 17846.865 | 22674.306 | 28659.816 | 35517.569 | 43187.845 | 51581.244 | 61000.138 | 70533.113 | 80034.748 | 89035.321 | 97444.827 | 104924.351 | 111551.366 | 117279.983 | 122057.317 | 126147.085 | 129423.991 | 132142.241 | 134141.013 | 134494.197 | 134811.59 | 135098.932 | 135360.025
Hydrogen Evolution | Lct_BB001 | Number | IDNO - Refer to Comment Field | Tynemouth 2 |  | 583.421 | 878.172 | 1302.52 | 1917.793 | 2797.808 | 4051.117 | 5146.914 | 6505.583 | 8062.247 | 9803.347 | 11708.592 | 13846.617 | 16010.538 | 18167.344 | 20210.413 | 22119.314 | 23817.115 | 25321.402 | 26621.759 | 27706.182 | 28634.531 | 29378.367 | 29995.391 | 30449.099 | 30529.269 | 30601.315 | 30666.54 | 30725.806 | Note: TYNE2 is operated by an IDNO allocated to GSP Group/licence area F
Hydrogen Evolution | Lct_BB001 | Number | NGED East Midlands | Berkswell |  | 6886.587 | 10268.727 | 14825.42 | 20947.205 | 29038.934 | 39742.251 | 50492.229 | 63821.047 | 79092.22 | 96172.757 | 114863.578 | 135838.023 | 157066.507 | 178225.202 | 198268.108 | 216994.796 | 233650.559 | 248407.912 | 261164.67 | 271803.066 | 280910.357 | 288207.527 | 294260.657 | 298711.618 | 299498.104 | 300204.89 | 300844.758 | 301426.172
Hydrogen Evolution | Lct_BB001 | Number | NGED East Midlands | Bicker Fen |  | 3796.7 | 5704.946 | 8420.36 | 12308.074 | 17800.912 | 25540.103 | 32448.508 | 41014.187 | 50828.109 | 61804.807 | 73816.344 | 87295.436 | 100937.786 | 114535.286 | 127415.731 | 139450.317 | 150154.036 | 159637.755 | 167835.804 | 174672.501 | 180525.243 | 185214.723 | 189104.728 | 191965.11 | 192470.54 | 192924.752 | 193335.959 | 193709.6
Hydrogen Evolution | Lct_BB001 | Number | NGED East Midlands | Chesterfield |  | 7915.261 | 11834.297 | 17219.334 | 24628.126 | 34678.343 | 48316.395 | 61385.613 | 77590.041 | 96155.874 | 116921.43 | 139644.681 | 165144.231 | 190952.629 | 216676.18 | 241043.218 | 263810.073 | 284059.213 | 302000.373 | 317509.323 | 330442.886 | 341515.018 | 350386.508 | 357745.563 | 363156.791 | 364112.956 | 364972.228 | 365750.143 | 366456.993
Hydrogen Evolution | Lct_BB001 | Number | NGED East Midlands | Coventry |  | 8757.031 | 13057.783 | 18852.106 | 26636.609 | 36926.108 | 50536.52 | 64206.265 | 81155.282 | 100574.21 | 122293.938 | 146061.315 | 172732.564 | 199726.85 | 226632.392 | 252119.088 | 275932.074 | 297111.656 | 315877.208 | 332098.79 | 345626.646 | 357207.54 | 366486.672 | 374183.874 | 379843.746 | 380843.847 | 381742.602 | 382556.262 | 383295.592
Hydrogen Evolution | Lct_BB001 | Number | NGED East Midlands | Drakelow |  | 2653.734 | 3985.158 | 5872.12 | 8561.724 | 12345.151 | 17655.035 | 22430.588 | 28351.761 | 35135.802 | 42723.633 | 51026.814 | 60344.468 | 69774.976 | 79174.481 | 88078.309 | 96397.424 | 103796.553 | 110352.336 | 116019.379 | 120745.362 | 124791.171 | 128032.854 | 130721.887 | 132699.175 | 133048.562 | 133362.544 | 133646.798 | 133905.084
Hydrogen Evolution | Lct_BB001 | Number | NGED East Midlands | East Claydon (_B) |  | 12864.721 | 18885.323 | 26011.192 | 33949.791 | 42027.384 | 49481.423 | 62865.773 | 79460.93 | 98474.432 | 119740.698 | 143011.862 | 169126.27 | 195556.973 | 221900.783 | 246855.371 | 270171.191 | 290908.589 | 309282.355 | 325165.265 | 338410.688 | 349749.797 | 358835.2 | 366371.701 | 371913.407 | 372892.628 | 373772.618 | 374569.291 | 375293.184
Hydrogen Evolution | Lct_BB001 | Number | NGED East Midlands | Enderby |  | 5327.423 | 8007.455 | 11828.993 | 17312.743 | 25077.734 | 36039.769 | 45788.254 | 57875.327 | 71723.802 | 87213.075 | 104162.616 | 123183.031 | 142433.82 | 161621.321 | 179796.982 | 196779.047 | 211883.12 | 225265.643 | 236833.952 | 246481.249 | 254740.083 | 261357.432 | 266846.638 | 270882.937 | 271596.152 | 272237.093 | 272817.349 | 273344.596
Hydrogen Evolution | Lct_BB001 | Number | NGED East Midlands | Grendon |  | 16640.149 | 24684.65 | 35099.475 | 48389.22 | 64917.827 | 85393.226 | 108491.447 | 137130.76 | 169943.565 | 206644.106 | 246804.629 | 291871.918 | 337485.055 | 382948.237 | 426013.951 | 466251.538 | 502039.379 | 533748.151 | 561158.294 | 584016.759 | 603585.378 | 619264.634 | 632270.85 | 641834.523 | 643524.427 | 645043.082 | 646417.951 | 647667.22
Hydrogen Evolution | Lct_BB001 | Number | NGED East Midlands | Ratcliffe |  | 5779.04 | 8622.524 | 12470.997 | 17670.335 | 24585.673 | 33790.284 | 42930.3 | 54262.938 | 67247.036 | 81769.519 | 97661.124 | 115494.348 | 133543.565 | 151533.444 | 168574.64 | 184496.74 | 198658.066 | 211205.295 | 222051.548 | 231096.692 | 238840.037 | 245044.352 | 250190.94 | 253975.306 | 254644.005 | 255244.94 | 255788.978 | 256283.317
Hydrogen Evolution | Lct_BB001 | Number | NGED East Midlands | Staythorpe |  | 7723.027 | 11486.584 | 16459.847 | 22979.873 | 31359.499 | 42124.67 | 53519.074 | 67646.911 | 83833.541 | 101938 | 121749.276 | 143981.07 | 166482.133 | 188909.222 | 210153.635 | 230002.927 | 247657.149 | 263299.157 | 276820.642 | 288096.774 | 297750.018 | 305484.629 | 311900.625 | 316618.407 | 317452.04 | 318201.196 | 318879.422 | 319495.689
Hydrogen Evolution | Lct_BB001 | Number | NGED East Midlands | Stoke Bardolph |  | 1782.146 | 2659.022 | 3845.817 | 5449.194 | 7581.752 | 10420.278 | 13238.885 | 16733.654 | 20737.702 | 25216.159 | 30116.826 | 35616.252 | 41182.286 | 46730.021 | 51985.201 | 56895.272 | 61262.355 | 65131.681 | 68476.458 | 71265.808 | 73653.708 | 75567 | 77154.11 | 78321.136 | 78527.35 | 78712.667 | 78880.438 | 79032.882
Hydrogen Evolution | Lct_BB001 | Number | NGED East Midlands | Walpole (_B) |  | 4719.031 | 7049.053 | 10229.362 | 14570.214 | 20408.689 | 28266.289 | 35912.106 | 45392.098 | 56253.571 | 68401.936 | 81695.601 | 96613.47 | 111712.022 | 126760.938 | 141016.259 | 154335.434 | 166181.683 | 176677.706 | 185750.827 | 193317.282 | 199794.753 | 204984.795 | 209290.025 | 212455.727 | 213015.108 | 213517.802 | 213972.902 | 214386.427
Hydrogen Evolution | Lct_BB001 | Number | NGED East Midlands | West Burton |  | 1713.617 | 2570.708 | 3776.792 | 5482.295 | 7862.454 | 11179.098 | 14202.96 | 17952.223 | 22247.852 | 27052.436 | 32309.977 | 38209.879 | 44181.24 | 50132.969 | 55770.838 | 61038.469 | 65723.569 | 69874.664 | 73463.013 | 76455.488 | 79017.278 | 81069.899 | 82772.584 | 84024.595 | 84245.825 | 84444.637 | 84624.626 | 84788.171
Hydrogen Evolution | Lct_BB001 | Number | NGED East Midlands | Willington |  | 9320.011 | 13897.253 | 20064.087 | 28349.047 | 39300.045 | 53785.455 | 68334.013 | 86372.663 | 107040.012 | 130156.076 | 155451.431 | 183837.343 | 212567.062 | 241202.33 | 268327.537 | 293671.432 | 316212.626 | 336184.594 | 353449.043 | 367846.59 | 380172.006 | 390047.682 | 398239.729 | 404263.468 | 405327.864 | 406284.399 | 407150.368 | 407937.228
Hydrogen Evolution | Lct_BB001 | Number | NGED South Wales | Aberthaw |  | 2398.816 | 3624.058 | 5430.946 | 8117.446 | 12051.14 | 17766.241 | 22571.874 | 28530.344 | 35357.117 | 42992.742 | 51348.223 | 60724.567 | 70214.477 | 79673.188 | 88633.1 | 97004.615 | 104450.351 | 111047.427 | 116750.165 | 121505.917 | 125577.21 | 128839.312 | 131545.283 | 133535.025 | 133886.613 | 134202.572 | 134488.617 | 134748.53
Hydrogen Evolution | Lct_BB001 | Number | NGED South Wales | Alpha Steel (Uskmouth) |  | 1902.82 | 2874.722 | 4308.006 | 6439.026 | 9559.362 | 14092.768 | 17904.755 | 22631.209 | 28046.431 | 34103.26 | 40731.103 | 48168.729 | 55696.437 | 63199.399 | 70306.697 | 76947.258 | 82853.461 | 88086.48 | 92610.08 | 96382.499 | 99611.982 | 102199.589 | 104346.054 | 105924.384 | 106203.275 | 106453.904 | 106680.804 | 106886.976
Hydrogen Evolution | Lct_BB001 | Number | NGED South Wales | Cardiff East |  | 2414.651 | 3647.981 | 5466.797 | 8171.032 | 12130.693 | 17883.52 | 22720.877 | 28718.68 | 35590.518 | 43276.548 | 51687.186 | 61125.426 | 70677.98 | 80199.13 | 89218.19 | 97644.967 | 105139.854 | 111780.48 | 117520.863 | 122308.009 | 126406.176 | 129689.813 | 132413.646 | 134416.523 | 134770.432 | 135088.478 | 135376.41 | 135638.039
Hydrogen Evolution | Lct_BB001 | Number | NGED South Wales | Grange |  | 980.654 | 1481.968 | 2222.625 | 3325.899 | 4944.111 | 7298.462 | 9272.641 | 11720.411 | 14524.884 | 17661.638 | 21094.112 | 24945.962 | 28844.466 | 32730.152 | 36410.93 | 39849.991 | 42908.737 | 45618.85 | 47961.564 | 49915.251 | 51587.759 | 52927.847 | 54039.474 | 54856.87 | 55001.304 | 55131.102 | 55248.61 | 55355.384
Hydrogen Evolution | Lct_BB001 | Number | NGED South Wales | Imperial Park |  | 62.933 | 96.507 | 150.571 | 237.853 | 374.865 | 585.043 | 743.293 | 939.506 | 1164.312 | 1415.754 | 1690.9 | 1999.664 | 2312.167 | 2623.643 | 2918.693 | 3194.368 | 3439.556 | 3656.798 | 3844.59 | 4001.197 | 4135.265 | 4242.686 | 4331.794 | 4397.316 | 4408.894 | 4419.299 | 4428.718 | 4437.277
Hydrogen Evolution | Lct_BB001 | Number | NGED South Wales | Pembroke |  | 1386.34 | 2125.923 | 3316.884 | 5239.581 | 8257.777 | 12887.743 | 16373.78 | 20696.092 | 25648.276 | 31187.207 | 37248.326 | 44049.985 | 50934.025 | 57795.434 | 64295.011 | 70367.761 | 75768.944 | 80554.506 | 84691.308 | 88141.16 | 91094.501 | 93460.851 | 95423.779 | 96867.151 | 97122.195 | 97351.394 | 97558.892 | 97747.435
Hydrogen Evolution | Lct_BB001 | Number | NGED South Wales | Pyle |  | 1285.697 | 1942.951 | 2913.997 | 4360.457 | 6482.031 | 9568.73 | 12156.999 | 15366.174 | 19043.01 | 23155.485 | 27655.669 | 32705.68 | 37816.855 | 42911.228 | 47736.952 | 52245.771 | 56255.974 | 59809.098 | 62880.539 | 65441.942 | 67634.701 | 69391.639 | 70849.049 | 71920.706 | 72110.068 | 72280.241 | 72434.301 | 72574.288
Hydrogen Evolution | Lct_BB001 | Number | NGED South Wales | Rassau |  | 2704.959 | 4147.998 | 6471.741 | 10223.214 | 16112.171 | 25145.935 | 31947.72 | 40381.202 | 50043.663 | 60850.953 | 72677.112 | 85948.178 | 99379.98 | 112767.626 | 125449.283 | 137298.135 | 147836.661 | 157174.014 | 165245.54 | 171976.724 | 177739.139 | 182356.244 | 186186.214 | 189002.45 | 189500.08 | 189947.282 | 190352.143 | 190720.018
Hydrogen Evolution | Lct_BB001 | Number | NGED South Wales | Swansea North |  | 7297.093 | 11189.939 | 17458.638 | 27578.881 | 43465.359 | 67835.492 | 86184.479 | 108935.252 | 135001.403 | 164155.932 | 196059.034 | 231860.02 | 268094.622 | 304210.102 | 338421.058 | 370385.38 | 398814.868 | 424003.988 | 445778.32 | 463936.848 | 479481.956 | 491937.394 | 502269.397 | 509866.68 | 511209.122 | 512415.525 | 513507.707 | 514500.113
Hydrogen Evolution | Lct_BB001 | Number | NGED South Wales | Upper Boat 132kV |  | 1921.677 | 2903.21 | 4350.698 | 6502.836 | 9654.094 | 14232.426 | 18082.189 | 22855.482 | 28324.368 | 34441.22 | 41134.744 | 48646.076 | 56248.383 | 63825.698 | 71003.429 | 77709.797 | 83674.53 | 88959.408 | 93527.836 | 97337.639 | 100599.126 | 103212.376 | 105380.113 | 106974.083 | 107255.738 | 107508.851 | 107737.999 | 107946.214
Hydrogen Evolution | Lct_BB001 | Number | NGED South Wales | Upper Boat 33kV |  | 1921.677 | 2903.21 | 4350.698 | 6502.836 | 9654.094 | 14232.426 | 18082.189 | 22855.482 | 28324.368 | 34441.22 | 41134.744 | 48646.076 | 56248.383 | 63825.698 | 71003.429 | 77709.797 | 83674.53 | 88959.408 | 93527.836 | 97337.639 | 100599.126 | 103212.376 | 105380.113 | 106974.083 | 107255.738 | 107508.851 | 107737.999 | 107946.214
Hydrogen Evolution | Lct_BB001 | Number | NGED South Wales | Uskmouth |  | 1902.82 | 2874.722 | 4308.006 | 6439.026 | 9559.362 | 14092.768 | 17904.755 | 22631.209 | 28046.431 | 34103.26 | 40731.103 | 48168.729 | 55696.437 | 63199.399 | 70306.697 | 76947.258 | 82853.461 | 88086.48 | 92610.08 | 96382.499 | 99611.982 | 102199.589 | 104346.054 | 105924.384 | 106203.275 | 106453.904 | 106680.804 | 106886.976
Hydrogen Evolution | Lct_BB001 | Number | NGED South West | Abham |  | 5783.099 | 8698.689 | 12876.565 | 18903.694 | 27482.448 | 39648.642 | 50373.299 | 63670.722 | 78905.925 | 95946.23 | 114593.027 | 135518.068 | 156696.55 | 177805.408 | 197801.104 | 216483.683 | 233100.215 | 247822.808 | 260549.52 | 271162.857 | 280248.696 | 287528.679 | 293567.552 | 298008.028 | 298792.662 | 299497.783 | 300136.144 | 300716.188
Hydrogen Evolution | Lct_BB001 | Number | NGED South West | Alverdiscott |  | 7433.316 | 11180.873 | 16550.912 | 24297.893 | 35324.607 | 50962.443 | 64747.398 | 81839.261 | 101421.853 | 123324.636 | 147292.325 | 174188.359 | 201410.154 | 228542.457 | 254243.956 | 278257.638 | 299615.723 | 318539.431 | 334897.729 | 348539.599 | 360218.096 | 369575.434 | 377337.508 | 383045.082 | 384053.612 | 384959.941 | 385780.459 | 386526.019
Hydrogen Evolution | Lct_BB001 | Number | NGED South West | Axminster |  | 1940.312 | 2883.78 | 4123.569 | 5737.223 | 7793.356 | 10410.411 | 13226.348 | 16717.807 | 20718.063 | 25192.279 | 30088.306 | 35582.524 | 41143.286 | 46685.768 | 51935.971 | 56841.393 | 61204.34 | 65070.002 | 68411.611 | 71198.32 | 73583.958 | 75495.439 | 77081.045 | 78246.966 | 78452.985 | 78638.126 | 78805.738 | 78958.039
Hydrogen Evolution | Lct_BB001 | Number | NGED South West | Bridgewater |  | 7275.533 | 10792.877 | 15346.832 | 21158.246 | 28386.562 | 37341.737 | 47442.393 | 59966.123 | 74314.885 | 90363.722 | 107925.579 | 127633.124 | 147579.364 | 167460.029 | 186292.302 | 203887.859 | 219537.579 | 233403.557 | 245389.781 | 255385.596 | 263942.787 | 270799.193 | 276486.702 | 280668.815 | 281407.796 | 282071.891 | 282673.109 | 283219.404
Hydrogen Evolution | Lct_BB001 | Number | NGED South West | Exeter |  | 3877.494 | 5832.36 | 8633.572 | 12674.686 | 18426.631 | 26583.909 | 33774.655 | 42690.407 | 52905.417 | 64330.724 | 76833.163 | 90863.137 | 105063.039 | 119216.259 | 132623.118 | 145149.549 | 156290.722 | 166162.033 | 174695.131 | 181811.238 | 187903.177 | 192784.313 | 196833.3 | 199810.583 | 200336.67 | 200809.445 | 201237.458 | 201626.37
Hydrogen Evolution | Lct_BB001 | Number | NGED South West | Indian Queens |  | 5920.929 | 8906.006 | 13183.453 | 19354.228 | 28137.44 | 40593.592 | 51573.851 | 65188.194 | 80786.499 | 98232.927 | 117324.136 | 138747.886 | 160431.117 | 182043.064 | 202515.32 | 221643.163 | 238655.719 | 253729.197 | 266759.226 | 277625.512 | 286927.895 | 294381.382 | 300564.18 | 305110.487 | 305913.821 | 306635.748 | 307289.323 | 307883.191
Hydrogen Evolution | Lct_BB001 | Number | NGED South West | Landulph |  | 3199.335 | 4812.301 | 7123.592 | 10457.93 | 15203.88 | 21934.48 | 27867.59 | 35224.01 | 43652.452 | 53079.514 | 63395.322 | 74971.504 | 86687.895 | 98365.768 | 109427.817 | 119763.421 | 128956.043 | 137100.897 | 144141.587 | 150013.113 | 155039.595 | 159067.037 | 162407.871 | 164864.438 | 165298.514 | 165688.603 | 166041.758 | 166362.65
Hydrogen Evolution | Lct_BB001 | Number | NGED South West | Sandford |  | 1668.297 | 2464.709 | 3461.767 | 4675.335 | 6093.312 | 7720.042 | 9808.255 | 12397.415 | 15363.882 | 18681.824 | 22312.568 | 26386.912 | 30510.603 | 34620.738 | 38514.128 | 42151.839 | 45387.267 | 48253.924 | 50731.959 | 52798.497 | 54567.614 | 55985.109 | 57160.946 | 58025.558 | 58178.335 | 58315.63 | 58439.926 | 58552.867
Hydrogen Evolution | Lct_BB001 | Number | NGED South West | Seabank |  | 4164.692 | 6152.833 | 8641.862 | 11671.379 | 15211.179 | 19272.104 | 24485.062 | 30948.57 | 38353.979 | 46636.798 | 55700.488 | 65871.569 | 76165.841 | 86426.271 | 96145.623 | 105226.706 | 113303.541 | 120459.784 | 126645.885 | 131804.734 | 136221.108 | 139759.706 | 142695.034 | 144853.426 | 145234.815 | 145577.555 | 145887.844 | 146169.788
Hydrogen Evolution | Lct_BB001 | Number | NGED South West | Taunton |  | 3334.083 | 4988.966 | 7276.36 | 10445.281 | 14775.605 | 20692.993 | 26290.291 | 33230.339 | 41181.732 | 50075.225 | 59807.161 | 70728.134 | 81781.379 | 92798.287 | 103234.226 | 112984.837 | 121657.159 | 129341.016 | 135983.205 | 141522.404 | 146264.388 | 150063.878 | 153215.621 | 155533.147 | 155942.655 | 156310.664 | 156643.831 | 156946.561
Hydrogen Evolution | Lct_BB001 | Number | NGED West Midlands | Bishops Wood |  | 12745.39 | 19139.97 | 28202.697 | 41120.362 | 59291.456 | 84793.836 | 107729.926 | 136168.215 | 168750.7 | 205193.634 | 245072.262 | 289823.216 | 335116.186 | 380260.254 | 423023.681 | 462978.834 | 498515.473 | 530001.675 | 557219.421 | 579917.44 | 599348.702 | 614917.902 | 627832.826 | 637329.37 | 639007.412 | 640515.407 | 641880.626 | 643121.126
Hydrogen Evolution | Lct_BB001 | Number | NGED West Midlands | Bushbury |  | 2430.87 | 3650.479 | 5378.971 | 7842.698 | 11308.387 | 16172.339 | 20546.835 | 25970.739 | 32185.047 | 39135.641 | 46741.509 | 55276.653 | 63915.173 | 72525.294 | 80681.367 | 88301.83 | 95079.57 | 101084.789 | 106275.905 | 110604.994 | 114311.029 | 117280.471 | 119743.675 | 121554.908 | 121874.953 | 122162.566 | 122422.948 | 122659.543
Hydrogen Evolution | Lct_BB001 | Number | NGED West Midlands | Bustleholme |  | 4104.139 | 6119.763 | 8835.376 | 12483.723 | 17306.08 | 23684.843 | 30091.414 | 38034.873 | 47135.901 | 57315.239 | 68454.245 | 80954.202 | 93605.557 | 106215.32 | 118160.116 | 129320.497 | 139246.686 | 148041.497 | 155644.032 | 161984.103 | 167411.696 | 171760.527 | 175367.958 | 178020.559 | 178489.274 | 178910.491 | 179291.828 | 179638.328
Hydrogen Evolution | Lct_BB001 | Number | NGED West Midlands | Cellarhead |  | 9699.9 | 14568.408 | 21474.475 | 31327.848 | 45201.992 | 64690.804 | 82189.177 | 103885.28 | 128743.068 | 156546.064 | 186970.216 | 221111.556 | 255666.41 | 290107.665 | 322732.684 | 353215.218 | 380326.785 | 404348.198 | 425113.126 | 442429.869 | 457254.342 | 469132.377 | 478985.414 | 486230.505 | 487510.715 | 488661.192 | 489702.743 | 490649.144
Hydrogen Evolution | Lct_BB001 | Number | NGED West Midlands | Feckenham |  | 13219.392 | 19711.698 | 28458.66 | 40209.948 | 55742.713 | 76288.645 | 96924.145 | 122509.949 | 151824.27 | 184611.818 | 220490.446 | 260752.684 | 301502.572 | 342118.493 | 380592.562 | 416540.039 | 448512.198 | 476840.197 | 501327.885 | 521749.193 | 539231.415 | 553238.957 | 564858.457 | 573402.457 | 574912.184 | 576268.92 | 577497.201 | 578613.274
Hydrogen Evolution | Lct_BB001 | Number | NGED West Midlands | Hams Hall |  | 5336.03 | 7956.66 | 11487.386 | 16230.813 | 22500.64 | 30794.039 | 39123.594 | 49451.346 | 61284.121 | 74518.87 | 89001.338 | 105253.258 | 121702.019 | 138096.703 | 153626.826 | 168137.085 | 181042.701 | 192477.345 | 202361.841 | 210604.937 | 217661.665 | 223315.832 | 228006.063 | 231454.863 | 232064.267 | 232611.916 | 233107.714 | 233558.218
Hydrogen Evolution | Lct_BB001 | Number | NGED West Midlands | Iron Acton |  | 14669.133 | 21727.232 | 30752.154 | 42073.514 | 55850.958 | 72487.498 | 92094.817 | 116405.787 | 144259.497 | 175413.378 | 209504.323 | 247760.461 | 286479.951 | 325072.149 | 361629.216 | 395785.579 | 426164.698 | 453081.231 | 476348.798 | 495752.598 | 512363.753 | 525673.357 | 536713.906 | 544832.194 | 546266.697 | 547555.833 | 548722.914 | 549783.378
Hydrogen Evolution | Lct_BB001 | Number | NGED West Midlands | Ironbridge |  | 2677.723 | 4021.708 | 5928.175 | 8648.266 | 12478.318 | 17858.338 | 22688.883 | 28678.241 | 35540.403 | 43215.61 | 51614.404 | 61039.354 | 70578.458 | 80086.201 | 89092.56 | 97507.472 | 104991.805 | 111623.08 | 117355.38 | 122135.785 | 126228.182 | 129507.195 | 132227.193 | 134227.25 | 134580.66 | 134898.258 | 135185.785 | 135447.045
Hydrogen Evolution | Lct_BB001 | Number | NGED West Midlands | Kitwell |  | 2960.924 | 4446.471 | 6551.863 | 9552.809 | 13774.197 | 19698.74 | 25027.1 | 31633.694 | 39203.04 | 47669.22 | 56933.558 | 67329.801 | 77851.963 | 88339.533 | 98274.048 | 107556.163 | 115811.798 | 123126.463 | 129449.509 | 134722.562 | 139236.704 | 142853.636 | 145853.946 | 148060.12 | 148449.951 | 148800.278 | 149117.437 | 149405.622
Hydrogen Evolution | Lct_BB001 | Number | NGED West Midlands | Nechells |  | 7054.384 | 10518.932 | 15186.652 | 21457.599 | 29746.489 | 40710.6 | 51722.509 | 65376.094 | 81019.36 | 98516.076 | 117662.313 | 139147.816 | 160893.548 | 182567.79 | 203099.056 | 222282.033 | 239343.626 | 254460.552 | 267528.139 | 278425.746 | 287754.943 | 295229.914 | 301430.534 | 305989.945 | 306795.595 | 307519.602 | 308175.061 | 308770.641
Hydrogen Evolution | Lct_BB001 | Number | NGED West Midlands | Ocker Hill |  | 856.895 | 1286.814 | 1896.117 | 2764.595 | 3986.27 | 5700.84 | 7242.874 | 9154.831 | 11345.41 | 13795.533 | 16476.644 | 19485.33 | 22530.457 | 25565.573 | 28440.634 | 31126.89 | 33516.082 | 35632.955 | 37462.852 | 38988.881 | 40295.279 | 41342.024 | 42210.317 | 42848.787 | 42961.605 | 43062.99 | 43154.776 | 43238.177
Hydrogen Evolution | Lct_BB001 | Number | NGED West Midlands | Oldbury |  | 1326.056 | 1991.361 | 2934.265 | 4278.246 | 6168.803 | 8822.122 | 11208.439 | 14167.216 | 17557.164 | 21348.76 | 25497.813 | 30153.792 | 34866.164 | 39563.044 | 44012.238 | 48169.252 | 51866.556 | 55142.444 | 57974.233 | 60335.781 | 62357.449 | 63977.3 | 65320.995 | 66309.034 | 66483.621 | 66640.516 | 66782.556 | 66911.62
Hydrogen Evolution | Lct_BB001 | Number | NGED West Midlands | Penn |  | 2079.165 | 3149.454 | 4754.319 | 7180.587 | 10786.829 | 16090.889 | 20443.352 | 25839.939 | 32022.949 | 38938.537 | 46506.098 | 54998.256 | 63593.269 | 72160.026 | 80275.021 | 87857.104 | 94600.708 | 100575.682 | 105740.654 | 110047.939 | 113735.31 | 116689.796 | 119140.595 | 120942.705 | 121261.138 | 121547.303 | 121806.373 | 122041.777
Hydrogen Evolution | Lct_BB001 | Number | NGED West Midlands | Rugeley |  | 1626.312 | 2442.58 | 3600.47 | 5252.514 | 7578.692 | 10846.24 | 13780.066 | 17417.695 | 21585.421 | 26246.949 | 31347.947 | 37072.179 | 42865.742 | 48640.259 | 54110.26 | 59221.047 | 63766.647 | 67794.144 | 71275.65 | 74179.023 | 76664.536 | 78656.04 | 80308.028 | 81522.76 | 81737.404 | 81930.296 | 82104.925 | 82263.601
Hydrogen Evolution | Lct_BB001 | Number | NGED West Midlands | Shrewsbury |  | 1989.299 | 2987.754 | 4404.081 | 6424.855 | 9270.226 | 13267.078 | 16855.723 | 21305.256 | 26403.202 | 32105.164 | 38344.685 | 45346.543 | 52433.206 | 59496.572 | 66187.456 | 72438.95 | 77999.111 | 82925.53 | 87184.094 | 90735.488 | 93775.757 | 96211.758 | 98232.462 | 99718.318 | 99980.869 | 100216.814 | 100430.42 | 100624.512
Hydrogen Evolution | Lct_BB001 | Number | NGED West Midlands | Walham |  | 4538.795 | 6715.834 | 9476.48 | 12899.303 | 17000.932 | 21861.129 | 27774.399 | 35106.218 | 43506.474 | 52902.012 | 63183.323 | 74720.793 | 86398.004 | 98036.825 | 109061.881 | 119362.922 | 128524.803 | 136642.42 | 143659.565 | 149511.457 | 154521.129 | 158535.104 | 161864.765 | 164313.118 | 164745.742 | 165134.526 | 165486.5 | 165806.32
Hydrogen Evolution | Lct_BB001 | Number | NGED West Midlands | Willenhall |  | 2353.182 | 3533.814 | 5207.066 | 7592.055 | 10946.986 | 15655.492 | 19890.184 | 25140.747 | 31156.453 | 37884.915 | 45247.709 | 53510.08 | 61872.524 | 70207.477 | 78102.891 | 85479.814 | 92040.946 | 97854.246 | 102879.46 | 107070.197 | 110657.792 | 113532.335 | 115916.818 | 117670.166 | 117979.982 | 118258.404 | 118510.464 | 118739.498
Hydrogen Evolution | Lct_BB001 | Number | NPg Northeast | Blyth 132kV |  | 2018.882 | 3005.23 | 4317.006 | 6050.956 | 8300.94 | 11221.011 | 14256.21 | 18019.53 | 22331.264 | 27153.861 | 32431.114 | 38353.136 | 44346.885 | 50320.929 | 55979.935 | 61267.315 | 65969.98 | 70136.64 | 73738.442 | 76742.136 | 79313.53 | 81373.847 | 83082.916 | 84339.621 | 84561.681 | 84761.238 | 84941.902 | 85106.061
Hydrogen Evolution | Lct_BB001 | Number | NPg Northeast | Blyth 66kV |  | 2136.295 | 3180.006 | 4568.072 | 6402.864 | 8783.7 | 11873.595 | 15085.312 | 19067.497 | 23629.989 | 28733.056 | 34317.22 | 40583.65 | 46925.979 | 53247.456 | 59235.576 | 64830.455 | 69806.614 | 74215.595 | 78026.869 | 81205.249 | 83926.189 | 86106.328 | 87914.792 | 89244.583 | 89479.558 | 89690.721 | 89881.891 | 90055.597
Hydrogen Evolution | Lct_BB001 | Number | NPg Northeast | Fourstones |  | 743.291 | 1123.284 | 1684.763 | 2521.233 | 3748.243 | 5533.589 | 7030.383 | 8886.247 | 11012.558 | 13390.799 | 15993.252 | 18913.669 | 21869.458 | 24815.53 | 27606.243 | 30213.689 | 32532.786 | 34587.555 | 36363.767 | 37845.024 | 39113.096 | 40129.131 | 40971.95 | 41591.689 | 41701.196 | 41799.607 | 41888.7 | 41969.655
Hydrogen Evolution | Lct_BB001 | Number | NPg Northeast | Hart Moor |  | 1074.191 | 1616.885 | 2398.191 | 3531.029 | 5151.306 | 7458.892 | 9476.466 | 11978.04 | 14844.16 | 18049.863 | 21557.788 | 25494.306 | 29478.504 | 33449.603 | 37211.289 | 40725.945 | 43851.926 | 46621.611 | 49015.82 | 51012.452 | 52721.724 | 54091.269 | 55227.33 | 56062.694 | 56210.303 | 56342.954 | 56463.045 | 56572.166
Hydrogen Evolution | Lct_BB001 | Number | NPg Northeast | Hawthorn Pit |  | 1276.608 | 1921.565 | 2850.098 | 4196.404 | 6122.001 | 8864.42 | 11262.179 | 14235.142 | 17641.343 | 21451.118 | 25620.064 | 30298.367 | 35033.333 | 39752.733 | 44223.258 | 48400.204 | 52115.235 | 55406.829 | 58252.196 | 60625.066 | 62656.427 | 64284.045 | 65634.182 | 66626.959 | 66802.383 | 66960.03 | 67102.751 | 67232.434
Hydrogen Evolution | Lct_BB001 | Number | NPg Northeast | Knaresborough |  | 2092.562 | 3107.189 | 4430.871 | 6137.369 | 8286.869 | 10988.168 | 13960.385 | 17645.614 | 21867.876 | 26590.402 | 31758.149 | 37557.286 | 43426.66 | 49276.739 | 54818.318 | 59995.982 | 64601.064 | 68681.263 | 72208.325 | 75149.691 | 77667.727 | 79685.291 | 81358.896 | 82589.524 | 82806.976 | 83002.392 | 83179.307 | 83340.059
Hydrogen Evolution | Lct_BB001 | Number | NPg Northeast | Lackenby |  | 1664.274 | 2564.474 | 4051.724 | 6505 | 10420.325 | 16498.848 | 20961.661 | 26495.071 | 32834.841 | 39925.763 | 47685.188 | 56392.651 | 65205.577 | 73989.531 | 82310.268 | 90084.583 | 96999.162 | 103125.622 | 108421.543 | 112838.033 | 116618.891 | 119648.284 | 122161.219 | 124009.019 | 124335.525 | 124628.945 | 124894.584 | 125135.956
Hydrogen Evolution | Lct_BB001 | Number | NPg Northeast | Norton |  | 6306.854 | 9493.151 | 14080.4 | 20731.582 | 30244.652 | 43793.084 | 55638.782 | 70326.175 | 87153.902 | 105975.417 | 126571.35 | 149683.67 | 173075.923 | 196391.274 | 218477.105 | 239112.56 | 257466.006 | 273727.54 | 287784.565 | 299507.307 | 309542.882 | 317583.836 | 324253.947 | 329158.584 | 330025.234 | 330804.062 | 331509.15 | 332149.826
Hydrogen Evolution | Lct_BB001 | Number | NPg Northeast | Offerton |  | 487.079 | 733.157 | 1087.43 | 1601.102 | 2335.797 | 3382.143 | 4296.988 | 5431.296 | 6730.903 | 8184.49 | 9775.116 | 11560.082 | 13366.667 | 15167.314 | 16873.004 | 18466.682 | 19884.12 | 21140 | 22225.625 | 23130.973 | 23906.022 | 24527.025 | 25042.158 | 25420.944 | 25487.875 | 25548.024 | 25602.478 | 25651.958
Hydrogen Evolution | Lct_BB001 | Number | NPg Northeast | Osbaldwick |  | 6801.733 | 10120.855 | 14521.942 | 20317.394 | 27804.487 | 37476.263 | 47613.308 | 60182.155 | 74582.61 | 90689.263 | 108314.388 | 128092.93 | 148111.028 | 168063.315 | 186963.432 | 204622.378 | 220328.477 | 234244.408 | 246273.814 | 256305.638 | 264893.657 | 271774.764 | 277482.763 | 281679.942 | 282421.585 | 283088.073 | 283691.457 | 284239.72
Hydrogen Evolution | Lct_BB001 | Number | NPg Northeast | Poppleton |  | 441.058 | 654.916 | 933.914 | 1293.6 | 1746.659 | 2316.024 | 2942.491 | 3719.243 | 4609.187 | 5604.574 | 6693.803 | 7916.112 | 9153.226 | 10386.272 | 11554.295 | 12645.613 | 13616.246 | 14476.248 | 15219.662 | 15839.626 | 16370.364 | 16795.615 | 17148.367 | 17407.752 | 17453.586 | 17494.774 | 17532.063 | 17565.946
Hydrogen Evolution | Lct_BB001 | Number | NPg Northeast | Saltholme |  | 299.602 | 461.655 | 729.389 | 1171.026 | 1875.861 | 2970.113 | 3773.506 | 4769.628 | 5910.91 | 7187.413 | 8584.26 | 10151.773 | 11738.271 | 13319.553 | 14817.448 | 16216.976 | 17461.734 | 18564.616 | 19517.985 | 20313.039 | 20993.667 | 21539.016 | 21991.393 | 22324.033 | 22382.811 | 22435.632 | 22483.452 | 22526.904
Hydrogen Evolution | Lct_BB001 | Number | NPg Northeast | South Shields |  | 472.81 | 711.679 | 1055.574 | 1554.197 | 2267.369 | 3283.062 | 4171.105 | 5272.184 | 6533.718 | 7944.721 | 9488.749 | 11221.424 | 12975.085 | 14722.98 | 16378.702 | 17925.692 | 19301.605 | 20520.694 | 21574.515 | 22453.34 | 23205.683 | 23808.494 | 24308.536 | 24676.225 | 24741.196 | 24799.583 | 24852.441 | 24900.471
Hydrogen Evolution | Lct_BB001 | Number | NPg Northeast | Spennymoor |  | 5776.315 | 8701.597 | 12935.677 | 19109.882 | 27988.787 | 40693.43 | 51700.694 | 65348.52 | 80985.188 | 98474.525 | 117612.687 | 139089.128 | 160825.688 | 182490.788 | 203013.395 | 222188.281 | 239242.678 | 254353.229 | 267415.304 | 278308.315 | 287633.577 | 295105.396 | 301303.4 | 305860.888 | 306666.198 | 307389.9 | 308045.083 | 308640.411
Hydrogen Evolution | Lct_BB001 | Number | NPg Northeast | Stella North |  | 2448.549 | 3665.18 | 5351.03 | 7693.393 | 10903.985 | 15303.884 | 19443.469 | 24576.11 | 30456.709 | 37034.056 | 44231.488 | 52308.295 | 60482.927 | 68630.684 | 76348.775 | 83560.019 | 89973.794 | 95656.533 | 100568.886 | 104665.502 | 108172.524 | 110982.507 | 113313.437 | 115027.406 | 115330.265 | 115602.433 | 115848.832 | 116072.722
Hydrogen Evolution | Lct_BB001 | Number | NPg Northeast | Stella South |  | 2937.89 | 4397.663 | 6420.428 | 9230.91 | 13083.135 | 18362.35 | 23329.227 | 29487.621 | 36543.452 | 44435.275 | 53071.107 | 62762.056 | 72570.379 | 82346.458 | 91607.002 | 100259.406 | 107954.968 | 114773.396 | 120667.478 | 125582.799 | 129790.695 | 133162.251 | 135959.015 | 138015.519 | 138378.904 | 138705.464 | 139001.106 | 139269.74
Hydrogen Evolution | Lct_BB001 | Number | NPg Northeast | Tynemouth 1 |  | 1361.316 | 2049.068 | 3039.212 | 4474.85 | 6528.218 | 9452.606 | 12009.465 | 15179.695 | 18811.909 | 22874.477 | 27320.048 | 32308.773 | 37357.921 | 42390.47 | 47157.63 | 51611.732 | 55573.268 | 59083.272 | 62117.438 | 64647.757 | 66813.906 | 68549.522 | 69989.246 | 71047.897 | 71234.961 | 71403.068 | 71555.259 | 71693.547
Hydrogen Evolution | Lct_BB001 | Number | NPg Northeast | West Boldon |  | 2570.478 | 3869.113 | 5738.733 | 8449.548 | 12326.78 | 17848.7 | 22676.638 | 28662.763 | 35521.221 | 43192.286 | 51586.547 | 61006.411 | 70540.366 | 80042.978 | 89044.476 | 97454.846 | 104935.14 | 111562.836 | 117292.042 | 122069.867 | 126160.056 | 129437.298 | 132155.829 | 134154.806 | 134508.026 | 134825.452 | 135112.824 | 135373.943
Hydrogen Evolution | Lct_BB001 | Number | NPg Yorkshire | Bradford West |  | 8278.953 | 12361.063 | 17914.32 | 25463.712 | 35573.582 | 49121.778 | 62408.847 | 78883.386 | 97758.692 | 118870.389 | 141972.412 | 167897.013 | 194135.61 | 220287.946 | 245061.157 | 268207.512 | 288794.184 | 307034.404 | 322801.872 | 335951.024 | 347207.717 | 356227.085 | 363708.808 | 369210.236 | 370182.34 | 371055.934 | 371846.816 | 372565.448
Hydrogen Evolution | Lct_BB001 | Number | NPg Yorkshire | Camblesforth |  | 602.501 | 902.899 | 1322.517 | 1910.974 | 2725.307 | 3851.299 | 4893.046 | 6184.701 | 7664.583 | 9319.805 | 11131.075 | 13163.644 | 15220.831 | 17271.255 | 19213.551 | 21028.297 | 22642.356 | 24072.445 | 25308.663 | 26339.597 | 27222.157 | 27929.303 | 28515.893 | 28947.222 | 29023.438 | 29091.931 | 29153.938 | 29210.281
Hydrogen Evolution | Lct_BB001 | Number | NPg Yorkshire | Creyke Beck |  | 5837.82 | 8830.533 | 13278.775 | 19945.241 | 29777.045 | 44146.335 | 56087.584 | 70893.451 | 87856.916 | 106830.253 | 127592.319 | 150891.072 | 174472.015 | 197975.435 | 220239.419 | 241041.327 | 259542.818 | 275935.524 | 290105.938 | 301923.239 | 312039.765 | 320145.58 | 326869.495 | 331813.694 | 332687.335 | 333472.445 | 334183.22 | 334829.064
Hydrogen Evolution | Lct_BB001 | Number | NPg Yorkshire | Drax |  | 456.047 | 683.425 | 1001.043 | 1446.46 | 2062.847 | 2915.136 | 3703.658 | 4681.34 | 5801.497 | 7054.372 | 8425.363 | 9963.861 | 11520.992 | 13073.005 | 14543.173 | 15916.795 | 17138.513 | 18220.98 | 19156.701 | 19937.039 | 20605.068 | 21140.323 | 21584.327 | 21910.809 | 21968.499 | 22020.342 | 22067.277 | 22109.925
Hydrogen Evolution | Lct_BB001 | Number | NPg Yorkshire | Elland |  | 7242.133 | 10813.018 | 15670.809 | 22274.748 | 31118.502 | 42969.982 | 54593.036 | 69004.376 | 85515.821 | 103983.581 | 124192.408 | 146870.326 | 169822.915 | 192700.047 | 214370.77 | 234618.376 | 252626.863 | 268582.758 | 282375.578 | 293877.987 | 303724.941 | 311614.763 | 318159.508 | 322971.961 | 323822.322 | 324586.511 | 325278.347 | 325906.981
Hydrogen Evolution | Lct_BB001 | Number | NPg Yorkshire | Ferrybridge A |  | 2327.884 | 3472.71 | 5020.269 | 7107.918 | 9879.993 | 13563.645 | 17232.509 | 21781.505 | 26993.409 | 32822.83 | 39201.827 | 46360.202 | 53605.278 | 60826.535 | 67666.985 | 74058.222 | 79742.673 | 84779.214 | 89132.973 | 92763.754 | 95871.984 | 98362.437 | 100428.312 | 101947.382 | 102215.802 | 102457.021 | 102675.402 | 102873.833
Hydrogen Evolution | Lct_BB001 | Number | NPg Yorkshire | Ferrybridge B (_M) |  | 6439.231 | 9605.97 | 13886.718 | 19661.429 | 27329.349 | 37518.813 | 47667.367 | 60250.485 | 74667.29 | 90792.231 | 108437.367 | 128238.366 | 148279.192 | 168254.132 | 187175.709 | 204854.705 | 220578.637 | 234510.368 | 246553.431 | 256596.646 | 265194.416 | 272083.335 | 277797.814 | 281999.76 | 282742.245 | 283409.489 | 284013.558 | 284562.444
Hydrogen Evolution | Lct_BB001 | Number | NPg Yorkshire | Grimsby West |  | 1617.314 | 2479.093 | 3863.7 | 6094.684 | 9591.488 | 14949.639 | 18993.403 | 24007.237 | 29751.716 | 36176.814 | 43207.645 | 51097.494 | 59082.904 | 67042.062 | 74581.5 | 81625.822 | 87891.135 | 93442.333 | 98240.978 | 102242.769 | 105668.612 | 108413.551 | 110690.526 | 112364.821 | 112660.67 | 112926.538 | 113167.234 | 113385.941
Hydrogen Evolution | Lct_BB001 | Number | NPg Yorkshire | Jordanthorpe |  | 892.826 | 1334.886 | 1942.308 | 2778.005 | 3911.651 | 5449.997 | 6924.179 | 8752.008 | 10846.198 | 13188.513 | 15751.652 | 18627.952 | 21539.09 | 24440.658 | 27189.213 | 29757.27 | 32041.334 | 34065.063 | 35814.443 | 37273.324 | 38522.239 | 39522.926 | 40353.013 | 40963.389 | 41071.243 | 41168.167 | 41255.915 | 41335.646
Hydrogen Evolution | Lct_BB001 | Number | NPg Yorkshire | Keadby |  | 4465.176 | 6754.213 | 10156.542 | 15255.524 | 22775.579 | 33766.224 | 42899.732 | 54224.301 | 67199.153 | 81711.296 | 97591.586 | 115412.111 | 133448.476 | 151425.546 | 168454.608 | 184365.371 | 198516.613 | 211054.909 | 221893.438 | 230932.142 | 238669.973 | 244869.871 | 250012.794 | 253794.466 | 254462.688 | 255063.195 | 255606.847 | 256100.833
Hydrogen Evolution | Lct_BB001 | Number | NPg Yorkshire | Kirkstall B |  | 2035.065 | 3038.497 | 4403.553 | 6259.284 | 8744.41 | 12074.718 | 15340.838 | 19390.476 | 24030.251 | 29219.757 | 34898.51 | 41271.086 | 47720.845 | 54149.401 | 60238.951 | 65928.601 | 70989.05 | 75472.713 | 79348.545 | 82580.763 | 85347.792 | 87564.86 | 89403.957 | 90756.273 | 90995.228 | 91209.968 | 91404.376 | 91581.025
Hydrogen Evolution | Lct_BB001 | Number | NPg Yorkshire | Neepsend |  | 2166.208 | 3238.75 | 4712.5 | 6740.1 | 9490.592 | 13222.984 | 16799.702 | 21234.447 | 26315.449 | 31998.461 | 38217.244 | 45195.831 | 52258.942 | 59298.832 | 65967.479 | 72198.195 | 77739.877 | 82649.922 | 86894.332 | 90433.924 | 93464.089 | 95891.993 | 97905.981 | 99386.899 | 99648.577 | 99883.738 | 100096.634 | 100290.081
Hydrogen Evolution | Lct_BB001 | Number | NPg Yorkshire | Norton Lees |  | 874.879 | 1308.053 | 1903.265 | 2722.164 | 3833.022 | 5340.446 | 6784.996 | 8576.083 | 10628.178 | 12923.409 | 15435.027 | 18253.51 | 21106.131 | 23949.373 | 26642.68 | 29159.116 | 31397.268 | 33380.318 | 35094.533 | 36524.089 | 37747.9 | 38728.472 | 39541.873 | 40139.98 | 40245.666 | 40340.642 | 40426.625 | 40504.754
Hydrogen Evolution | Lct_BB001 | Number | NPg Yorkshire | Pitsmoor |  | 297.582 | 444.922 | 647.378 | 925.919 | 1303.767 | 1816.503 | 2307.853 | 2917.074 | 3615.075 | 4395.777 | 5250.08 | 6208.761 | 7179.053 | 8146.155 | 9062.258 | 9918.201 | 10679.487 | 11354.003 | 11937.077 | 12423.327 | 12839.595 | 13173.127 | 13449.798 | 13653.239 | 13689.187 | 13721.492 | 13750.738 | 13777.313
Hydrogen Evolution | Lct_BB001 | Number | NPg Yorkshire | Saltend North |  | 796.68 | 1205.092 | 1812.138 | 2721.902 | 4063.636 | 6024.595 | 7654.203 | 9674.741 | 11989.724 | 14578.992 | 17412.365 | 20591.917 | 23809.979 | 27017.461 | 30055.8 | 32894.61 | 35419.485 | 37656.578 | 39590.396 | 41203.089 | 42583.679 | 43689.869 | 44607.473 | 45282.202 | 45401.427 | 45508.57 | 45605.568 | 45693.706
Hydrogen Evolution | Lct_BB001 | Number | NPg Yorkshire | Sheffield City |  | 197.124 | 294.724 | 428.835 | 613.345 | 863.638 | 1203.284 | 1528.763 | 1932.322 | 2394.69 | 2911.841 | 3477.746 | 4112.793 | 4755.532 | 5396.158 | 6003.001 | 6569.992 | 7074.282 | 7521.093 | 7907.332 | 8229.433 | 8505.176 | 8726.114 | 8909.385 | 9044.148 | 9067.961 | 9089.36 | 9108.733 | 9126.337
Hydrogen Evolution | Lct_BB001 | Number | NPg Yorkshire | Skelton Grange |  | 4540.477 | 6779.254 | 9824.861 | 13965.22 | 19509.838 | 26940.159 | 34227.268 | 43262.5 | 53614.401 | 65192.818 | 77862.802 | 92080.791 | 106470.986 | 120813.872 | 134400.397 | 147094.694 | 158385.17 | 168388.766 | 177036.215 | 184247.685 | 190421.263 | 195367.81 | 199471.058 | 202488.239 | 203021.376 | 203500.487 | 203934.235 | 204328.359
Hydrogen Evolution | Lct_BB001 | Number | NPg Yorkshire | Templeborough |  | 35.833 | 53.575 | 77.953 | 111.493 | 156.991 | 218.731 | 277.896 | 351.255 | 435.303 | 529.31 | 632.18 | 747.618 | 864.454 | 980.906 | 1091.217 | 1194.284 | 1285.953 | 1367.173 | 1437.383 | 1495.934 | 1546.058 | 1586.22 | 1619.535 | 1644.032 | 1648.361 | 1652.251 | 1655.772 | 1658.972
Hydrogen Evolution | Lct_BB001 | Number | NPg Yorkshire | Thorpe Marsh |  | 4285.892 | 6377.33 | 9150.533 | 12802.35 | 17520.1 | 23614.457 | 30001.989 | 37921.842 | 46995.823 | 57144.911 | 68250.814 | 80713.624 | 93327.382 | 105899.671 | 117808.97 | 128936.185 | 138832.876 | 147601.551 | 155181.492 | 161502.722 | 166914.186 | 171250.093 | 174846.804 | 177491.521 | 177958.843 | 178378.809 | 178759.012 | 179104.482
Hydrogen Evolution | Lct_BB001 | Number | NPg Yorkshire | Thurcroft |  | 3208.307 | 4796.817 | 6979.544 | 9982.563 | 14056.236 | 19584.172 | 24881.542 | 31449.712 | 38975.035 | 47391.976 | 56602.432 | 66938.211 | 77399.176 | 87825.75 | 97702.486 | 106930.616 | 115138.237 | 122410.36 | 128696.631 | 133939.016 | 138426.903 | 142022.8 | 145005.659 | 147199.002 | 147586.566 | 147934.856 | 148250.17 | 148536.679
Hydrogen Evolution | Lct_BB001 | Number | NPg Yorkshire | West Melton |  | 6559.551 | 9807.342 | 14270.04 | 20409.869 | 28738.704 | 40040.857 | 50871.605 | 64300.57 | 79686.484 | 96895.356 | 115726.612 | 136858.649 | 158246.635 | 179564.307 | 199757.806 | 218625.198 | 235406.105 | 250274.338 | 263126.945 | 273845.273 | 283020.992 | 290372.99 | 296471.601 | 300956.004 | 301748.399 | 302460.496 | 303105.172 | 303690.954
Hydrogen Evolution | Lct_BB001 | Number | NPg Yorkshire | Wincobank |  | 205.195 | 306.792 | 446.393 | 638.458 | 898.999 | 1252.551 | 1591.357 | 2011.44 | 2492.739 | 3031.064 | 3620.14 | 4281.189 | 4950.245 | 5617.101 | 6248.79 | 6838.997 | 7363.934 | 7829.04 | 8231.093 | 8566.382 | 8853.415 | 9083.399 | 9274.175 | 9414.455 | 9439.243 | 9461.519 | 9481.685 | 9500.009
Hydrogen Evolution | Lct_BB001 | Number | SHETL | Direct(SHETL) |  | 135.352 | 200.179 | 282.061 | 383.015 | 503.08 | 644.006 | 818.204 | 1034.192 | 1281.654 | 1558.437 | 1861.313 | 2201.195 | 2545.193 | 2888.06 | 3212.847 | 3516.305 | 3786.204 | 4025.34 | 4232.058 | 4404.448 | 4552.028 | 4670.275 | 4768.364 | 4840.489 | 4853.234 | 4864.687 | 4875.056 | 4884.478
Hydrogen Evolution | Lct_BB001 | Number | SPEN | Ayr |  | 642.98 | 952.825 | 1350.608 | 1852.401 | 2467.472 | 3216.599 | 4086.664 | 5165.452 | 6401.448 | 7783.887 | 9296.656 | 10994.255 | 12712.414 | 14424.925 | 16047.127 | 17562.8 | 18910.859 | 20105.268 | 21137.755 | 21998.79 | 22735.902 | 23326.509 | 23816.429 | 24176.674 | 24240.329 | 24297.534 | 24349.323 | 24396.38
Hydrogen Evolution | Lct_BB001 | Number | SPEN | Bainsford |  | 352.886 | 525.346 | 754.883 | 1058.591 | 1453.132 | 1965.784 | 2497.514 | 3156.801 | 3912.164 | 4757.024 | 5681.535 | 6719 | 7769.032 | 8815.611 | 9807 | 10733.284 | 11557.134 | 12287.082 | 12918.073 | 13444.284 | 13894.761 | 14255.703 | 14555.111 | 14775.27 | 14814.173 | 14849.133 | 14880.783 | 14909.541
Hydrogen Evolution | Lct_BB001 | Number | SPEN | Bathgate |  | 1539.476 | 2291.836 | 3293.199 | 4618.134 | 6339.328 | 8575.786 | 10895.471 | 13771.631 | 17066.922 | 20752.648 | 24785.849 | 29311.821 | 33892.612 | 38458.343 | 42783.303 | 46824.243 | 50418.309 | 53602.726 | 56355.444 | 58651.051 | 60616.269 | 62190.89 | 63497.065 | 64457.516 | 64627.228 | 64779.742 | 64917.816 | 65043.276
Hydrogen Evolution | Lct_BB001 | Number | SPEN | Berwick |  | 282.305 | 418.344 | 592.993 | 813.308 | 1083.359 | 1412.268 | 1794.276 | 2267.925 | 2810.597 | 3417.565 | 4081.757 | 4827.098 | 5581.467 | 6333.356 | 7045.594 | 7711.06 | 8302.934 | 8827.347 | 9280.667 | 9658.71 | 9982.344 | 10241.654 | 10456.756 | 10614.924 | 10642.872 | 10667.988 | 10690.726 | 10711.387
Hydrogen Evolution | Lct_BB001 | Number | SPEN | Bonnybridge |  | 1399.72 | 2083.78 | 2994.237 | 4198.892 | 5763.833 | 7797.262 | 9906.362 | 12521.419 | 15517.559 | 18868.688 | 22535.748 | 26650.845 | 30815.784 | 34967.03 | 38899.364 | 42573.461 | 45841.251 | 48736.581 | 51239.403 | 53326.611 | 55113.423 | 56545.097 | 57732.696 | 58605.956 | 58760.261 | 58898.929 | 59024.469 | 59138.539
Hydrogen Evolution | Lct_BB001 | Number | SPEN | Braehead Park |  | 477.618 | 707.776 | 1003.256 | 1375.997 | 1832.883 | 2389.349 | 3035.649 | 3836.993 | 4755.113 | 5782.014 | 6905.727 | 8166.734 | 9443.014 | 10715.099 | 11920.101 | 13045.97 | 14047.333 | 14934.562 | 15701.512 | 16341.105 | 16888.645 | 17327.359 | 17691.28 | 17958.877 | 18006.161 | 18048.654 | 18087.124 | 18122.079
Hydrogen Evolution | Lct_BB001 | Number | SPEN | Carntyne |  | 281.597 | 417.296 | 591.508 | 811.271 | 1080.645 | 1408.731 | 1789.781 | 2262.244 | 2803.556 | 3409.004 | 4071.532 | 4815.006 | 5567.485 | 6317.49 | 7027.945 | 7691.743 | 8282.135 | 8805.234 | 9257.418 | 9634.514 | 9957.337 | 10215.998 | 10430.561 | 10588.333 | 10616.211 | 10641.264 | 10663.945 | 10684.555
Hydrogen Evolution | Lct_BB001 | Number | SPEN | Carsfad |  | 0 | 0 | 0 | 0 | 0 | 0 | 0 | 0 | 0 | 0 | 0 | 0 | 0 | 0 | 0 | 0 | 0 | 0 | 0 | 0 | 0 | 0 | 0 | 0 | 0 | 0 | 0 | 0
Hydrogen Evolution | Lct_BB001 | Number | SPEN | Chapelcross |  | 576.94 | 854.961 | 1211.888 | 1662.143 | 2214.04 | 2886.225 | 3666.928 | 4634.914 | 5743.962 | 6984.412 | 8341.807 | 9865.047 | 11406.736 | 12943.356 | 14398.944 | 15758.944 | 16968.545 | 18040.277 | 18966.719 | 19739.318 | 20400.722 | 20930.669 | 21370.269 | 21693.514 | 21750.631 | 21801.961 | 21848.43 | 21890.654
Hydrogen Evolution | Lct_BB001 | Number | SPEN | Charlotte Street |  | 467.611 | 692.947 | 982.237 | 1347.169 | 1794.482 | 2339.289 | 2972.049 | 3756.604 | 4655.488 | 5660.874 | 6761.044 | 7995.632 | 9245.173 | 10490.605 | 11670.361 | 12772.642 | 13753.026 | 14621.666 | 15372.548 | 15998.74 | 16534.809 | 16964.332 | 17320.628 | 17582.618 | 17628.912 | 17670.515 | 17708.178 | 17742.401
Hydrogen Evolution | Lct_BB001 | Number | SPEN | Clyde’s Mill |  | 1398.276 | 2072.087 | 2937.139 | 4028.377 | 5365.958 | 6995.07 | 8887.183 | 11233.2 | 13921.093 | 16927.454 | 20217.243 | 23908.974 | 27645.418 | 31369.579 | 34897.349 | 38193.451 | 41125.047 | 43722.502 | 45967.831 | 47840.304 | 49443.287 | 50727.668 | 51793.085 | 52576.503 | 52714.933 | 52839.335 | 52951.959 | 53054.294 | GSP also referred to as Westburn Road
Hydrogen Evolution | Lct_BB001 | Number | SPEN | Coatbridge |  | 1178.554 | 1746.485 | 2475.604 | 3395.368 | 4522.766 | 5895.883 | 7490.674 | 9468.045 | 11733.569 | 14267.518 | 17040.358 | 20151.98 | 23301.289 | 26440.245 | 29413.671 | 32191.831 | 34662.764 | 36852.062 | 38744.565 | 40322.803 | 41673.897 | 42756.455 | 43654.455 | 44314.768 | 44431.446 | 44536.3 | 44631.226 | 44717.48
Hydrogen Evolution | Lct_BB001 | Number | SPEN | Cockenzie |  | 717.617 | 1063.428 | 1507.386 | 2067.427 | 2753.894 | 3589.98 | 4561.042 | 5765.055 | 7144.524 | 8687.436 | 10375.807 | 12270.461 | 14188.063 | 16099.361 | 17909.868 | 19601.479 | 21106.021 | 22439.075 | 23591.413 | 24552.396 | 25375.072 | 26034.237 | 26581.026 | 26983.088 | 27054.132 | 27117.978 | 27175.778 | 27228.298
Hydrogen Evolution | Lct_BB001 | Number | SPEN | Coylton |  | 694.889 | 1029.747 | 1459.644 | 2001.947 | 2666.674 | 3476.279 | 4416.586 | 5582.466 | 6918.244 | 8412.289 | 10047.187 | 11881.834 | 13738.702 | 15589.466 | 17342.631 | 18980.666 | 20437.556 | 21728.39 | 22844.232 | 23774.778 | 24571.399 | 25209.687 | 25739.158 | 26128.486 | 26197.28 | 26259.103 | 26315.073 | 26365.929
Hydrogen Evolution | Lct_BB001 | Number | SPEN | Crookston A |  | 895.498 | 1320.917 | 1846.445 | 2473.47 | 3185.527 | 3971.271 | 5045.47 | 6377.361 | 7903.344 | 9610.128 | 11477.821 | 13573.706 | 15694.977 | 17809.274 | 19812.075 | 21683.352 | 23347.69 | 24822.329 | 26097.057 | 27160.106 | 28070.158 | 28799.332 | 29404.196 | 29848.961 | 29927.551 | 29998.177 | 30062.116 | 30120.214
Hydrogen Evolution | Lct_BB001 | Number | SPEN | Crookston B |  | 895.498 | 1320.917 | 1846.445 | 2473.47 | 3185.527 | 3971.271 | 5045.47 | 6377.361 | 7903.344 | 9610.128 | 11477.821 | 13573.706 | 15694.977 | 17809.274 | 19812.075 | 21683.352 | 23347.69 | 24822.329 | 26097.057 | 27160.106 | 28070.158 | 28799.332 | 29404.196 | 29848.961 | 29927.551 | 29998.177 | 30062.116 | 30120.214
Hydrogen Evolution | Lct_BB001 | Number | SPEN | Cumbernauld |  | 801.427 | 1193.095 | 1714.388 | 2404.129 | 3300.156 | 4464.421 | 5672.013 | 7169.297 | 8884.775 | 10803.507 | 12903.128 | 15259.279 | 17643.968 | 20020.817 | 22272.324 | 24375.975 | 26246.99 | 27904.748 | 29337.77 | 30532.828 | 31555.889 | 32375.612 | 33055.587 | 33555.583 | 33643.932 | 33723.329 | 33795.208 | 33860.521
Hydrogen Evolution | Lct_BB001 | Number | SPEN | Cupar |  | 2650.648 | 3946.052 | 5670.184 | 7951.437 | 10914.965 | 14765.667 | 18759.668 | 23711.8 | 29385.586 | 35731.616 | 42675.924 | 50468.68 | 58355.821 | 66217.032 | 73663.688 | 80621.322 | 86809.533 | 92292.417 | 97032.009 | 100984.553 | 104368.237 | 107079.396 | 109328.35 | 110982.042 | 111274.249 | 111536.846 | 111774.579 | 111990.595
Hydrogen Evolution | Lct_BB001 | Number | SPEN | Currie |  | 231.844 | 343.567 | 486.999 | 667.935 | 889.716 | 1159.835 | 1473.561 | 1862.548 | 2308.221 | 2806.698 | 3352.169 | 3964.285 | 4583.816 | 5201.309 | 5786.24 | 6332.758 | 6818.838 | 7249.516 | 7621.808 | 7932.278 | 8198.064 | 8411.024 | 8587.678 | 8717.575 | 8740.527 | 8761.154 | 8779.828 | 8796.796
Hydrogen Evolution | Lct_BB001 | Number | SPEN | Dalmarnock |  | 509.155 | 754.511 | 1069.503 | 1466.856 | 1953.911 | 2547.121 | 3236.098 | 4090.355 | 5069.1 | 6163.809 | 7361.722 | 8705.995 | 10066.55 | 11422.632 | 12707.202 | 13907.414 | 14974.899 | 15920.713 | 16738.306 | 17420.132 | 18003.827 | 18471.51 | 18859.461 | 19144.728 | 19195.134 | 19240.433 | 19281.443 | 19318.706
Hydrogen Evolution | Lct_BB001 | Number | SPEN | Devol Moor |  | 340.781 | 504.999 | 715.825 | 981.777 | 1307.765 | 1704.805 | 2165.941 | 2737.701 | 3392.781 | 4125.477 | 4927.248 | 5826.979 | 6737.608 | 7645.242 | 8505.013 | 9308.323 | 10022.797 | 10655.836 | 11203.057 | 11659.407 | 12050.078 | 12363.102 | 12622.76 | 12813.691 | 12847.428 | 12877.747 | 12905.195 | 12930.136
Hydrogen Evolution | Lct_BB001 | Number | SPEN | Devonside |  | 905.847 | 1348.545 | 1937.76 | 2717.368 | 3730.14 | 5046.1 | 6411.032 | 8103.401 | 10042.392 | 12211.119 | 14584.305 | 17247.444 | 19942.838 | 22629.372 | 25174.233 | 27551.973 | 29666.766 | 31540.517 | 33160.251 | 34511.015 | 35667.374 | 36593.901 | 37362.471 | 37927.612 | 38027.473 | 38117.214 | 38198.458 | 38272.281
Hydrogen Evolution | Lct_BB001 | Number | SPEN | Dewar Place |  | 753.382 | 1116.428 | 1582.513 | 2170.465 | 2891.146 | 3768.901 | 4788.361 | 6052.381 | 7500.601 | 9120.41 | 10892.928 | 12882.011 | 14895.184 | 16901.74 | 18802.481 | 20578.401 | 22157.927 | 23557.42 | 24767.19 | 25776.067 | 26639.744 | 27331.761 | 27905.802 | 28327.902 | 28402.488 | 28469.515 | 28530.196 | 28585.333
Hydrogen Evolution | Lct_BB001 | Number | SPEN | Drumchapel |  | 786.396 | 1170.717 | 1682.234 | 2359.037 | 3238.258 | 4380.687 | 5565.629 | 7034.831 | 8718.133 | 10600.877 | 12661.119 | 14973.078 | 17313.04 | 19645.309 | 21854.587 | 23918.782 | 25754.704 | 27381.37 | 28787.514 | 29960.158 | 30964.031 | 31768.379 | 32435.601 | 32926.219 | 33012.911 | 33090.818 | 33161.349 | 33225.437
Hydrogen Evolution | Lct_BB001 | Number | SPEN | Drumcross |  | 112.09 | 166.87 | 239.78 | 336.249 | 461.57 | 624.407 | 793.305 | 1002.72 | 1242.651 | 1511.011 | 1804.67 | 2134.209 | 2467.739 | 2800.172 | 3115.074 | 3409.297 | 3670.983 | 3902.842 | 4103.269 | 4270.413 | 4413.502 | 4528.151 | 4623.254 | 4693.185 | 4705.542 | 4716.646 | 4726.7 | 4735.835
Hydrogen Evolution | Lct_BB001 | Number | SPEN | Dumfries 11 |  | 0 | 0 | 0 | 0 | 0 | 0 | 0 | 0 | 0 | 0 | 0 | 0 | 0 | 0 | 0 | 0 | 0 | 0 | 0 | 0 | 0 | 0 | 0 | 0 | 0 | 0 | 0 | 0
Hydrogen Evolution | Lct_BB001 | Number | SPEN | Dumfries 33 |  | 641.446 | 968.506 | 1449.01 | 2160.674 | 3199.045 | 4703.21 | 5975.392 | 7552.762 | 9359.996 | 11381.355 | 13593.279 | 16075.454 | 18587.692 | 21091.672 | 23463.606 | 25679.774 | 27650.864 | 29397.291 | 30906.962 | 32165.939 | 33243.722 | 34107.289 | 34823.634 | 35350.373 | 35443.448 | 35527.091 | 35602.815 | 35671.621
Hydrogen Evolution | Lct_BB001 | Number | SPEN | Dumfries ICI |  | 24.487 | 36.972 | 55.315 | 82.482 | 122.122 | 179.542 | 228.107 | 288.322 | 357.312 | 434.477 | 518.915 | 613.671 | 709.574 | 805.162 | 895.709 | 980.31 | 1055.556 | 1122.224 | 1179.855 | 1227.916 | 1269.06 | 1302.026 | 1329.372 | 1349.48 | 1353.033 | 1356.226 | 1359.117 | 1361.743
Hydrogen Evolution | Lct_BB001 | Number | SPEN | Dunbar A |  | 280.029 | 414.971 | 588.213 | 806.752 | 1074.626 | 1400.883 | 1779.812 | 2249.642 | 2787.939 | 3390.014 | 4048.851 | 4788.184 | 5536.471 | 6282.299 | 6988.796 | 7648.897 | 8235.999 | 8756.185 | 9205.85 | 9580.845 | 9901.87 | 10159.09 | 10372.458 | 10529.351 | 10557.074 | 10581.987 | 10604.542 | 10625.037
Hydrogen Evolution | Lct_BB001 | Number | SPEN | Dunbar B |  | 209.697 | 310.747 | 440.477 | 604.128 | 804.723 | 1049.038 | 1332.795 | 1684.623 | 2087.721 | 2538.579 | 3031.943 | 3585.585 | 4145.933 | 4704.439 | 5233.492 | 5727.802 | 6167.448 | 6556.984 | 6893.712 | 7174.523 | 7414.92 | 7607.536 | 7767.315 | 7884.802 | 7905.562 | 7924.219 | 7941.109 | 7956.456
Hydrogen Evolution | Lct_BB001 | Number | SPEN | Dunfermline |  | 656.829 | 977.83 | 1405.069 | 1970.362 | 2704.723 | 3658.925 | 4648.637 | 5875.773 | 7281.735 | 8854.278 | 10575.074 | 12506.115 | 14460.545 | 16408.55 | 18253.828 | 19977.926 | 21511.362 | 22870.018 | 24044.487 | 25023.925 | 25862.401 | 26534.225 | 27091.514 | 27501.298 | 27573.707 | 27638.778 | 27697.689 | 27751.217
Hydrogen Evolution | Lct_BB001 | Number | SPEN | Earlstoun |  | 0 | 0 | 0 | 0 | 0 | 0 | 0 | 0 | 0 | 0 | 0 | 0 | 0 | 0 | 0 | 0 | 0 | 0 | 0 | 0 | 0 | 0 | 0 | 0 | 0 | 0 | 0 | 0
Hydrogen Evolution | Lct_BB001 | Number | SPEN | East Kilbride |  | 870.564 | 1290.079 | 1828.659 | 2508.062 | 3340.839 | 4355.121 | 5533.148 | 6993.776 | 8667.254 | 10539.01 | 12587.228 | 14885.695 | 17212 | 19530.658 | 21727.043 | 23779.191 | 25604.399 | 27221.571 | 28619.51 | 29785.309 | 30783.324 | 31582.978 | 32246.306 | 32734.06 | 32820.247 | 32897.699 | 32967.819 | 33031.532
Hydrogen Evolution | Lct_BB001 | Number | SPEN | East Kilbride South |  | 486.563 | 721.032 | 1022.047 | 1401.77 | 1867.213 | 2434.101 | 3092.507 | 3908.859 | 4844.175 | 5890.31 | 7035.07 | 8319.696 | 9619.88 | 10915.791 | 12143.362 | 13290.319 | 14310.437 | 15214.284 | 15995.599 | 16647.171 | 17204.967 | 17651.898 | 18022.635 | 18295.244 | 18343.414 | 18386.702 | 18425.893 | 18461.503
Hydrogen Evolution | Lct_BB001 | Number | SPEN | Easterhouse |  | 1682.082 | 2492.657 | 3533.287 | 4846.013 | 6455.082 | 8414.852 | 10691.005 | 13513.192 | 16746.643 | 20363.202 | 24320.716 | 28761.754 | 33256.581 | 37736.631 | 41980.429 | 45945.536 | 49472.155 | 52596.813 | 55297.874 | 57550.402 | 59478.74 | 61023.811 | 62305.475 | 63247.902 | 63414.429 | 63564.081 | 63699.564 | 63822.67
Hydrogen Evolution | Lct_BB001 | Number | SPEN | Eccles |  | 426.078 | 631.4 | 894.995 | 1227.514 | 1635.098 | 2131.515 | 2708.074 | 3422.945 | 4241.991 | 5158.08 | 6160.534 | 7285.466 | 8424.024 | 9558.838 | 10633.809 | 11638.187 | 12531.493 | 13322.982 | 14007.171 | 14577.745 | 15066.201 | 15457.574 | 15782.224 | 16020.945 | 16063.127 | 16101.034 | 16135.352 | 16166.535
Hydrogen Evolution | Lct_BB001 | Number | SPEN | Elderslie |  | 669.013 | 991.403 | 1405.291 | 1927.401 | 2567.375 | 3346.833 | 4252.126 | 5374.592 | 6660.63 | 8099.041 | 9673.06 | 11439.391 | 13227.115 | 15008.962 | 16696.845 | 18273.884 | 19676.524 | 20919.292 | 21993.583 | 22889.479 | 23656.435 | 24270.955 | 24780.711 | 25155.541 | 25221.774 | 25281.295 | 25335.18 | 25384.143
Hydrogen Evolution | Lct_BB001 | Number | SPEN | Erskine |  | 395.864 | 586.626 | 831.53 | 1140.469 | 1519.15 | 1980.365 | 2516.039 | 3180.217 | 3941.183 | 4792.31 | 5723.678 | 6768.84 | 7826.66 | 8881.002 | 9879.745 | 10812.9 | 11642.86 | 12378.223 | 13013.895 | 13544.009 | 13997.827 | 14361.447 | 14663.075 | 14884.868 | 14924.059 | 14959.278 | 14991.163 | 15020.135
Hydrogen Evolution | Lct_BB001 | Number | SPEN | Finnieston |  | 60.092 | 89.46 | 128.548 | 180.266 | 247.451 | 334.75 | 425.297 | 537.566 | 666.195 | 810.065 | 967.498 | 1144.166 | 1322.974 | 1501.194 | 1670.016 | 1827.751 | 1968.043 | 2092.344 | 2199.795 | 2289.402 | 2366.113 | 2427.577 | 2478.563 | 2516.054 | 2522.678 | 2528.631 | 2534.021 | 2538.918
Hydrogen Evolution | Lct_BB001 | Number | SPEN | Galashiels |  | 495.309 | 733.993 | 1040.419 | 1426.967 | 1900.776 | 2477.854 | 3148.095 | 3979.121 | 4931.25 | 5996.189 | 7161.526 | 8469.243 | 9792.799 | 11112.003 | 12361.64 | 13529.214 | 14567.669 | 15487.762 | 16283.122 | 16946.405 | 17514.228 | 17969.193 | 18346.594 | 18624.103 | 18673.139 | 18717.205 | 18757.1 | 18793.35
Hydrogen Evolution | Lct_BB001 | Number | SPEN | Giffnock |  | 1703.715 | 2524.714 | 3578.727 | 4908.336 | 6538.099 | 8523.073 | 10828.5 | 13686.982 | 16962.019 | 20625.089 | 24633.499 | 29131.652 | 33684.287 | 38221.954 | 42520.33 | 46536.432 | 50108.406 | 53273.25 | 56009.048 | 58290.545 | 60243.684 | 61808.626 | 63106.772 | 64061.32 | 64229.989 | 64381.565 | 64518.79 | 64643.48
Hydrogen Evolution | Lct_BB001 | Number | SPEN | Glenlee |  | 0 | 0 | 0 | 0 | 0 | 0 | 0 | 0 | 0 | 0 | 0 | 0 | 0 | 0 | 0 | 0 | 0 | 0 | 0 | 0 | 0 | 0 | 0 | 0 | 0 | 0 | 0 | 0
Hydrogen Evolution | Lct_BB001 | Number | SPEN | Glenluce |  | 253.216 | 375.237 | 531.891 | 729.505 | 971.729 | 1266.748 | 1609.393 | 2034.237 | 2520.992 | 3065.418 | 3661.171 | 4329.712 | 5006.35 | 5680.764 | 6319.613 | 6916.509 | 7447.396 | 7917.773 | 8324.383 | 8663.472 | 8953.758 | 9186.349 | 9379.287 | 9521.157 | 9546.226 | 9568.754 | 9589.149 | 9607.681
Hydrogen Evolution | Lct_BB001 | Number | SPEN | Glenniston |  | 270.496 | 402.69 | 578.636 | 811.436 | 1113.86 | 1506.82 | 1914.404 | 2419.763 | 2998.767 | 3646.372 | 4355.032 | 5150.274 | 5955.148 | 6757.376 | 7517.299 | 8227.318 | 8858.818 | 9418.341 | 9902.011 | 10305.364 | 10650.665 | 10927.336 | 11156.839 | 11325.596 | 11355.416 | 11382.214 | 11406.474 | 11428.518
Hydrogen Evolution | Lct_BB001 | Number | SPEN | Glenrothes |  | 341.582 | 508.518 | 730.702 | 1024.681 | 1406.584 | 1902.814 | 2417.51 | 3055.679 | 3786.845 | 4604.642 | 5499.537 | 6503.77 | 7520.166 | 8533.22 | 9492.851 | 10389.464 | 11186.923 | 11893.488 | 12504.267 | 13013.621 | 13449.668 | 13799.048 | 14088.865 | 14301.972 | 14339.628 | 14373.468 | 14404.105 | 14431.942
Hydrogen Evolution | Lct_BB001 | Number | SPEN | Gorgie |  | 506.447 | 750.497 | 1063.813 | 1459.053 | 1943.516 | 2533.57 | 3218.882 | 4068.594 | 5042.132 | 6131.017 | 7322.558 | 8659.68 | 10012.996 | 11361.864 | 12639.6 | 13833.427 | 14895.233 | 15836.015 | 16649.258 | 17327.457 | 17908.047 | 18373.242 | 18759.129 | 19042.878 | 19093.016 | 19138.074 | 19178.866 | 19215.931
Hydrogen Evolution | Lct_BB001 | Number | SPEN | Govan |  | 538.28 | 797.67 | 1130.68 | 1550.762 | 2065.677 | 2692.819 | 3421.206 | 4324.328 | 5359.058 | 6516.386 | 7782.821 | 9203.988 | 10642.369 | 12076.02 | 13434.069 | 14702.935 | 15831.481 | 16831.396 | 17695.757 | 18416.583 | 19033.667 | 19528.102 | 19938.244 | 20239.828 | 20293.118 | 20341.008 | 20384.364 | 20423.758
Hydrogen Evolution | Lct_BB001 | Number | SPEN | Grangemouth A |  | 513.105 | 763.235 | 1094.049 | 1528.235 | 2086.989 | 2805.817 | 3564.77 | 4505.789 | 5583.939 | 6789.831 | 8109.41 | 9590.214 | 11088.952 | 12582.764 | 13997.8 | 15319.911 | 16495.814 | 17537.689 | 18438.32 | 19189.395 | 19832.373 | 20347.556 | 20774.909 | 21089.148 | 21144.675 | 21194.574 | 21239.749 | 21280.797
Hydrogen Evolution | Lct_BB001 | Number | SPEN | Grangemouth C |  | 513.105 | 763.235 | 1094.049 | 1528.235 | 2086.989 | 2805.817 | 3564.77 | 4505.789 | 5583.939 | 6789.831 | 8109.41 | 9590.214 | 11088.952 | 12582.764 | 13997.8 | 15319.911 | 16495.814 | 17537.689 | 18438.32 | 19189.395 | 19832.373 | 20347.556 | 20774.909 | 21089.148 | 21144.675 | 21194.574 | 21239.749 | 21280.797
Hydrogen Evolution | Lct_BB001 | Number | SPEN | Haggs Road |  | 708.487 | 1049.899 | 1488.208 | 2041.124 | 2718.858 | 3544.307 | 4503.015 | 5691.71 | 7053.629 | 8576.911 | 10243.802 | 12114.352 | 14007.557 | 15894.539 | 17682.012 | 19352.102 | 20837.501 | 22153.597 | 23291.274 | 24240.031 | 25052.24 | 25703.019 | 26242.851 | 26639.798 | 26709.939 | 26772.972 | 26830.037 | 26881.889
Hydrogen Evolution | Lct_BB001 | Number | SPEN | Hawick |  | 355.588 | 526.942 | 746.929 | 1024.436 | 1364.59 | 1778.881 | 2260.055 | 2856.659 | 3540.204 | 4304.736 | 5141.346 | 6080.171 | 7030.368 | 7977.441 | 8874.57 | 9712.785 | 10458.305 | 11118.851 | 11689.849 | 12166.028 | 12573.675 | 12900.299 | 13171.24 | 13370.467 | 13405.671 | 13437.307 | 13465.948 | 13491.972
Hydrogen Evolution | Lct_BB001 | Number | SPEN | Helensburgh |  | 60.938 | 90.719 | 130.356 | 182.801 | 250.932 | 339.459 | 431.28 | 545.128 | 675.567 | 821.46 | 981.108 | 1160.261 | 1341.585 | 1522.312 | 1693.508 | 1853.463 | 1995.728 | 2121.778 | 2230.74 | 2321.608 | 2399.398 | 2461.727 | 2513.429 | 2551.447 | 2558.165 | 2564.202 | 2569.668 | 2574.634
Hydrogen Evolution | Lct_BB001 | Number | SPEN | Hunterston Farm |  | 80.845 | 119.804 | 169.819 | 232.912 | 310.249 | 404.441 | 513.839 | 649.481 | 804.889 | 978.711 | 1168.919 | 1382.368 | 1598.401 | 1813.725 | 2017.693 | 2208.267 | 2377.766 | 2527.945 | 2657.765 | 2766.028 | 2858.709 | 2932.969 | 2994.57 | 3039.865 | 3047.869 | 3055.062 | 3061.573 | 3067.49
Hydrogen Evolution | Lct_BB001 | Number | SPEN | Inverkeithing |  | 179.33 | 266.971 | 383.618 | 537.957 | 738.456 | 998.976 | 1269.192 | 1604.23 | 1988.092 | 2417.435 | 2887.254 | 3414.476 | 3948.083 | 4479.936 | 4983.742 | 5454.463 | 5873.129 | 6244.075 | 6564.734 | 6832.145 | 7061.069 | 7244.494 | 7396.647 | 7508.528 | 7528.298 | 7546.064 | 7562.148 | 7576.763
Hydrogen Evolution | Lct_BB001 | Number | SPEN | Johnstone |  | 803.799 | 1191.14 | 1688.415 | 2315.713 | 3084.622 | 4021.117 | 5108.799 | 6457.407 | 8002.543 | 9730.75 | 11621.886 | 13744.078 | 15891.974 | 18032.808 | 20060.748 | 21955.512 | 23640.74 | 25133.888 | 26424.616 | 27501.007 | 28422.482 | 29160.809 | 29773.264 | 30223.612 | 30303.189 | 30374.701 | 30439.443 | 30498.27
Hydrogen Evolution | Lct_BB001 | Number | SPEN | Kaimes |  | 1207.267 | 1789.034 | 2535.916 | 3478.088 | 4632.952 | 6039.522 | 7673.166 | 9698.71 | 12019.429 | 14615.112 | 17455.505 | 20642.934 | 23868.969 | 27084.398 | 30130.264 | 32976.107 | 35507.238 | 37749.873 | 39688.483 | 41305.171 | 42689.181 | 43798.112 | 44717.99 | 45394.39 | 45513.91 | 45621.318 | 45718.557 | 45806.913
Hydrogen Evolution | Lct_BB001 | Number | SPEN | Kendoon |  | 0 | 0 | 0 | 0 | 0 | 0 | 0 | 0 | 0 | 0 | 0 | 0 | 0 | 0 | 0 | 0 | 0 | 0 | 0 | 0 | 0 | 0 | 0 | 0 | 0 | 0 | 0 | 0
Hydrogen Evolution | Lct_BB001 | Number | SPEN | Kilbowie 11 |  | 103.565 | 155.019 | 226.3 | 325.313 | 460.988 | 646.87 | 821.844 | 1038.792 | 1287.355 | 1565.369 | 1869.593 | 2210.986 | 2556.514 | 2900.907 | 3227.138 | 3531.945 | 3803.045 | 4043.245 | 4250.882 | 4424.039 | 4572.275 | 4691.049 | 4789.573 | 4862.02 | 4874.821 | 4886.325 | 4896.74 | 4906.204
Hydrogen Evolution | Lct_BB001 | Number | SPEN | Kilbowie 33 |  | 103.565 | 155.019 | 226.3 | 325.313 | 460.988 | 646.87 | 821.844 | 1038.792 | 1287.355 | 1565.369 | 1869.593 | 2210.986 | 2556.514 | 2900.907 | 3227.138 | 3531.945 | 3803.045 | 4043.245 | 4250.882 | 4424.039 | 4572.275 | 4691.049 | 4789.573 | 4862.02 | 4874.821 | 4886.325 | 4896.74 | 4906.204
Hydrogen Evolution | Lct_BB001 | Number | SPEN | Killermont |  | 1738.425 | 2588.014 | 3718.784 | 5214.942 | 7158.569 | 9684.047 | 12303.509 | 15551.36 | 19272.507 | 23434.544 | 27988.962 | 33099.833 | 38272.606 | 43428.373 | 48312.255 | 52875.412 | 56933.944 | 60529.888 | 63638.344 | 66230.616 | 68449.802 | 70227.913 | 71702.887 | 72787.459 | 72979.103 | 73151.327 | 73307.244 | 73448.918
Hydrogen Evolution | Lct_BB001 | Number | SPEN | Kilwinning |  | 626.368 | 928.208 | 1315.714 | 1804.543 | 2403.723 | 3133.496 | 3981.083 | 5032 | 6236.062 | 7582.785 | 9056.472 | 10710.211 | 12383.981 | 14052.248 | 15632.54 | 17109.054 | 18422.286 | 19585.836 | 20591.648 | 21430.438 | 22148.506 | 22723.855 | 23201.117 | 23552.055 | 23614.066 | 23669.793 | 23720.243 | 23766.085
Hydrogen Evolution | Lct_BB001 | Number | SPEN | Lesmahagow |  | 0 | 0 | 0 | 0 | 0 | 0 | 0 | 0 | 0 | 0 | 0 | 0 | 0 | 0 | 0 | 0 | 0 | 0 | 0 | 0 | 0 | 0 | 0 | 0 | 0 | 0 | 0 | 0
Hydrogen Evolution | Lct_BB001 | Number | SPEN | Leven |  | 863.537 | 1285.558 | 1847.252 | 2590.447 | 3555.915 | 4810.41 | 6111.589 | 7724.912 | 9573.338 | 11640.769 | 13903.11 | 16441.861 | 19011.361 | 21572.414 | 23998.411 | 26265.093 | 28281.11 | 30067.343 | 31611.423 | 32899.097 | 34001.445 | 34884.696 | 35617.368 | 36156.113 | 36251.31 | 36336.859 | 36414.309 | 36484.683
Hydrogen Evolution | Lct_BB001 | Number | SPEN | Livingston East |  | 984.759 | 1459.303 | 2068.529 | 2837.053 | 3779.067 | 4926.396 | 6258.949 | 7911.171 | 9804.165 | 11921.446 | 14238.335 | 16838.299 | 19469.753 | 22092.557 | 24577.048 | 26898.383 | 28963.009 | 30792.311 | 32373.622 | 33692.343 | 34821.27 | 35725.818 | 36476.156 | 37027.891 | 37125.383 | 37212.995 | 37292.312 | 37364.383
Hydrogen Evolution | Lct_BB001 | Number | SPEN | Maybole |  | 201.124 | 298.044 | 422.471 | 579.432 | 771.826 | 1006.153 | 1278.31 | 1615.755 | 2002.375 | 2434.803 | 2907.997 | 3439.007 | 3976.448 | 4512.122 | 5019.547 | 5493.65 | 5915.323 | 6288.935 | 6611.897 | 6881.229 | 7111.798 | 7296.54 | 7449.787 | 7562.472 | 7582.384 | 7600.277 | 7616.477 | 7631.196
Hydrogen Evolution | Lct_BB001 | Number | SPEN | Moffat |  | 0 | 0 | 0 | 0 | 0 | 0 | 0 | 0 | 0 | 0 | 0 | 0 | 0 | 0 | 0 | 0 | 0 | 0 | 0 | 0 | 0 | 0 | 0 | 0 | 0 | 0 | 0 | 0
Hydrogen Evolution | Lct_BB001 | Number | SPEN | Newarthill |  | 2074.223 | 3073.766 | 4356.996 | 5975.757 | 7959.945 | 10376.594 | 13183.384 | 16663.502 | 20650.764 | 25110.446 | 29990.569 | 35466.939 | 41009.639 | 46534.117 | 51767.265 | 56656.753 | 61005.527 | 64858.632 | 68189.387 | 70967.043 | 73344.932 | 75250.204 | 76830.659 | 77992.793 | 78198.143 | 78382.683 | 78549.75 | 78701.556
Hydrogen Evolution | Lct_BB001 | Number | SPEN | Newton Stewart |  | 113.504 | 168.2 | 238.42 | 327.001 | 435.578 | 567.82 | 721.411 | 911.848 | 1130.036 | 1374.075 | 1641.122 | 1940.795 | 2244.099 | 2546.405 | 2832.77 | 3100.329 | 3338.299 | 3549.146 | 3731.409 | 3883.406 | 4013.527 | 4117.786 | 4204.27 | 4267.863 | 4279.1 | 4289.199 | 4298.341 | 4306.648
Hydrogen Evolution | Lct_BB001 | Number | SPEN | Paisley |  | 405.672 | 601.16 | 852.131 | 1168.725 | 1556.788 | 2029.43 | 2578.376 | 3259.009 | 4038.828 | 4911.043 | 5865.486 | 6936.541 | 8020.57 | 9101.034 | 10124.521 | 11080.796 | 11931.319 | 12684.9 | 13336.321 | 13879.569 | 14344.631 | 14717.259 | 15026.361 | 15253.649 | 15293.811 | 15329.902 | 15362.577 | 15392.267
Hydrogen Evolution | Lct_BB001 | Number | SPEN | Partick |  | 237.093 | 352.964 | 507.183 | 711.235 | 976.315 | 1320.75 | 1678.003 | 2120.958 | 2628.463 | 3196.099 | 3817.249 | 4514.29 | 5219.774 | 5922.938 | 6589.022 | 7211.364 | 7764.883 | 8255.313 | 8679.257 | 9032.801 | 9335.463 | 9577.969 | 9779.132 | 9927.05 | 9953.187 | 9976.676 | 9997.941 | 10017.263
Hydrogen Evolution | Lct_BB001 | Number | SPEN | Port Dundas |  | 393.004 | 585.07 | 840.703 | 1178.938 | 1618.332 | 2189.265 | 2781.445 | 3515.684 | 4356.921 | 5297.829 | 6327.443 | 7482.853 | 8652.258 | 9817.818 | 10921.914 | 11953.503 | 12871.012 | 13683.945 | 14386.671 | 14972.704 | 15474.393 | 15876.37 | 16209.816 | 16455.004 | 16498.329 | 16537.263 | 16572.512 | 16604.54
Hydrogen Evolution | Lct_BB001 | Number | SPEN | Portobello |  | 1784.544 | 2644.495 | 3748.513 | 5141.203 | 6848.286 | 8927.434 | 11342.237 | 14336.333 | 17766.748 | 21603.605 | 25802.187 | 30513.746 | 35282.37 | 40035.318 | 44537.623 | 48744.261 | 52485.7 | 55800.693 | 58666.286 | 61056.024 | 63101.825 | 64741.013 | 66100.747 | 67100.581 | 67277.252 | 67436.02 | 67579.756 | 67710.361
Hydrogen Evolution | Lct_BB001 | Number | SPEN | Ravenscraig |  | 29.51 | 43.731 | 61.987 | 85.017 | 113.246 | 147.628 | 187.56 | 237.072 | 293.799 | 357.247 | 426.676 | 504.589 | 583.445 | 662.042 | 736.494 | 806.057 | 867.927 | 922.745 | 970.132 | 1009.649 | 1043.48 | 1070.586 | 1093.071 | 1109.605 | 1112.526 | 1115.152 | 1117.529 | 1119.688
Hydrogen Evolution | Lct_BB001 | Number | SPEN | Redhouse |  | 218.302 | 324.989 | 466.984 | 654.864 | 898.934 | 1216.069 | 1545.007 | 1952.854 | 2420.135 | 2942.781 | 3514.699 | 4156.494 | 4806.063 | 5453.496 | 6066.787 | 6639.803 | 7149.451 | 7601.01 | 7991.352 | 8316.876 | 8595.549 | 8818.834 | 9004.053 | 9140.248 | 9164.313 | 9185.94 | 9205.519 | 9223.31
Hydrogen Evolution | Lct_BB001 | Number | SPEN | Saltcoats A |  | 302.917 | 456.92 | 681.748 | 1012.562 | 1492.334 | 2183.794 | 2774.494 | 3506.899 | 4346.033 | 5284.591 | 6311.631 | 7464.155 | 8630.637 | 9793.285 | 10894.622 | 11923.633 | 12838.85 | 13649.75 | 14350.721 | 14935.289 | 15435.725 | 15836.697 | 16169.31 | 16413.886 | 16457.102 | 16495.939 | 16531.099 | 16563.047
Hydrogen Evolution | Lct_BB001 | Number | SPEN | Saltcoats B |  | 302.917 | 456.92 | 681.748 | 1012.562 | 1492.334 | 2183.794 | 2774.494 | 3506.899 | 4346.033 | 5284.591 | 6311.631 | 7464.155 | 8630.637 | 9793.285 | 10894.622 | 11923.633 | 12838.85 | 13649.75 | 14350.721 | 14935.289 | 15435.725 | 15836.697 | 16169.31 | 16413.886 | 16457.102 | 16495.939 | 16531.099 | 16563.047
Hydrogen Evolution | Lct_BB001 | Number | SPEN | Shrubhill |  | 1035.939 | 1535.145 | 2176.035 | 2984.5 | 3975.472 | 5182.43 | 6584.238 | 8322.329 | 10313.706 | 12541.025 | 14978.327 | 17713.416 | 20481.632 | 23240.747 | 25854.362 | 28296.341 | 30468.27 | 32392.644 | 34056.138 | 35443.395 | 36630.995 | 37582.554 | 38371.888 | 38952.298 | 39054.856 | 39147.022 | 39230.462 | 39306.278
Hydrogen Evolution | Lct_BB001 | Number | SPEN | Sighthill |  | 1711.478 | 2536.218 | 3595.033 | 4930.701 | 6567.889 | 8561.908 | 10877.839 | 13749.345 | 17039.304 | 20719.065 | 24745.739 | 29264.387 | 33837.765 | 38396.108 | 42714.069 | 46748.47 | 50336.719 | 53515.983 | 56264.247 | 58556.139 | 60518.177 | 62090.249 | 63394.311 | 64353.207 | 64522.645 | 64674.912 | 64812.762 | 64938.02
Hydrogen Evolution | Lct_BB001 | Number | SPEN | Spango Valley |  | 389.939 | 577.846 | 819.084 | 1123.399 | 1496.412 | 1950.724 | 2478.38 | 3132.617 | 3882.193 | 4720.58 | 5638.008 | 6667.526 | 7709.513 | 8748.074 | 9731.868 | 10651.056 | 11468.593 | 12192.949 | 12819.107 | 13341.286 | 13788.311 | 14146.489 | 14443.603 | 14662.075 | 14700.68 | 14735.372 | 14766.779 | 14795.318
Hydrogen Evolution | Lct_BB001 | Number | SPEN | St Andrews Cross |  | 633.525 | 938.813 | 1330.747 | 1825.161 | 2431.187 | 3169.299 | 4026.57 | 5089.494 | 6307.314 | 7669.424 | 9159.949 | 10832.584 | 12525.478 | 14212.806 | 15811.154 | 17304.539 | 18632.775 | 19809.619 | 20826.924 | 21675.297 | 22401.57 | 22983.493 | 23466.208 | 23821.155 | 23883.875 | 23940.238 | 23991.265 | 24037.631
Hydrogen Evolution | Lct_BB001 | Number | SPEN | Stirling |  | 202.203 | 301.021 | 432.545 | 606.569 | 832.639 | 1126.387 | 1431.066 | 1808.835 | 2241.656 | 2725.757 | 3255.498 | 3849.962 | 4451.627 | 5051.313 | 5619.375 | 6150.132 | 6622.195 | 7040.452 | 7402.008 | 7703.525 | 7961.646 | 8168.465 | 8340.025 | 8466.175 | 8488.466 | 8508.498 | 8526.633 | 8543.112
Hydrogen Evolution | Lct_BB001 | Number | SPEN | Strathaven |  | 1248.982 | 1850.851 | 2623.541 | 3598.268 | 4793.036 | 6248.207 | 7938.299 | 10033.833 | 12434.74 | 15120.112 | 18058.65 | 21356.215 | 24693.72 | 28020.253 | 31171.363 | 34115.54 | 36734.13 | 39054.255 | 41059.85 | 42732.4 | 44164.232 | 45311.481 | 46263.143 | 46962.915 | 47086.565 | 47197.685 | 47298.284 | 47389.693
Hydrogen Evolution | Lct_BB001 | Number | SPEN | Strathleven |  | 1026.454 | 1528.094 | 2195.758 | 3079.164 | 4226.78 | 5717.949 | 7264.611 | 9182.306 | 11379.459 | 13836.935 | 16526.093 | 19543.808 | 22598.074 | 25642.299 | 28525.989 | 31220.307 | 33616.668 | 35739.895 | 37575.284 | 39105.892 | 40416.211 | 41466.097 | 42336.997 | 42977.382 | 43090.539 | 43192.228 | 43284.29 | 43367.941
Hydrogen Evolution | Lct_BB001 | Number | SPEN | Telford Road |  | 551.978 | 817.97 | 1159.454 | 1590.228 | 2118.246 | 2761.349 | 3508.272 | 4434.378 | 5495.441 | 6682.221 | 7980.886 | 9438.22 | 10913.206 | 12383.342 | 13775.952 | 15077.109 | 16234.376 | 17259.738 | 18146.095 | 18885.266 | 19518.054 | 20025.072 | 20445.652 | 20754.911 | 20809.557 | 20858.666 | 20903.125 | 20943.522
Hydrogen Evolution | Lct_BB001 | Number | SPEN | Tongland |  | 89.12 | 132.066 | 187.201 | 256.752 | 342.004 | 445.836 | 566.432 | 715.957 | 887.272 | 1078.885 | 1288.562 | 1523.858 | 1762.003 | 1999.365 | 2224.211 | 2434.29 | 2621.138 | 2786.689 | 2929.797 | 3049.14 | 3151.308 | 3233.169 | 3301.074 | 3351.006 | 3359.829 | 3367.757 | 3374.936 | 3381.458
Hydrogen Evolution | Lct_BB001 | Number | SPEN | West George Street |  | 36.101 | 53.744 | 77.226 | 108.296 | 148.659 | 201.104 | 255.501 | 322.948 | 400.224 | 486.655 | 581.234 | 687.369 | 794.79 | 901.858 | 1003.279 | 1098.04 | 1182.322 | 1256.997 | 1321.549 | 1375.382 | 1421.466 | 1458.392 | 1489.022 | 1511.545 | 1515.524 | 1519.101 | 1522.339 | 1525.281
Hydrogen Evolution | Lct_BB001 | Number | SPEN | Westfield |  | 527.62 | 785.474 | 1128.668 | 1582.758 | 2172.658 | 2939.152 | 3734.17 | 4719.907 | 5849.292 | 7112.489 | 8494.775 | 10045.948 | 11615.907 | 13180.706 | 14662.986 | 16047.925 | 17279.707 | 18371.092 | 19314.523 | 20101.289 | 20774.822 | 21314.487 | 21762.148 | 22091.32 | 22149.485 | 22201.756 | 22249.077 | 22292.076
Hydrogen Evolution | Lct_BB001 | Number | SPEN | Whitehouse |  | 1389.607 | 2059.242 | 2918.93 | 4003.404 | 5332.693 | 6951.705 | 8832.088 | 11163.562 | 13834.791 | 16822.515 | 20091.909 | 23760.753 | 27474.034 | 31175.108 | 34681.008 | 37956.676 | 40870.098 | 43451.45 | 45682.859 | 47543.725 | 49136.77 | 50413.189 | 51472.001 | 52250.562 | 52388.134 | 52511.765 | 52623.69 | 52725.391
Hydrogen Evolution | Lct_BB001 | Number | SPEN | Wishaw |  | 1459.643 | 2163.027 | 3066.043 | 4205.173 | 5601.458 | 7302.067 | 9277.221 | 11726.2 | 14532.058 | 17670.361 | 21104.531 | 24958.284 | 28858.712 | 32746.318 | 36428.914 | 39869.674 | 42929.931 | 45641.382 | 47985.253 | 49939.905 | 51613.239 | 52953.989 | 54066.165 | 54883.965 | 55028.471 | 55158.332 | 55275.899 | 55382.725
Hydrogen Evolution | Lct_BB001 | Number | SPEN Manweb | Birkenhead |  | 4338.968 | 6448.078 | 9217.28 | 12817.594 | 17399.108 | 23222.106 | 29503.509 | 37291.775 | 46214.994 | 56195.456 | 67116.836 | 79372.578 | 91776.76 | 104140.162 | 115851.589 | 126793.927 | 136526.186 | 145149.171 | 152603.172 | 158819.376 | 164140.928 | 168404.795 | 171941.747 | 174542.523 | 175002.081 | 175415.068 | 175788.955 | 176128.685
Hydrogen Evolution | Lct_BB001 | Number | SPEN Manweb | Capenhurst |  | 2323.494 | 3452.91 | 4935.803 | 6863.751 | 9317.127 | 12435.31 | 15798.967 | 19969.541 | 24747.875 | 30092.358 | 35940.697 | 42503.579 | 49145.95 | 55766.484 | 62037.889 | 67897.451 | 73109.022 | 77726.583 | 81718.16 | 85046.903 | 87896.565 | 90179.842 | 92073.86 | 93466.561 | 93712.652 | 93933.805 | 94134.019 | 94315.942
Hydrogen Evolution | Lct_BB001 | Number | SPEN Manweb | Carrington |  | 4720.148 | 7006.676 | 9982.493 | 13806.614 | 18604.499 | 24607.436 | 31263.561 | 39516.441 | 48971.98 | 59547.833 | 71120.735 | 84107.602 | 97251.763 | 110352.712 | 122762.793 | 134357.902 | 144670.746 | 153808.14 | 161706.815 | 168293.851 | 173932.864 | 178451.094 | 182199.046 | 184954.972 | 185441.945 | 185879.57 | 186275.761 | 186635.758
Hydrogen Evolution | Lct_BB001 | Number | SPEN Manweb | Connah's Quay |  | 1136.017 | 1726.735 | 2631.241 | 4026.629 | 6137.321 | 9285.354 | 11796.972 | 14911.108 | 18479.055 | 22469.74 | 26836.652 | 31737.108 | 36696.917 | 41640.421 | 46323.232 | 50698.523 | 54589.965 | 58037.863 | 61018.344 | 63503.892 | 65631.714 | 67336.62 | 68750.869 | 69790.789 | 69974.543 | 70139.676 | 70289.174 | 70425.015
Hydrogen Evolution | Lct_BB001 | Number | SPEN Manweb | Fiddlers Ferry |  | 7345.135 | 11011.577 | 16147.084 | 23371.229 | 33399.892 | 47307.019 | 60103.209 | 75969.111 | 94147.087 | 114478.831 | 136727.37 | 161694.211 | 186963.447 | 212149.609 | 236007.596 | 258298.83 | 278124.946 | 295691.298 | 310876.252 | 323539.62 | 334380.445 | 343066.6 | 350271.918 | 355570.1 | 356506.291 | 357347.611 | 358109.275 | 358801.358
Hydrogen Evolution | Lct_BB001 | Number | SPEN Manweb | Frodsham |  | 9175.097 | 13634.979 | 19490.68 | 27103.835 | 36791.816 | 49105.013 | 62387.547 | 78856.462 | 97725.326 | 118829.817 | 141923.955 | 167839.708 | 194069.35 | 220212.76 | 244977.516 | 268115.97 | 288695.616 | 306929.61 | 322691.697 | 335836.361 | 347089.212 | 356105.501 | 363584.671 | 369084.221 | 370055.993 | 370929.289 | 371719.901 | 372438.288
Hydrogen Evolution | Lct_BB001 | Number | SPEN Manweb | Kirkby (_D) |  | 2273.273 | 3408.013 | 4997.42 | 7233.247 | 10337.055 | 14641.223 | 18601.562 | 23511.958 | 29137.926 | 35430.472 | 42316.254 | 50043.333 | 57864.002 | 65658.959 | 73042.855 | 79941.85 | 86077.908 | 91514.582 | 96214.229 | 100133.461 | 103488.628 | 106176.938 | 108406.938 | 110046.692 | 110336.437 | 110596.82 | 110832.55 | 111046.746
Hydrogen Evolution | Lct_BB001 | Number | SPEN Manweb | Legacy |  | 4147.144 | 6291.807 | 9538.77 | 14493.958 | 21919.894 | 32914.362 | 41817.447 | 52856.317 | 65503.837 | 79649.864 | 95129.522 | 112500.468 | 130081.807 | 147605.347 | 164204.796 | 179714.158 | 193508.39 | 205730.366 | 216295.459 | 225106.132 | 232648.751 | 238692.236 | 243705.413 | 247391.679 | 248043.044 | 248628.401 | 249158.337 | 249639.861
Hydrogen Evolution | Lct_BB001 | Number | SPEN Manweb | Lister Drive |  | 5096.487 | 7640.48 | 11203.797 | 16216.335 | 23174.812 | 32824.395 | 41703.146 | 52711.842 | 65324.792 | 79432.153 | 94869.5 | 112192.965 | 129726.248 | 147201.89 | 163755.967 | 179222.937 | 192979.464 | 205168.034 | 215704.248 | 224490.839 | 232012.841 | 238039.808 | 243039.282 | 246715.472 | 247365.056 | 247948.814 | 248477.301 | 248957.509
Hydrogen Evolution | Lct_BB001 | Number | SPEN Manweb | Pentir |  | 903.648 | 1381.143 | 2136.085 | 3335.476 | 5194.402 | 8019.171 | 10188.296 | 12877.779 | 15959.188 | 19405.69 | 23177.115 | 27409.328 | 31692.8 | 35962.191 | 40006.438 | 43785.1 | 47145.891 | 50123.623 | 52697.675 | 54844.285 | 56681.95 | 58154.369 | 59375.766 | 60273.879 | 60432.576 | 60575.191 | 60704.303 | 60821.62
Hydrogen Evolution | Lct_BB001 | Number | SPEN Manweb | Rainhill |  | 3486.674 | 5227.103 | 7664.886 | 11094.127 | 15854.65 | 22456.247 | 28530.492 | 36061.903 | 44690.836 | 54342.145 | 64903.341 | 76754.892 | 88749.987 | 100705.648 | 112030.836 | 122612.298 | 132023.59 | 140362.19 | 147570.361 | 153581.556 | 158727.605 | 162850.851 | 166271.155 | 168786.158 | 169230.56 | 169629.927 | 169991.483 | 170320.009
Hydrogen Evolution | Lct_BB001 | Number | SPEN Manweb | St. Asaph |  | 1107.649 | 1692.939 | 2618.311 | 4088.468 | 6367.051 | 9829.519 | 12488.33 | 15784.969 | 19562.015 | 23786.573 | 28409.406 | 33597.052 | 38847.529 | 44080.746 | 49037.992 | 53669.696 | 57789.194 | 61439.156 | 64594.307 | 67225.519 | 69478.041 | 71282.863 | 72779.994 | 73880.858 | 74075.381 | 74250.191 | 74408.451 | 74552.253
Hydrogen Evolution | Lct_BB001 | Number | SPEN Manweb | Trawsfynydd |  | 2458.232 | 3760.547 | 5829.929 | 9132.243 | 14268.768 | 22094.955 | 28071.473 | 35481.714 | 43971.819 | 53467.851 | 63859.131 | 75520.006 | 87322.115 | 99085.425 | 110228.405 | 120639.625 | 129899.502 | 138103.945 | 145196.146 | 151110.629 | 156173.884 | 160230.792 | 163596.068 | 166070.608 | 166507.86 | 166900.802 | 167256.541 | 167579.781
Hydrogen Evolution | Lct_BB001 | Number | SPEN Manweb | Wylfa |  | 509.112 | 783.717 | 1235.079 | 1976.478 | 3155.942 | 4982.867 | 6330.695 | 8001.857 | 9916.551 | 12058.101 | 14401.549 | 17031.316 | 19692.935 | 22345.804 | 24858.775 | 27206.72 | 29295.013 | 31145.284 | 32744.721 | 34078.558 | 35220.427 | 36135.343 | 36894.282 | 37452.342 | 37550.951 | 37639.568 | 37719.794 | 37792.691
Hydrogen Evolution | Lct_BB001 | Number | SPTL | Direct(SPTL) |  | 3491.024 | 5173.306 | 7333.047 | 10057.503 | 13396.994 | 17464.336 | 22188.307 | 28045.523 | 34756.288 | 42262.16 | 50475.655 | 59692.666 | 69021.312 | 78319.29 | 87126.945 | 95356.202 | 102675.411 | 109160.383 | 114766.213 | 119441.15 | 123443.258 | 126649.927 | 129309.915 | 131265.845 | 131611.459 | 131922.049 | 132203.233 | 132458.729
Hydrogen Evolution | Lct_BB001 | Number | SSEN (SHEPD) | Abernethy |  | 421.682 | 623.646 | 878.746 | 1193.263 | 1567.317 | 2006.364 | 2549.07 | 3221.968 | 3992.924 | 4855.225 | 5798.82 | 6857.703 | 7929.41 | 8997.594 | 10009.449 | 10954.854 | 11795.711 | 12540.727 | 13184.745 | 13721.818 | 14181.594 | 14549.987 | 14855.576 | 15080.28 | 15119.985 | 15155.667 | 15187.97 | 15217.323
Hydrogen Evolution | Lct_BB001 | Number | SSEN (SHEPD) | Alness |  | 693.259 | 1035.11 | 1500.245 | 2132.713 | 2979.894 | 4115.465 | 5228.667 | 6608.918 | 8190.307 | 9959.063 | 11894.57 | 14066.555 | 16264.848 | 18455.913 | 20531.434 | 22470.655 | 24195.424 | 25723.605 | 27044.617 | 28146.264 | 29089.36 | 29845.01 | 30471.835 | 30932.75 | 31014.193 | 31087.384 | 31153.645 | 31213.852
Hydrogen Evolution | Lct_BB001 | Number | SSEN (SHEPD) | Arbroath |  | 154.935 | 229.14 | 322.869 | 438.429 | 575.864 | 737.179 | 936.58 | 1183.817 | 1467.081 | 1783.908 | 2130.604 | 2519.659 | 2913.426 | 3305.899 | 3677.675 | 4025.036 | 4333.984 | 4607.718 | 4844.343 | 5041.675 | 5210.606 | 5345.961 | 5458.241 | 5540.801 | 5555.39 | 5568.5 | 5580.369 | 5591.154
Hydrogen Evolution | Lct_BB001 | Number | SSEN (SHEPD) | Ardkinglas |  | 0 | 0 | 0 | 0 | 0 | 0 | 0 | 0 | 0 | 0 | 0 | 0 | 0 | 0 | 0 | 0 | 0 | 0 | 0 | 0 | 0 | 0 | 0 | 0 | 0 | 0 | 0 | 0
Hydrogen Evolution | Lct_BB001 | Number | SSEN (SHEPD) | Ardmore |  | 520.387 | 782.567 | 1157.684 | 1697.95 | 2465.715 | 3553.021 | 4514.086 | 5705.703 | 7070.97 | 8597.998 | 10268.987 | 12144.136 | 14041.996 | 15933.617 | 17725.485 | 19399.681 | 20888.732 | 22208.063 | 23348.538 | 24299.627 | 25113.834 | 25766.212 | 26307.372 | 26705.295 | 26775.608 | 26838.796 | 26896.001 | 26947.98
Hydrogen Evolution | Lct_BB001 | Number | SSEN (SHEPD) | Beauly |  | 243.304 | 365.884 | 541.268 | 793.866 | 1152.83 | 1661.193 | 2110.533 | 2667.666 | 3305.988 | 4019.94 | 4801.201 | 5677.915 | 6565.247 | 7449.663 | 8287.44 | 9070.199 | 9766.396 | 10383.241 | 10916.463 | 11361.139 | 11741.816 | 12046.831 | 12299.847 | 12485.894 | 12518.768 | 12548.311 | 12575.057 | 12599.36
Hydrogen Evolution | Lct_BB001 | Number | SSEN (SHEPD) | Berryburn |  | 0 | 0 | 0 | 0 | 0 | 0 | 0 | 0 | 0 | 0 | 0 | 0 | 0 | 0 | 0 | 0 | 0 | 0 | 0 | 0 | 0 | 0 | 0 | 0 | 0 | 0 | 0 | 0
Hydrogen Evolution | Lct_BB001 | Number | SSEN (SHEPD) | Boat of Garten |  | 248.684 | 373.975 | 553.238 | 811.422 | 1178.324 | 1697.928 | 2157.205 | 2726.659 | 3379.097 | 4108.837 | 4907.375 | 5803.477 | 6710.432 | 7614.405 | 8470.709 | 9270.778 | 9982.371 | 10612.857 | 11157.87 | 11612.38 | 12001.475 | 12313.236 | 12571.847 | 12762.007 | 12795.609 | 12825.805 | 12853.143 | 12877.983
Hydrogen Evolution | Lct_BB001 | Number | SSEN (SHEPD) | Braco West |  | 923.002 | 1365.072 | 1923.449 | 2611.881 | 3430.631 | 4391.642 | 5579.547 | 7052.423 | 8739.935 | 10627.387 | 12692.781 | 15010.522 | 17356.335 | 19694.436 | 21909.239 | 23978.596 | 25819.109 | 27449.842 | 28859.504 | 30035.079 | 31041.463 | 31847.823 | 32516.712 | 33008.557 | 33095.467 | 33173.569 | 33244.276 | 33308.524
Hydrogen Evolution | Lct_BB001 | Number | SSEN (SHEPD) | Bridge of Dun |  | 640.02 | 946.556 | 1333.741 | 1811.107 | 2378.838 | 3045.213 | 3868.921 | 4890.229 | 6060.368 | 7369.149 | 8801.316 | 10408.463 | 12035.076 | 13656.342 | 15192.111 | 16627.026 | 17903.259 | 19034.027 | 20011.502 | 20826.66 | 21524.497 | 22083.636 | 22547.452 | 22888.503 | 22948.766 | 23002.923 | 23051.952 | 23096.503
Hydrogen Evolution | Lct_BB001 | Number | SSEN (SHEPD) | Broadford-Skye |  | 128.439 | 193.148 | 285.733 | 419.078 | 608.573 | 876.935 | 1114.139 | 1408.247 | 1745.213 | 2122.105 | 2534.528 | 2997.341 | 3465.759 | 3932.637 | 4374.895 | 4788.11 | 5155.628 | 5481.257 | 5762.742 | 5997.484 | 6198.442 | 6359.458 | 6493.024 | 6591.236 | 6608.591 | 6624.186 | 6638.305 | 6651.135
Hydrogen Evolution | Lct_BB001 | Number | SSEN (SHEPD) | Brora |  | 166.58 | 248.721 | 360.486 | 512.458 | 716.023 | 988.883 | 1256.369 | 1588.022 | 1968.006 | 2393.011 | 2858.084 | 3379.979 | 3908.195 | 4434.674 | 4933.39 | 5399.355 | 5813.791 | 6180.99 | 6498.409 | 6763.118 | 6989.729 | 7171.301 | 7321.917 | 7432.668 | 7452.237 | 7469.824 | 7485.745 | 7500.212
Hydrogen Evolution | Lct_BB001 | Number | SSEN (SHEPD) | Burghmuir |  | 231.48 | 342.347 | 482.383 | 655.035 | 860.37 | 1101.383 | 1399.298 | 1768.682 | 2191.894 | 2665.249 | 3183.231 | 3764.499 | 4352.807 | 4939.181 | 5494.633 | 6013.608 | 6475.192 | 6884.164 | 7237.694 | 7532.517 | 7784.909 | 7987.137 | 8154.888 | 8278.238 | 8300.034 | 8319.621 | 8337.354 | 8353.467
Hydrogen Evolution | Lct_BB001 | Number | SSEN (SHEPD) | Carradale |  | 388.921 | 581.786 | 847.785 | 1215.357 | 1716.298 | 2399.094 | 3048.031 | 3852.643 | 4774.508 | 5805.597 | 6933.894 | 8200.044 | 9481.53 | 10758.803 | 11968.72 | 13099.182 | 14104.629 | 14995.476 | 15765.555 | 16407.756 | 16957.53 | 17398.034 | 17763.439 | 18032.127 | 18079.604 | 18122.27 | 18160.897 | 18195.995
Hydrogen Evolution | Lct_BB001 | Number | SSEN (SHEPD) | Cassley |  | 19.728 | 29.456 | 42.693 | 60.691 | 84.799 | 117.115 | 148.793 | 188.071 | 233.073 | 283.407 | 338.486 | 400.294 | 462.852 | 525.203 | 584.267 | 639.451 | 688.533 | 732.021 | 769.613 | 800.963 | 827.801 | 849.305 | 867.142 | 880.259 | 882.576 | 884.659 | 886.545 | 888.258
Hydrogen Evolution | Lct_BB001 | Number | SSEN (SHEPD) | Ceannacroc |  | 39.159 | 58.888 | 87.116 | 127.771 | 185.545 | 267.365 | 339.685 | 429.355 | 532.091 | 647 | 772.742 | 913.847 | 1056.661 | 1199.006 | 1333.844 | 1459.828 | 1571.879 | 1671.159 | 1756.979 | 1828.549 | 1889.818 | 1938.91 | 1979.632 | 2009.576 | 2014.867 | 2019.622 | 2023.926 | 2027.838
Hydrogen Evolution | Lct_BB001 | Number | SSEN (SHEPD) | Charleston |  | 279.581 | 413.486 | 582.621 | 791.15 | 1039.153 | 1330.248 | 1690.07 | 2136.21 | 2647.365 | 3219.083 | 3844.7 | 4546.754 | 5257.311 | 5965.532 | 6636.406 | 7263.224 | 7820.723 | 8314.68 | 8741.672 | 9097.759 | 9402.598 | 9646.848 | 9849.457 | 9998.439 | 10024.764 | 10048.422 | 10069.839 | 10089.3
Hydrogen Evolution | Lct_BB001 | Number | SSEN (SHEPD) | Clachan |  | 115.4 | 172.626 | 251.553 | 360.618 | 509.257 | 711.855 | 904.406 | 1143.149 | 1416.683 | 1722.626 | 2057.412 | 2433.102 | 2813.342 | 3192.332 | 3551.337 | 3886.765 | 4185.1 | 4449.43 | 4677.927 | 4868.479 | 5031.607 | 5162.313 | 5270.735 | 5350.46 | 5364.547 | 5377.207 | 5388.668 | 5399.082
Hydrogen Evolution | Lct_BB001 | Number | SSEN (SHEPD) | Clayhills |  | 255.999 | 379.157 | 536.58 | 733.963 | 974.014 | 1263.657 | 1605.467 | 2029.275 | 2514.842 | 3057.94 | 3652.239 | 4319.15 | 4994.137 | 5666.906 | 6304.197 | 6899.637 | 7429.229 | 7898.458 | 8304.076 | 8642.338 | 8931.916 | 9163.939 | 9356.407 | 9497.931 | 9522.938 | 9545.412 | 9565.757 | 9584.244
Hydrogen Evolution | Lct_BB001 | Number | SSEN (SHEPD) | Coupar Angus |  | 1039.076 | 1536.74 | 2165.337 | 2940.344 | 3862.058 | 4943.924 | 6281.217 | 7939.318 | 9839.047 | 11963.861 | 14288.993 | 16898.207 | 19539.024 | 22171.159 | 24664.49 | 26994.084 | 29066.056 | 30901.866 | 32488.803 | 33812.216 | 34945.16 | 35852.926 | 36605.933 | 37159.631 | 37257.47 | 37345.394 | 37424.993 | 37497.321
Hydrogen Evolution | Lct_BB001 | Number | SSEN (SHEPD) | Craigiebuckler |  | 678.712 | 1005.233 | 1422.596 | 1945.904 | 2582.333 | 3350.245 | 4256.461 | 5380.072 | 6667.421 | 8107.299 | 9682.923 | 11451.055 | 13240.602 | 15024.266 | 16713.87 | 18292.517 | 19696.587 | 20940.622 | 22016.008 | 22912.818 | 23680.556 | 24295.703 | 24805.978 | 25181.191 | 25247.491 | 25307.072 | 25361.013 | 25410.026
Hydrogen Evolution | Lct_BB001 | Number | SSEN (SHEPD) | Dallas |  | 0 | 0 | 0 | 0 | 0 | 0 | 0 | 0 | 0 | 0 | 0 | 0 | 0 | 0 | 0 | 0 | 0 | 0 | 0 | 0 | 0 | 0 | 0 | 0 | 0 | 0 | 0 | 0
Hydrogen Evolution | Lct_BB001 | Number | SSEN (SHEPD) | Dounreay |  | 217.582 | 324.874 | 470.858 | 669.361 | 935.252 | 1291.656 | 1641.039 | 2074.237 | 2570.563 | 3125.694 | 3733.162 | 4414.849 | 5104.792 | 5792.467 | 6443.878 | 7052.511 | 7593.837 | 8073.463 | 8488.069 | 8833.825 | 9129.82 | 9366.984 | 9563.716 | 9708.376 | 9733.937 | 9756.908 | 9777.704 | 9796.601
Hydrogen Evolution | Lct_BB001 | Number | SSEN (SHEPD) | Dudhope |  | 160.075 | 236.743 | 333.581 | 452.975 | 594.97 | 761.636 | 967.653 | 1223.092 | 1515.755 | 1843.093 | 2201.291 | 2603.254 | 3010.085 | 3415.579 | 3799.689 | 4158.575 | 4477.772 | 4760.588 | 5005.064 | 5208.942 | 5383.478 | 5523.324 | 5639.329 | 5724.629 | 5739.701 | 5753.246 | 5765.509 | 5776.651
Hydrogen Evolution | Lct_BB001 | Number | SSEN (SHEPD) | Dunbeath |  | 0 | 0 | 0 | 0 | 0 | 0 | 0 | 0 | 0 | 0 | 0 | 0 | 0 | 0 | 0 | 0 | 0 | 0 | 0 | 0 | 0 | 0 | 0 | 0 | 0 | 0 | 0 | 0
Hydrogen Evolution | Lct_BB001 | Number | SSEN (SHEPD) | Dunoon |  | 170.586 | 253.954 | 364.913 | 511.727 | 702.449 | 950.267 | 1207.306 | 1526.008 | 1891.153 | 2299.561 | 2746.473 | 3247.987 | 3755.576 | 4261.496 | 4740.737 | 5188.505 | 5586.757 | 5939.616 | 6244.64 | 6499.012 | 6716.774 | 6891.254 | 7035.989 | 7142.415 | 7161.22 | 7178.12 | 7193.42 | 7207.322
Hydrogen Evolution | Lct_BB001 | Number | SSEN (SHEPD) | Dunvegan |  | 88.867 | 133.64 | 197.699 | 289.96 | 421.072 | 606.752 | 770.874 | 974.368 | 1207.516 | 1468.287 | 1753.644 | 2073.864 | 2397.963 | 2720.997 | 3026.996 | 3312.9 | 3567.186 | 3792.49 | 3987.249 | 4149.668 | 4288.711 | 4400.118 | 4492.532 | 4560.486 | 4572.493 | 4583.284 | 4593.053 | 4601.929
Hydrogen Evolution | Lct_BB001 | Number | SSEN (SHEPD) | Dyce |  | 698.961 | 1035.223 | 1465.039 | 2003.958 | 2659.375 | 3450.198 | 4383.45 | 5540.583 | 6866.339 | 8349.175 | 9971.807 | 11792.689 | 13635.626 | 15472.504 | 17212.516 | 18838.261 | 20284.221 | 21565.371 | 22672.84 | 23596.406 | 24387.049 | 25020.548 | 25546.047 | 25932.454 | 26000.732 | 26062.091 | 26117.641 | 26168.116
Hydrogen Evolution | Lct_BB001 | Number | SSEN (SHEPD) | Elgin |  | 549.732 | 826.697 | 1222.968 | 1793.7 | 2604.761 | 3753.381 | 4768.643 | 6027.458 | 7469.714 | 9082.853 | 10848.072 | 12828.964 | 14833.848 | 16832.141 | 18725.055 | 20493.661 | 22066.683 | 23460.413 | 24665.201 | 25669.924 | 26530.045 | 27219.212 | 27790.889 | 28211.251 | 28285.53 | 28352.281 | 28412.712 | 28467.622
Hydrogen Evolution | Lct_BB001 | Number | SSEN (SHEPD) | Fasnakyle |  | 19.606 | 29.484 | 43.617 | 63.972 | 92.898 | 133.863 | 170.072 | 214.967 | 266.404 | 323.936 | 386.892 | 457.54 | 529.043 | 600.311 | 667.821 | 730.898 | 786.999 | 836.706 | 879.674 | 915.507 | 946.183 | 970.762 | 991.15 | 1006.143 | 1008.792 | 1011.172 | 1013.328 | 1015.286
Hydrogen Evolution | Lct_BB001 | Number | SSEN (SHEPD) | Fetteresso |  | 0 | 0 | 0 | 0 | 0 | 0 | 0 | 0 | 0 | 0 | 0 | 0 | 0 | 0 | 0 | 0 | 0 | 0 | 0 | 0 | 0 | 0 | 0 | 0 | 0 | 0 | 0 | 0
Hydrogen Evolution | Lct_BB001 | Number | SSEN (SHEPD) | Fiddes |  | 331.036 | 490.293 | 693.859 | 949.097 | 1259.51 | 1634.052 | 2076.051 | 2624.082 | 3251.976 | 3954.263 | 4722.76 | 5585.15 | 6457.986 | 7327.952 | 8152.041 | 8922.013 | 9606.835 | 10213.602 | 10738.112 | 11175.523 | 11549.981 | 11850.013 | 12098.895 | 12281.902 | 12314.239 | 12343.3 | 12369.609 | 12393.514
Hydrogen Evolution | Lct_BB001 | Number | SSEN (SHEPD) | Finstown |  | 0 | 0 | 0 | 0 | 0 | 0 | 0 | 0 | 0 | 0 | 0 | 0 | 0 | 0 | 0 | 0 | 0 | 0 | 0 | 0 | 0 | 0 | 0 | 0 | 0 | 0 | 0 | 0
Hydrogen Evolution | Lct_BB001 | Number | SSEN (SHEPD) | Fort Augustus |  | 43.002 | 64.667 | 95.664 | 140.308 | 203.752 | 293.6 | 373.017 | 471.485 | 584.303 | 710.487 | 848.568 | 1003.519 | 1160.347 | 1316.659 | 1464.728 | 1603.074 | 1726.12 | 1835.142 | 1929.384 | 2007.976 | 2075.257 | 2129.166 | 2173.884 | 2206.766 | 2212.577 | 2217.798 | 2222.525 | 2226.82
Hydrogen Evolution | Lct_BB001 | Number | SSEN (SHEPD) | Fort William |  | 298.065 | 448.235 | 663.094 | 972.545 | 1412.302 | 2035.085 | 2585.56 | 3268.09 | 4050.082 | 4924.726 | 5881.829 | 6955.869 | 8042.918 | 9126.393 | 10152.731 | 11111.671 | 11964.564 | 12720.245 | 13373.481 | 13918.242 | 14384.6 | 14758.267 | 15068.23 | 15296.151 | 15336.424 | 15372.617 | 15405.383 | 15435.155
Hydrogen Evolution | Lct_BB001 | Number | SSEN (SHEPD) | Fraserburgh |  | 374.594 | 554.807 | 785.158 | 1073.981 | 1425.239 | 1849.064 | 2349.222 | 2969.363 | 3679.876 | 4474.572 | 5344.189 | 6320.054 | 7307.739 | 8292.177 | 9224.701 | 10095.986 | 10870.919 | 11557.525 | 12151.051 | 12646.018 | 13069.747 | 13409.258 | 13690.889 | 13897.976 | 13934.568 | 13967.452 | 13997.223 | 14024.274
Hydrogen Evolution | Lct_BB001 | Number | SSEN (SHEPD) | Glenfarclas |  | 0 | 0 | 0 | 0 | 0 | 0 | 0 | 0 | 0 | 0 | 0 | 0 | 0 | 0 | 0 | 0 | 0 | 0 | 0 | 0 | 0 | 0 | 0 | 0 | 0 | 0 | 0 | 0
Hydrogen Evolution | Lct_BB001 | Number | SSEN (SHEPD) | Grudie Bridge |  | 182.232 | 274.044 | 405.405 | 594.598 | 863.459 | 1244.218 | 1580.769 | 1998.057 | 2476.154 | 3010.897 | 3596.054 | 4252.705 | 4917.309 | 5579.728 | 6207.215 | 6793.494 | 7314.939 | 7776.95 | 8176.329 | 8509.387 | 8794.51 | 9022.964 | 9212.47 | 9351.817 | 9376.44 | 9398.568 | 9418.6 | 9436.802
Hydrogen Evolution | Lct_BB001 | Number | SSEN (SHEPD) | Inverness |  | 1026.766 | 1544.068 | 2284.206 | 3350.194 | 4865.058 | 7010.4 | 8906.66 | 11257.819 | 13951.602 | 16964.552 | 20261.55 | 23961.372 | 27706.005 | 31438.328 | 34973.83 | 38277.154 | 41215.175 | 43818.323 | 46068.572 | 47945.15 | 49551.645 | 50838.842 | 51906.593 | 52691.728 | 52830.461 | 52955.136 | 53068.007 | 53170.566
Hydrogen Evolution | Lct_BB001 | Number | SSEN (SHEPD) | Keith |  | 486.712 | 731.926 | 1082.77 | 1588.075 | 2306.157 | 3323.102 | 4221.976 | 5336.483 | 6613.403 | 8041.615 | 9604.474 | 11358.28 | 13133.329 | 14902.542 | 16578.457 | 18144.314 | 19537.008 | 20770.964 | 21837.638 | 22727.182 | 23488.7 | 24098.863 | 24605.004 | 24977.177 | 25042.94 | 25102.039 | 25155.542 | 25204.158
Hydrogen Evolution | Lct_BB001 | Number | SSEN (SHEPD) | Killin |  | 874.686 | 1293.615 | 1822.762 | 2475.157 | 3251.048 | 4161.753 | 5287.475 | 6683.25 | 8282.426 | 10071.076 | 12028.352 | 14224.767 | 16447.784 | 18663.493 | 20762.358 | 22723.39 | 24467.558 | 26012.927 | 27348.797 | 28462.835 | 29416.538 | 30180.687 | 30814.562 | 31280.661 | 31363.02 | 31437.034 | 31504.04 | 31564.925
Hydrogen Evolution | Lct_BB001 | Number | SSEN (SHEPD) | Kinlochleven |  | 21.132 | 31.779 | 47.012 | 68.952 | 100.13 | 144.285 | 183.312 | 231.703 | 287.145 | 349.156 | 417.013 | 493.161 | 570.231 | 647.048 | 719.814 | 787.801 | 848.27 | 901.847 | 948.16 | 986.783 | 1019.847 | 1046.34 | 1068.316 | 1084.475 | 1087.33 | 1089.896 | 1092.219 | 1094.33
Hydrogen Evolution | Lct_BB001 | Number | SSEN (SHEPD) | Kintore |  | 1366.929 | 2024.544 | 2865.116 | 3919.06 | 5200.832 | 6747.411 | 8572.535 | 10835.492 | 13428.221 | 16328.142 | 19501.457 | 23062.483 | 26666.64 | 30258.948 | 33661.818 | 36841.222 | 39669.026 | 42174.519 | 44340.352 | 46146.531 | 47692.761 | 48931.669 | 49959.365 | 50715.046 | 50848.575 | 50968.573 | 51077.209 | 51175.921
Hydrogen Evolution | Lct_BB001 | Number | SSEN (SHEPD) | Lairg |  | 28.422 | 42.437 | 61.506 | 87.435 | 122.167 | 168.723 | 214.361 | 270.947 | 335.78 | 408.294 | 487.645 | 576.69 | 666.814 | 756.642 | 841.732 | 921.235 | 991.946 | 1054.597 | 1108.755 | 1153.92 | 1192.584 | 1223.564 | 1249.262 | 1268.158 | 1271.497 | 1274.497 | 1277.214 | 1279.682
Hydrogen Evolution | Lct_BB001 | Number | SSEN (SHEPD) | Lunanhead |  | 1025.33 | 1516.41 | 2136.69 | 2901.444 | 3810.964 | 4878.517 | 6198.119 | 7834.283 | 9708.879 | 11805.582 | 14099.954 | 16674.649 | 19280.528 | 21877.841 | 24338.186 | 26636.96 | 28681.52 | 30493.043 | 32058.985 | 33364.89 | 34482.845 | 35378.602 | 36121.647 | 36668.02 | 36764.564 | 36851.325 | 36929.871 | 37001.242
Hydrogen Evolution | Lct_BB001 | Number | SSEN (SHEPD) | Lyndhurst |  | 333.454 | 493.162 | 694.887 | 943.598 | 1239.389 | 1586.575 | 2015.732 | 2547.84 | 3157.49 | 3839.373 | 4585.541 | 5422.875 | 6270.351 | 7115.04 | 7915.186 | 8662.786 | 9327.711 | 9916.848 | 10426.119 | 10850.821 | 11214.399 | 11505.714 | 11747.365 | 11925.054 | 11956.452 | 11984.668 | 12010.213 | 12033.424
Hydrogen Evolution | Lct_BB001 | Number | SSEN (SHEPD) | Macduff |  | 200.197 | 301.06 | 445.371 | 653.216 | 948.582 | 1366.877 | 1736.607 | 2195.033 | 2720.263 | 3307.723 | 3950.567 | 4671.953 | 5402.076 | 6129.798 | 6819.145 | 7463.223 | 8036.074 | 8543.631 | 8982.382 | 9348.274 | 9661.506 | 9912.482 | 10120.67 | 10273.755 | 10300.805 | 10325.114 | 10347.121 | 10367.118
Hydrogen Evolution | Lct_BB001 | Number | SSEN (SHEPD) | Milton of Craigie |  | 785.354 | 1161.497 | 1636.603 | 2222.368 | 2919.017 | 3736.711 | 4747.463 | 6000.687 | 7436.539 | 9042.513 | 10799.892 | 12771.986 | 14767.965 | 16757.383 | 18641.89 | 20402.641 | 21968.677 | 23356.217 | 24555.654 | 25555.914 | 26412.215 | 27098.322 | 27667.459 | 28085.954 | 28159.903 | 28226.357 | 28286.52 | 28341.187
Hydrogen Evolution | Lct_BB001 | Number | SSEN (SHEPD) | Mybster |  | 178.504 | 266.525 | 386.29 | 549.141 | 767.277 | 1059.67 | 1346.302 | 1701.696 | 2108.88 | 2564.308 | 3062.671 | 3621.925 | 4187.951 | 4752.117 | 5286.533 | 5785.853 | 6229.954 | 6623.438 | 6963.578 | 7247.236 | 7490.069 | 7684.637 | 7846.035 | 7964.714 | 7985.684 | 8004.529 | 8021.591 | 8037.093
Hydrogen Evolution | Lct_BB001 | Number | SSEN (SHEPD) | Nairn |  | 342.25 | 514.681 | 761.389 | 1116.713 | 1621.659 | 2336.761 | 2968.837 | 3752.543 | 4650.456 | 5654.755 | 6753.736 | 7986.989 | 9235.18 | 10479.266 | 11657.747 | 12758.837 | 13738.16 | 14605.862 | 15355.932 | 15981.447 | 16516.937 | 16945.995 | 17301.906 | 17563.613 | 17609.857 | 17651.415 | 17689.038 | 17723.224
Hydrogen Evolution | Lct_BB001 | Number | SSEN (SHEPD) | Orrin |  | 0 | 0 | 0 | 0 | 0 | 0 | 0 | 0 | 0 | 0 | 0 | 0 | 0 | 0 | 0 | 0 | 0 | 0 | 0 | 0 | 0 | 0 | 0 | 0 | 0 | 0 | 0 | 0
Hydrogen Evolution | Lct_BB001 | Number | SSEN (SHEPD) | Persley |  | 900.171 | 1333.234 | 1886.78 | 2580.839 | 3424.932 | 4443.409 | 5645.317 | 7135.554 | 8842.958 | 10752.658 | 12842.398 | 15187.459 | 17560.924 | 19926.586 | 22167.496 | 24261.246 | 26123.454 | 27773.41 | 29199.688 | 30389.12 | 31407.367 | 32223.232 | 32900.006 | 33397.649 | 33485.582 | 33564.605 | 33636.146 | 33701.151
Hydrogen Evolution | Lct_BB001 | Number | SSEN (SHEPD) | Peterhead Grange |  | 405.656 | 600.813 | 850.264 | 1163.037 | 1543.421 | 2002.391 | 2544.022 | 3215.587 | 3985.017 | 4845.61 | 5787.336 | 6844.122 | 7913.707 | 8979.776 | 9989.626 | 10933.16 | 11772.351 | 12515.892 | 13158.634 | 13694.643 | 14153.509 | 14521.173 | 14826.156 | 15050.415 | 15090.042 | 15125.653 | 15157.892 | 15187.187
Hydrogen Evolution | Lct_BB001 | Number | SSEN (SHEPD) | Peterhead Shell |  | 198.985 | 294.715 | 417.078 | 570.501 | 757.09 | 982.227 | 1247.912 | 1577.333 | 1954.759 | 2376.903 | 2838.846 | 3357.228 | 3881.888 | 4404.824 | 4900.183 | 5363.012 | 5774.658 | 6139.385 | 6454.667 | 6717.594 | 6942.68 | 7123.03 | 7272.632 | 7382.637 | 7402.075 | 7419.544 | 7435.358 | 7449.727
Hydrogen Evolution | Lct_BB001 | Number | SSEN (SHEPD) | Port Ann |  | 565.255 | 845.564 | 1232.165 | 1766.392 | 2494.457 | 3486.828 | 4429.989 | 5599.407 | 6939.239 | 8437.818 | 10077.677 | 11917.892 | 13780.396 | 15636.776 | 17395.262 | 19038.268 | 20499.579 | 21794.331 | 22913.558 | 23846.929 | 24645.967 | 25286.192 | 25817.27 | 26207.779 | 26276.783 | 26338.793 | 26394.933 | 26445.944
Hydrogen Evolution | Lct_BB001 | Number | SSEN (SHEPD) | Quoich |  | 4.901 | 7.371 | 10.904 | 15.993 | 23.224 | 33.466 | 42.518 | 53.742 | 66.601 | 80.984 | 96.723 | 114.385 | 132.261 | 150.078 | 166.955 | 182.724 | 196.75 | 209.176 | 219.919 | 228.877 | 236.546 | 242.69 | 247.788 | 251.536 | 252.198 | 252.793 | 253.332 | 253.821
Hydrogen Evolution | Lct_BB001 | Number | SSEN (SHEPD) | Rannoch |  | 513.596 | 759.581 | 1070.285 | 1453.356 | 1908.942 | 2443.687 | 3104.686 | 3924.253 | 4863.253 | 5913.508 | 7062.777 | 8352.461 | 9657.767 | 10958.781 | 12191.187 | 13342.661 | 14366.797 | 15274.203 | 16058.595 | 16712.733 | 17272.726 | 17721.417 | 18093.614 | 18367.297 | 18415.656 | 18459.116 | 18498.46 | 18534.21
Hydrogen Evolution | Lct_BB001 | Number | SSEN (SHEPD) | Redmoss |  | 771.181 | 1142.187 | 1616.413 | 2211.017 | 2934.154 | 3806.688 | 4836.368 | 6113.061 | 7575.801 | 9211.85 | 11002.139 | 13011.163 | 15044.521 | 17071.194 | 18990.992 | 20784.716 | 22380.078 | 23793.603 | 25015.501 | 26034.493 | 26906.83 | 27605.785 | 28185.58 | 28611.913 | 28687.246 | 28754.945 | 28816.235 | 28871.925
Hydrogen Evolution | Lct_BB001 | Number | SSEN (SHEPD) | Rothienorman |  | 0 | 0 | 0 | 0 | 0 | 0 | 0 | 0 | 0 | 0 | 0 | 0 | 0 | 0 | 0 | 0 | 0 | 0 | 0 | 0 | 0 | 0 | 0 | 0 | 0 | 0 | 0 | 0
Hydrogen Evolution | Lct_BB001 | Number | SSEN (SHEPD) | Shin |  | 29.848 | 44.566 | 64.592 | 91.822 | 128.296 | 177.187 | 225.115 | 284.541 | 352.626 | 428.778 | 512.109 | 605.622 | 700.267 | 794.602 | 883.961 | 967.453 | 1041.711 | 1107.505 | 1164.38 | 1211.81 | 1252.415 | 1284.948 | 1311.936 | 1331.78 | 1335.286 | 1338.438 | 1341.29 | 1343.883
Hydrogen Evolution | Lct_BB001 | Number | SSEN (SHEPD) | Sloy |  | 95.089 | 142.243 | 207.278 | 297.147 | 419.624 | 586.563 | 745.224 | 941.947 | 1167.337 | 1419.432 | 1695.293 | 2004.859 | 2318.174 | 2630.459 | 2926.276 | 3202.666 | 3448.492 | 3666.298 | 3854.578 | 4011.592 | 4146.008 | 4253.708 | 4343.048 | 4408.74 | 4420.348 | 4430.78 | 4440.224 | 4448.805
Hydrogen Evolution | Lct_BB001 | Number | SSEN (SHEPD) | St Fergus Gas Terminal |  | 85.894 | 127.216 | 180.035 | 246.262 | 326.805 | 423.987 | 538.673 | 680.87 | 843.79 | 1026.012 | 1225.414 | 1449.179 | 1675.653 | 1901.383 | 2115.21 | 2314.994 | 2492.685 | 2650.123 | 2786.217 | 2899.712 | 2996.873 | 3074.722 | 3139.3 | 3186.784 | 3195.175 | 3202.715 | 3209.542 | 3215.744
Hydrogen Evolution | Lct_BB001 | Number | SSEN (SHEPD) | Strichen |  | 316.871 | 469.314 | 664.169 | 908.486 | 1205.616 | 1564.132 | 1987.218 | 2511.799 | 3112.825 | 3785.062 | 4520.675 | 5346.165 | 6181.652 | 7014.393 | 7803.22 | 8540.244 | 9195.764 | 9776.567 | 10278.634 | 10697.328 | 11055.763 | 11342.957 | 11581.19 | 11756.366 | 11787.319 | 11815.136 | 11840.319 | 11863.202
Hydrogen Evolution | Lct_BB001 | Number | SSEN (SHEPD) | Tarland |  | 386.684 | 572.714 | 810.5 | 1108.645 | 1471.24 | 1908.744 | 2425.045 | 3065.203 | 3798.648 | 4618.994 | 5516.678 | 6524.041 | 7543.604 | 8559.816 | 9522.438 | 10421.845 | 11221.79 | 11930.557 | 12543.24 | 13054.182 | 13491.588 | 13842.057 | 14132.777 | 14346.548 | 14384.322 | 14418.267 | 14448.999 | 14476.923
Hydrogen Evolution | Lct_BB001 | Number | SSEN (SHEPD) | Taynuilt |  | 934.145 | 1397.386 | 2036.286 | 2919.155 | 4122.361 | 5762.364 | 7321.04 | 9253.63 | 11467.85 | 13944.415 | 16654.46 | 19695.616 | 22773.606 | 25841.477 | 28747.566 | 31462.812 | 33877.788 | 36017.507 | 37867.152 | 39409.649 | 40730.146 | 41788.188 | 42665.852 | 43311.212 | 43425.247 | 43527.726 | 43620.503 | 43704.804
Hydrogen Evolution | Lct_BB001 | Number | SSEN (SHEPD) | Thurso |  | 813.067 | 1213.996 | 1759.515 | 2501.286 | 3494.875 | 4826.693 | 6132.277 | 7751.061 | 9605.743 | 11680.173 | 13950.172 | 16497.517 | 19075.714 | 21645.436 | 24079.645 | 26354 | 28376.841 | 30169.12 | 31718.427 | 33010.46 | 34116.539 | 35002.78 | 35737.932 | 36278.501 | 36374.02 | 36459.859 | 36537.571 | 36608.183
Hydrogen Evolution | Lct_BB001 | Number | SSEN (SHEPD) | Tummel Bridge |  | 1039.281 | 1537.043 | 2165.764 | 2940.924 | 3862.82 | 4944.898 | 6282.456 | 7940.883 | 9840.987 | 11966.219 | 14291.81 | 16901.538 | 19542.875 | 22175.529 | 24669.352 | 26999.405 | 29071.785 | 30907.957 | 32495.207 | 33818.881 | 34952.048 | 35859.993 | 36613.149 | 37166.956 | 37264.814 | 37352.755 | 37432.37 | 37504.712
Hydrogen Evolution | Lct_BB001 | Number | SSEN (SHEPD) | Willowdale |  | 413.333 | 612.183 | 866.355 | 1185.047 | 1572.63 | 2040.285 | 2592.167 | 3276.441 | 4060.431 | 4937.311 | 5896.859 | 6973.644 | 8063.47 | 9149.714 | 10178.675 | 11140.065 | 11995.137 | 12752.749 | 13407.655 | 13953.808 | 14421.358 | 14795.98 | 15106.735 | 15335.238 | 15375.615 | 15411.899 | 15444.749 | 15474.598
Hydrogen Evolution | Lct_BB001 | Number | SSEN (SHEPD) | Woodhill |  | 889.628 | 1317.618 | 1864.681 | 2550.611 | 3384.816 | 4391.364 | 5579.194 | 7051.977 | 8739.382 | 10626.714 | 12691.977 | 15009.572 | 17355.236 | 19693.19 | 21907.853 | 23977.079 | 25817.475 | 27448.105 | 28857.677 | 30033.179 | 31039.499 | 31845.808 | 32514.655 | 33006.469 | 33093.372 | 33171.469 | 33242.172 | 33306.416
Hydrogen Evolution | Lct_BB001 | Number | SSEN South | Acton Lane 66kV |  | 549.028 | 791.278 | 1026.93 | 1193.028 | 1190.205 | 889.078 | 1129.567 | 1427.748 | 1769.381 | 2151.492 | 2569.626 | 3038.848 | 3513.753 | 3987.096 | 4435.478 | 4854.415 | 5227.023 | 5557.162 | 5842.544 | 6080.537 | 6284.277 | 6447.523 | 6582.939 | 6682.511 | 6700.106 | 6715.918 | 6730.232 | 6743.239
Hydrogen Evolution | Lct_BB001 | Number | SSEN South | Axminster_H |  | 2269.321 | 3372.768 | 4822.782 | 6710.056 | 9114.837 | 12175.653 | 15469.075 | 19552.564 | 24231.124 | 29464.01 | 35190.232 | 41616.078 | 48119.752 | 54602.045 | 60742.499 | 66479.709 | 71582.46 | 76103.603 | 80011.833 | 83271.07 | 86061.229 | 88296.83 | 90151.3 | 91514.921 | 91755.873 | 91972.408 | 92168.441 | 92346.566
Hydrogen Evolution | Lct_BB001 | Number | SSEN South | Botley Wood |  | 2464.842 | 3662.149 | 5231.441 | 7267.06 | 9850.336 | 13123.735 | 16673.606 | 21075.064 | 26117.93 | 31758.286 | 37930.392 | 44856.598 | 51866.694 | 58853.745 | 65472.338 | 71656.287 | 77156.374 | 82029.565 | 86242.118 | 89755.142 | 92762.562 | 95172.243 | 97171.115 | 98640.917 | 98900.631 | 99134.027 | 99345.325 | 99537.32
Hydrogen Evolution | Lct_BB001 | Number | SSEN South | Bramley |  | 24857.224 | 36478.897 | 50194.67 | 65400.354 | 80739.659 | 94664.448 | 120270.465 | 152019.175 | 188394.496 | 229079.649 | 273600.437 | 323560.723 | 374126.121 | 424525.284 | 472266.681 | 516872.901 | 556546.261 | 591697.684 | 622083.771 | 647424.002 | 669117.203 | 686498.771 | 700917.084 | 711519.094 | 713392.473 | 715076.009 | 716600.149 | 717985.052
Hydrogen Evolution | Lct_BB001 | Number | SSEN South | Chickerell |  | 1754.558 | 2607.704 | 3728.803 | 5187.976 | 7047.267 | 9413.781 | 11960.137 | 15117.345 | 18734.641 | 22780.522 | 27207.833 | 32176.067 | 37204.476 | 42216.354 | 46963.934 | 51399.74 | 55345.005 | 58840.592 | 61862.296 | 64382.221 | 66539.473 | 68267.96 | 69701.77 | 70756.073 | 70942.368 | 71109.786 | 71261.352 | 71399.072
Hydrogen Evolution | Lct_BB001 | Number | SSEN South | Cowley |  | 14853.026 | 21742.956 | 29685.042 | 38131.34 | 46009.893 | 52036.973 | 66112.58 | 83564.821 | 103560.306 | 125924.903 | 150397.945 | 177861.075 | 205656.834 | 233361.214 | 259604.623 | 284124.627 | 305933.042 | 325255.751 | 341958.96 | 355888.465 | 367813.2 | 377367.834 | 385293.57 | 391121.487 | 392151.281 | 393076.72 | 393914.538 | 394675.819
Hydrogen Evolution | Lct_BB001 | Number | SSEN South | Ealing |  | 4757.058 | 6856.038 | 8897.839 | 10336.996 | 10312.543 | 7703.426 | 9787.145 | 12370.732 | 15330.815 | 18641.615 | 22264.544 | 26330.119 | 30444.935 | 34546.224 | 38431.234 | 42061.115 | 45289.58 | 48150.066 | 50622.769 | 52684.858 | 54450.167 | 55864.612 | 57037.918 | 57900.669 | 58053.117 | 58190.117 | 58314.145 | 58426.843
Hydrogen Evolution | Lct_BB001 | Number | SSEN South | Fawley |  | 3180.779 | 4725.854 | 6750.962 | 9377.847 | 12711.459 | 16935.648 | 21516.613 | 27196.517 | 33704.131 | 40982.781 | 48947.634 | 57885.624 | 66931.869 | 75948.374 | 84489.4 | 92469.537 | 99567.176 | 105855.832 | 111291.96 | 115825.375 | 119706.33 | 122815.925 | 125395.388 | 127292.108 | 127627.259 | 127928.447 | 128201.118 | 128448.88
Hydrogen Evolution | Lct_BB001 | Number | SSEN South | Fleet |  | 24857.224 | 36478.897 | 50194.67 | 65400.354 | 80739.659 | 94664.448 | 120270.465 | 152019.175 | 188394.496 | 229079.649 | 273600.437 | 323560.723 | 374126.121 | 424525.284 | 472266.681 | 516872.901 | 556546.261 | 591697.684 | 622083.771 | 647424.002 | 669117.203 | 686498.771 | 700917.084 | 711519.094 | 713392.473 | 715076.009 | 716600.149 | 717985.052
Hydrogen Evolution | Lct_BB001 | Number | SSEN South | Iver 132kV |  | 5452.45 | 7933.414 | 10623.9 | 13156.885 | 14906.78 | 15084.054 | 19164.177 | 24223.091 | 30019.219 | 36502.087 | 43596.133 | 51556.922 | 59614.131 | 67644.851 | 75252.077 | 82359.736 | 88681.382 | 94282.492 | 99124.282 | 103162.054 | 106618.699 | 109388.319 | 111685.767 | 113375.116 | 113673.624 | 113941.883 | 114184.743 | 114405.416
Hydrogen Evolution | Lct_BB001 | Number | SSEN South | Iver 66kV |  | 5452.45 | 7933.414 | 10623.9 | 13156.885 | 14906.78 | 15084.054 | 19164.177 | 24223.091 | 30019.219 | 36502.087 | 43596.133 | 51556.922 | 59614.131 | 67644.851 | 75252.077 | 82359.736 | 88681.382 | 94282.492 | 99124.282 | 103162.054 | 106618.699 | 109388.319 | 111685.767 | 113375.116 | 113673.624 | 113941.883 | 114184.743 | 114405.416
Hydrogen Evolution | Lct_BB001 | Number | SSEN South | Laleham |  | 4271.304 | 6214.826 | 8322.481 | 10306.754 | 11677.576 | 11816.448 | 15012.707 | 18975.726 | 23516.259 | 28594.765 | 34152.052 | 40388.323 | 46700.126 | 52991.179 | 58950.478 | 64518.429 | 69470.639 | 73858.399 | 77651.329 | 80814.412 | 83522.256 | 85691.903 | 87491.662 | 88815.054 | 89048.897 | 89259.044 | 89449.294 | 89622.164
Hydrogen Evolution | Lct_BB001 | Number | SSEN South | Lovedean |  | 10021.772 | 14889.884 | 21270.449 | 29547.048 | 40050.356 | 53359.628 | 67793.003 | 85688.838 | 106192.561 | 129125.612 | 154220.7 | 182381.878 | 210884.138 | 239292.698 | 266203.151 | 291346.395 | 313709.127 | 333522.973 | 350650.737 | 364934.297 | 377162.131 | 386959.621 | 395086.81 | 401062.858 | 402118.827 | 403067.789 | 403926.902 | 404707.533
Hydrogen Evolution | Lct_BB001 | Number | SSEN South | Mannington |  | 15669.968 | 23289.425 | 33301.967 | 46333.852 | 62939.192 | 84074.542 | 106816.069 | 135013.12 | 167319.213 | 203453.006 | 242993.35 | 287364.688 | 332273.444 | 377034.562 | 419435.233 | 459051.452 | 494286.639 | 525505.748 | 552492.61 | 574998.084 | 594264.514 | 609701.644 | 622507.012 | 631922.998 | 633586.806 | 635082.008 | 636435.646 | 637665.623
Hydrogen Evolution | Lct_BB001 | Number | SSEN South | Melksham |  | 10562.349 | 15624.402 | 22029.247 | 29945.327 | 39391.2 | 50524.858 | 64191.449 | 81136.554 | 100551.001 | 122265.717 | 146027.609 | 172692.702 | 199680.759 | 226580.092 | 252060.907 | 275868.397 | 297043.092 | 315804.313 | 332022.152 | 345546.887 | 357125.108 | 366402.098 | 374097.524 | 379756.09 | 380755.961 | 381654.508 | 382467.98 | 383207.139
Hydrogen Evolution | Lct_BB001 | Number | SSEN South | Minety |  | 8782.633 | 12991.749 | 18317.402 | 24899.651 | 32753.93 | 42011.608 | 53375.429 | 67465.348 | 83608.533 | 101664.4 | 121422.502 | 143594.627 | 166035.297 | 188402.192 | 209589.585 | 229385.602 | 246992.44 | 262592.465 | 276077.659 | 287323.526 | 296950.86 | 304664.712 | 311063.488 | 315768.607 | 316600.003 | 317347.148 | 318023.553 | 318638.166
Hydrogen Evolution | Lct_BB001 | Number | SSEN South | North Hyde |  | 2991.617 | 4352.857 | 5829.056 | 7218.839 | 8178.961 | 8276.227 | 10514.883 | 13290.577 | 16470.761 | 20027.741 | 23920.059 | 28287.936 | 32708.716 | 37114.962 | 41288.848 | 45188.635 | 48657.157 | 51730.34 | 54386.903 | 56602.323 | 58498.894 | 60018.512 | 61279.062 | 62205.963 | 62369.747 | 62516.934 | 62650.184 | 62771.262
Hydrogen Evolution | Lct_BB001 | Number | SSEN South | Nursling |  | 7730.361 | 11485.411 | 16407.103 | 22791.313 | 30893.109 | 41159.306 | 52292.586 | 66096.658 | 81912.342 | 99601.904 | 118959.168 | 140681.48 | 162666.89 | 184580.022 | 205337.58 | 224731.989 | 241981.632 | 257265.175 | 270476.79 | 281494.509 | 290926.531 | 298483.89 | 304752.851 | 309362.516 | 310177.045 | 310909.033 | 311571.716 | 312173.86
Hydrogen Evolution | Lct_BB001 | Number | UKPN Eastern | Amersham Main |  | 2819.235 | 4102.039 | 5493.177 | 6802.879 | 7707.677 | 7799.338 | 9909 | 12524.754 | 15521.691 | 18873.713 | 22541.749 | 26657.943 | 30823.991 | 34976.342 | 38909.723 | 42584.798 | 45853.459 | 48749.56 | 51253.049 | 53340.813 | 55128.1 | 56560.156 | 57748.07 | 58621.563 | 58775.909 | 58914.614 | 59040.187 | 59154.288
Hydrogen Evolution | Lct_BB001 | Number | UKPN Eastern | Braintree |  | 3355.667 | 4966.691 | 7014.587 | 9562.508 | 12629.831 | 16285.242 | 20690.277 | 26152.046 | 32409.738 | 39408.855 | 47067.821 | 55662.551 | 64361.379 | 73031.609 | 81244.621 | 88918.284 | 95743.341 | 101790.484 | 107017.84 | 111377.151 | 115109.059 | 118099.232 | 120579.632 | 122403.509 | 122725.788 | 123015.409 | 123277.609 | 123515.856
Hydrogen Evolution | Lct_BB001 | Number | UKPN Eastern | Bramford |  | 7741.357 | 11565.608 | 16791.876 | 23935.838 | 33559.864 | 46532.344 | 59118.99 | 74725.08 | 92605.382 | 112604.184 | 134488.393 | 159046.39 | 183901.829 | 208675.556 | 232142.857 | 254069.06 | 273570.515 | 290849.209 | 305785.502 | 318241.501 | 328904.802 | 337448.718 | 344536.045 | 349747.467 | 350668.327 | 351495.87 | 352245.061 | 352925.811
Hydrogen Evolution | Lct_BB001 | Number | UKPN Eastern | Brimsdown |  | 12212.236 | 17765.943 | 23777.647 | 29414.709 | 33261.133 | 33528.227 | 42597.359 | 53842.108 | 66725.509 | 81135.364 | 96903.724 | 114598.644 | 132507.882 | 150358.243 | 167267.278 | 183065.896 | 197117.395 | 209567.316 | 220329.452 | 229304.447 | 236987.739 | 243143.938 | 248250.612 | 252005.629 | 252669.141 | 253265.416 | 253805.235 | 254295.74
Hydrogen Evolution | Lct_BB001 | Number | UKPN Eastern | Burwell Main |  | 5497.756 | 8082.495 | 11182.856 | 14714.452 | 18446.206 | 22130.202 | 28116.254 | 35538.316 | 44041.965 | 53553.145 | 63961.002 | 75640.479 | 87461.416 | 99243.491 | 110404.247 | 120832.076 | 130106.724 | 138324.256 | 145427.77 | 151351.688 | 156423.021 | 160486.4 | 163857.045 | 166335.532 | 166773.482 | 167167.051 | 167523.357 | 167847.113
Hydrogen Evolution | Lct_BB001 | Number | UKPN Eastern | Clacton |  | 7741.357 | 11565.608 | 16791.876 | 23935.838 | 33559.864 | 46532.344 | 59118.99 | 74725.08 | 92605.382 | 112604.184 | 134488.393 | 159046.39 | 183901.829 | 208675.556 | 232142.857 | 254069.06 | 273570.515 | 290849.209 | 305785.502 | 318241.501 | 328904.802 | 337448.718 | 344536.045 | 349747.467 | 350668.327 | 351495.87 | 352245.061 | 352925.811
Hydrogen Evolution | Lct_BB001 | Number | UKPN Eastern | Eaton Socon |  | 6942.864 | 10209.215 | 14134.783 | 18620.568 | 23385.34 | 28130.539 | 35739.636 | 45174.1 | 55983.41 | 68073.432 | 81303.254 | 96149.48 | 111175.52 | 126152.163 | 140339.022 | 153594.231 | 165383.588 | 175829.204 | 184858.75 | 192388.867 | 198835.23 | 204000.346 | 208284.9 | 211435.399 | 211992.093 | 212492.374 | 212945.288 | 213356.826
Hydrogen Evolution | Lct_BB001 | Number | UKPN Eastern | Elstree |  | 12033.148 | 17508.451 | 23446.152 | 29036.261 | 32898.149 | 33289.38 | 42293.905 | 53458.549 | 66250.172 | 80557.375 | 96213.405 | 113782.271 | 131563.927 | 149287.127 | 166075.705 | 181761.778 | 195713.178 | 208074.408 | 218759.877 | 227670.937 | 235299.495 | 241411.838 | 246482.133 | 250210.4 | 250869.186 | 251461.213 | 251997.187 | 252484.197
Hydrogen Evolution | Lct_BB001 | Number | UKPN Eastern | Loudwater |  | 1283.776 | 1867.918 | 2501.392 | 3097.782 | 3509.794 | 3551.533 | 4512.196 | 5703.314 | 7068.01 | 8594.398 | 10264.687 | 12139.051 | 14036.117 | 15926.946 | 17718.063 | 19391.558 | 20879.986 | 22198.765 | 23338.762 | 24289.453 | 25103.318 | 25755.424 | 26296.357 | 26694.113 | 26764.397 | 26827.558 | 26884.739 | 26936.697
Hydrogen Evolution | Lct_BB001 | Number | UKPN Eastern | Mill Hill |  | 10576.483 | 15388.976 | 20607.892 | 25521.294 | 28915.684 | 29259.554 | 37174.042 | 46987.157 | 58230.297 | 70805.551 | 84566.349 | 100008.426 | 115637.535 | 131215.263 | 145971.51 | 159758.715 | 172021.236 | 182886.085 | 192278.031 | 200110.368 | 206815.456 | 212187.873 | 216644.387 | 219921.331 | 220500.368 | 221020.727 | 221491.819 | 221919.874
Hydrogen Evolution | Lct_BB001 | Number | UKPN Eastern | Norwich Main |  | 3485.43 | 5239.284 | 7741.652 | 11334.789 | 16425.91 | 23617.218 | 30005.497 | 37926.276 | 47001.319 | 57151.593 | 68258.795 | 80723.062 | 93338.295 | 105912.055 | 117822.746 | 128951.262 | 138849.11 | 147618.81 | 155199.638 | 161521.608 | 166933.703 | 171270.118 | 174867.249 | 177512.276 | 177979.653 | 178399.667 | 178779.915 | 179125.426
Hydrogen Evolution | Lct_BB001 | Number | UKPN Eastern | Pelham |  | 11303.1 | 16644.981 | 23148.672 | 30736.157 | 39065.94 | 47811.518 | 60744.172 | 76779.273 | 95151.105 | 115699.674 | 138185.48 | 163418.576 | 188957.292 | 214412.049 | 238524.466 | 261053.421 | 281090.97 | 298844.656 | 314191.548 | 326989.963 | 337946.398 | 346725.186 | 354007.344 | 359362.028 | 360308.202 | 361158.494 | 361928.281 | 362627.744
Hydrogen Evolution | Lct_BB001 | Number | UKPN Eastern | Rayleigh |  | 11305.285 | 16774.184 | 23866.219 | 32936.167 | 44248.025 | 58305.705 | 74076.957 | 93631.615 | 116035.895 | 141094.685 | 168515.918 | 199287.447 | 230431.675 | 261473.515 | 290878.386 | 318352.239 | 342787.846 | 364438.302 | 383153.694 | 398761.243 | 412122.515 | 422828.166 | 431708.69 | 438238.678 | 439392.528 | 440429.452 | 441368.2 | 442221.189
Hydrogen Evolution | Lct_BB001 | Number | UKPN Eastern | Rye House |  | 8741.702 | 12829.461 | 17656.191 | 23011.782 | 28422.574 | 33348.671 | 42369.234 | 53553.763 | 66368.168 | 80700.854 | 96384.768 | 113984.925 | 131798.252 | 149553.017 | 166371.498 | 182085.508 | 196061.756 | 208445.003 | 219149.504 | 228076.435 | 235718.58 | 241841.809 | 246921.135 | 250656.043 | 251316.002 | 251909.083 | 252446.012 | 252933.889
Hydrogen Evolution | Lct_BB001 | Number | UKPN Eastern | Sheringham Shoal |  | 3485.43 | 5239.284 | 7741.652 | 11334.789 | 16425.91 | 23617.218 | 30005.497 | 37926.276 | 47001.319 | 57151.593 | 68258.795 | 80723.062 | 93338.295 | 105912.055 | 117822.746 | 128951.262 | 138849.11 | 147618.81 | 155199.638 | 161521.608 | 166933.703 | 171270.118 | 174867.249 | 177512.276 | 177979.653 | 178399.667 | 178779.915 | 179125.426
Hydrogen Evolution | Lct_BB001 | Number | UKPN Eastern | Sundon |  | 18147.823 | 26640.88 | 36693.099 | 47891.809 | 59286.594 | 69801.752 | 88682.597 | 112092.817 | 138914.514 | 168914.108 | 201741.943 | 238580.647 | 275865.534 | 313027.847 | 348230.431 | 381121.261 | 410374.799 | 436294.042 | 458699.52 | 477384.385 | 493380.078 | 506196.546 | 516828.03 | 524645.525 | 526026.879 | 527268.251 | 528392.09 | 529413.262
Hydrogen Evolution | Lct_BB001 | Number | UKPN Eastern | Tilbury |  | 3609.034 | 5331.223 | 7484.934 | 10102.103 | 13153.227 | 16643.131 | 21144.972 | 26726.772 | 33121.984 | 40274.916 | 48102.198 | 56885.808 | 65775.803 | 74636.573 | 83030.076 | 90872.378 | 97847.425 | 104027.461 | 109369.695 | 113824.808 | 117638.73 | 120694.615 | 123229.526 | 125093.484 | 125422.847 | 125718.832 | 125986.794 | 126230.276
Hydrogen Evolution | Lct_BB001 | Number | UKPN Eastern | Tottenham |  | 8888.231 | 12924.678 | 17273.906 | 21310.617 | 23977.234 | 23934.903 | 30409.113 | 38436.438 | 47633.552 | 57920.362 | 69176.972 | 81808.901 | 94593.826 | 107336.72 | 119407.627 | 130685.837 | 140716.826 | 149604.49 | 157287.291 | 163694.3 | 169179.196 | 173573.941 | 177219.459 | 179900.064 | 180373.728 | 180799.393 | 181184.755 | 181534.914
Hydrogen Evolution | Lct_BB001 | Number | UKPN Eastern | Walpole (_A) |  | 11688.667 | 17459.946 | 25337.321 | 36089.266 | 50550.708 | 70013.361 | 88951.445 | 112432.635 | 139335.644 | 169426.184 | 202353.54 | 239303.922 | 276701.842 | 313976.815 | 349286.119 | 382276.66 | 411618.882 | 437616.702 | 460090.103 | 478831.613 | 494875.798 | 507731.12 | 518394.834 | 526236.029 | 527621.57 | 528866.706 | 529993.952 | 531018.22
Hydrogen Evolution | Lct_BB001 | Number | UKPN Eastern | Warley |  | 6178.479 | 9081.904 | 12559.847 | 16512.829 | 20674.666 | 24757.832 | 31454.638 | 39757.958 | 49271.288 | 59911.779 | 71555.413 | 84621.653 | 97846.149 | 111027.169 | 123513.097 | 135179.074 | 145554.948 | 154748.188 | 162695.139 | 169322.433 | 174995.911 | 179541.756 | 183312.614 | 186085.384 | 186575.334 | 187015.634 | 187414.246 | 187776.443
Hydrogen Evolution | Lct_BB001 | Number | UKPN Eastern | Watford South |  | 7967.167 | 11592.373 | 15523.735 | 19224.955 | 21781.917 | 22040.952 | 28002.862 | 35394.991 | 43864.345 | 53337.167 | 63703.049 | 75335.423 | 87108.687 | 98843.245 | 109958.99 | 120344.764 | 129582.008 | 137766.398 | 144841.264 | 150741.291 | 155792.171 | 159839.164 | 163196.214 | 165664.706 | 166100.889 | 166492.871 | 166847.74 | 167170.19
Hydrogen Evolution | Lct_BB001 | Number | UKPN Eastern | West Thurrock |  | 126.213 | 183.53 | 245.289 | 302.611 | 340.477 | 339.875 | 431.809 | 545.797 | 676.396 | 822.469 | 982.312 | 1161.686 | 1343.232 | 1524.181 | 1695.587 | 1855.738 | 1998.178 | 2124.382 | 2233.478 | 2324.458 | 2402.343 | 2464.748 | 2516.515 | 2554.579 | 2561.305 | 2567.35 | 2572.822 | 2577.794
Hydrogen Evolution | Lct_BB001 | Number | UKPN Eastern | Wymondley |  | 11249.778 | 16566.458 | 23039.468 | 30591.159 | 38881.646 | 47585.968 | 60457.611 | 76417.067 | 94702.23 | 115153.861 | 137533.591 | 162647.65 | 188065.887 | 213400.56 | 237399.228 | 259821.902 | 279764.925 | 297434.858 | 312709.35 | 325447.388 | 336352.137 | 345089.511 | 352337.315 | 357666.738 | 358608.449 | 359454.73 | 360220.885 | 360917.049
Hydrogen Evolution | Lct_BB001 | Number | UKPN London | Acton Lane 22kV |  | 969.732 | 1397.611 | 1813.835 | 2107.208 | 2102.224 | 1570.352 | 1995.121 | 2521.788 | 3125.204 | 3800.114 | 4538.652 | 5367.424 | 6206.234 | 7042.287 | 7834.25 | 8574.206 | 9232.332 | 9815.445 | 10319.509 | 10739.868 | 11099.728 | 11388.064 | 11627.244 | 11803.117 | 11834.194 | 11862.121 | 11887.404 | 11910.378
Hydrogen Evolution | Lct_BB001 | Number | UKPN London | Barking |  | 3494.612 | 5081.634 | 6791.633 | 8378.759 | 9427.201 | 9410.557 | 11956.042 | 15112.169 | 18728.227 | 22772.722 | 27198.517 | 32165.051 | 37191.738 | 42201.9 | 46947.855 | 51382.142 | 55326.056 | 58820.446 | 61841.116 | 64360.178 | 66516.691 | 68244.587 | 69677.906 | 70731.848 | 70918.079 | 71085.439 | 71236.953 | 71374.626
Hydrogen Evolution | Lct_BB001 | Number | UKPN London | Barking West |  | 3494.612 | 5081.634 | 6791.633 | 8378.759 | 9427.201 | 9410.557 | 11956.042 | 15112.169 | 18728.227 | 22772.722 | 27198.517 | 32165.051 | 37191.738 | 42201.9 | 46947.855 | 51382.142 | 55326.056 | 58820.446 | 61841.116 | 64360.178 | 66516.691 | 68244.587 | 69677.906 | 70731.848 | 70918.079 | 71085.439 | 71236.953 | 71374.626
Hydrogen Evolution | Lct_BB001 | Number | UKPN London | Beddington (_C) |  | 4525.979 | 6587.83 | 8832.563 | 10963.93 | 12474.409 | 12724.765 | 16166.718 | 20434.369 | 25323.928 | 30792.814 | 36777.284 | 43492.93 | 50289.914 | 57064.554 | 63481.937 | 69477.891 | 74810.772 | 79535.815 | 83620.303 | 87026.529 | 89942.522 | 92278.947 | 94217.052 | 95642.171 | 95893.99 | 96120.29 | 96325.165 | 96511.323
Hydrogen Evolution | Lct_BB001 | Number | UKPN London | Canal Bank |  | 876.174 | 1262.772 | 1638.839 | 1903.908 | 1899.405 | 1418.847 | 1802.635 | 2278.49 | 2823.69 | 3433.486 | 4100.771 | 4849.585 | 5607.468 | 6362.859 | 7078.415 | 7746.981 | 8341.612 | 8868.468 | 9323.9 | 9703.704 | 10028.845 | 10289.363 | 10505.468 | 10664.372 | 10692.451 | 10717.684 | 10740.528 | 10761.285
Hydrogen Evolution | Lct_BB001 | Number | UKPN London | City Road |  | 6976.083 | 10054.173 | 13048.414 | 15158.893 | 15123.034 | 11296.843 | 14352.554 | 18141.306 | 22482.179 | 27337.368 | 32650.285 | 38612.328 | 44646.582 | 50660.999 | 56358.249 | 61681.361 | 66415.807 | 70610.625 | 74236.768 | 77260.761 | 79849.533 | 81923.774 | 83644.393 | 84909.59 | 85133.151 | 85334.057 | 85515.941 | 85681.21
Hydrogen Evolution | Lct_BB001 | Number | UKPN London | Greenford |  | 839.301 | 1209.63 | 1569.87 | 1823.785 | 1819.47 | 1359.137 | 1726.773 | 2182.602 | 2704.858 | 3288.992 | 3928.195 | 4645.496 | 5371.484 | 6095.086 | 6780.529 | 7420.959 | 7990.566 | 8495.249 | 8931.515 | 9295.335 | 9606.793 | 9856.348 | 10063.357 | 10215.575 | 10242.472 | 10266.643 | 10288.526 | 10308.409
Hydrogen Evolution | Lct_BB001 | Number | UKPN London | Hackney 132kV |  | 3206.855 | 4663.197 | 6232.389 | 7688.826 | 8650.936 | 8635.663 | 10971.544 | 13867.786 | 17186.086 | 20897.545 | 24958.906 | 29516.48 | 34129.254 | 38726.864 | 43082.022 | 47151.176 | 50770.336 | 53976.987 | 56748.925 | 59060.56 | 61039.499 | 62625.114 | 63940.409 | 64907.566 | 65078.463 | 65232.042 | 65371.08 | 65497.417
Hydrogen Evolution | Lct_BB001 | Number | UKPN London | Hackney 66kV |  | 3206.855 | 4663.197 | 6232.389 | 7688.826 | 8650.936 | 8635.663 | 10971.544 | 13867.786 | 17186.086 | 20897.545 | 24958.906 | 29516.48 | 34129.254 | 38726.864 | 43082.022 | 47151.176 | 50770.336 | 53976.987 | 56748.925 | 59060.56 | 61039.499 | 62625.114 | 63940.409 | 64907.566 | 65078.463 | 65232.042 | 65371.08 | 65497.417
Hydrogen Evolution | Lct_BB001 | Number | UKPN London | Hurst |  | 6447.648 | 9384.934 | 12582.749 | 15619.066 | 17770.874 | 18127.528 | 23030.887 | 29110.525 | 36076.125 | 43867.025 | 52392.42 | 61959.437 | 71642.33 | 81293.389 | 90435.507 | 98977.261 | 106574.41 | 113305.642 | 119124.349 | 123976.812 | 128130.896 | 131459.335 | 134220.334 | 136250.539 | 136609.276 | 136931.661 | 137223.522 | 137488.721
Hydrogen Evolution | Lct_BB001 | Number | UKPN London | Islington |  | 2827.321 | 4074.833 | 5288.362 | 6143.714 | 6129.18 | 4578.472 | 5816.914 | 7352.449 | 9111.751 | 11079.5 | 13232.76 | 15649.103 | 18094.712 | 20532.282 | 22841.308 | 24998.7 | 26917.513 | 28617.621 | 30087.252 | 31312.839 | 32362.037 | 33202.701 | 33900.047 | 34412.816 | 34503.423 | 34584.847 | 34658.563 | 34725.544
Hydrogen Evolution | Lct_BB001 | Number | UKPN London | Littlebrook (_C) |  | 2887.26 | 4202.578 | 5634.562 | 6994.226 | 7957.806 | 8117.516 | 10313.243 | 13035.708 | 16154.907 | 19643.676 | 23461.352 | 27745.467 | 32081.471 | 36403.22 | 40497.065 | 44322.067 | 47724.074 | 50738.323 | 53343.943 | 55516.878 | 57377.079 | 58867.556 | 60103.933 | 61013.059 | 61173.702 | 61318.066 | 61448.762 | 61567.518
Hydrogen Evolution | Lct_BB001 | Number | UKPN London | Lodge Road |  | 6081.92 | 8765.475 | 11375.928 | 13215.896 | 13184.633 | 9848.865 | 12512.909 | 15816.036 | 19600.516 | 23833.389 | 28465.32 | 33663.175 | 38923.987 | 44167.503 | 49134.506 | 53775.325 | 57902.932 | 61560.077 | 64721.438 | 67357.829 | 69614.784 | 71423.158 | 72923.235 | 74026.266 | 74221.172 | 74396.326 | 74554.898 | 74698.983
Hydrogen Evolution | Lct_BB001 | Number | UKPN London | New Cross |  | 6719.908 | 9720.173 | 12768.525 | 15215.379 | 16013.75 | 13812.098 | 17548.166 | 22180.489 | 27487.862 | 33424.065 | 39919.909 | 47209.408 | 54587.196 | 61940.729 | 68906.479 | 75414.789 | 81203.365 | 86332.163 | 90765.672 | 94462.96 | 97628.125 | 100164.198 | 102267.915 | 103814.81 | 104088.147 | 104333.785 | 104556.166 | 104758.231
Hydrogen Evolution | Lct_BB001 | Number | UKPN London | Perivale |  | 610.036 | 879.205 | 1141.041 | 1325.596 | 1322.46 | 987.872 | 1255.084 | 1586.398 | 1965.993 | 2390.564 | 2855.161 | 3376.522 | 3904.198 | 4430.139 | 4928.345 | 5393.834 | 5807.846 | 6174.669 | 6491.764 | 6756.202 | 6982.582 | 7163.967 | 7314.43 | 7425.067 | 7444.617 | 7462.185 | 7478.09 | 7492.543
Hydrogen Evolution | Lct_BB001 | Number | UKPN London | Redbridge |  | 3518.623 | 5116.549 | 6838.296 | 8436.327 | 9491.972 | 9475.214 | 12038.188 | 15216 | 18856.902 | 22929.186 | 27385.389 | 32386.045 | 37447.269 | 42491.854 | 47270.417 | 51735.171 | 55706.182 | 59224.58 | 62266.004 | 64802.374 | 66973.704 | 68713.471 | 70156.638 | 71217.821 | 71405.333 | 71573.842 | 71726.397 | 71865.016
Hydrogen Evolution | Lct_BB001 | Number | UKPN London | St John's Wood |  | 6432.575 | 9270.85 | 12031.809 | 13977.86 | 13944.795 | 10416.703 | 13234.343 | 16727.913 | 20730.587 | 25207.507 | 30106.493 | 35604.032 | 41168.156 | 46713.988 | 51967.364 | 56875.752 | 61241.336 | 65109.334 | 68452.964 | 71241.357 | 73628.437 | 75541.073 | 77127.638 | 78294.264 | 78500.407 | 78685.66 | 78853.374 | 79005.766
Hydrogen Evolution | Lct_BB001 | Number | UKPN London | Wesley Avenue (Willesden) |  | 153.887 | 221.787 | 287.838 | 334.394 | 333.603 | 249.2 | 316.606 | 400.183 | 495.94 | 603.041 | 720.24 | 851.758 | 984.869 | 1117.543 | 1243.22 | 1360.643 | 1465.082 | 1557.616 | 1637.606 | 1704.313 | 1761.419 | 1807.176 | 1845.131 | 1873.04 | 1877.972 | 1882.404 | 1886.416 | 1890.062
Hydrogen Evolution | Lct_BB001 | Number | UKPN London | West Ham |  | 4568.488 | 6643.194 | 8878.666 | 10953.508 | 12324.13 | 12302.372 | 15630.07 | 19756.059 | 24483.311 | 29770.659 | 35556.478 | 42049.2 | 48620.562 | 55170.32 | 61374.682 | 67171.602 | 72327.46 | 76895.657 | 80844.563 | 84137.72 | 86956.918 | 89215.787 | 91089.557 | 92467.37 | 92710.83 | 92929.618 | 93127.692 | 93307.671
Hydrogen Evolution | Lct_BB001 | Number | UKPN London | Willesden 132kV |  | 5059.834 | 7292.408 | 9464.166 | 10994.921 | 10968.912 | 8193.731 | 10410.073 | 13158.099 | 16306.584 | 19828.109 | 23681.629 | 28005.968 | 32382.683 | 36745.009 | 40877.29 | 44738.205 | 48172.153 | 51214.703 | 53844.787 | 56038.124 | 57915.79 | 59420.261 | 60668.246 | 61585.908 | 61748.06 | 61893.779 | 62025.702 | 62145.573
Hydrogen Evolution | Lct_BB001 | Number | UKPN London | Willesden 66kV |  | 1365.073 | 1967.39 | 2553.3 | 2966.277 | 2959.26 | 2210.555 | 2808.493 | 3549.872 | 4399.289 | 5349.348 | 6388.974 | 7555.62 | 8736.397 | 9913.292 | 11028.124 | 12069.745 | 12996.176 | 13817.014 | 14526.574 | 15118.305 | 15624.874 | 16030.759 | 16367.448 | 16615.02 | 16658.767 | 16698.08 | 16733.671 | 16766.01
Hydrogen Evolution | Lct_BB001 | Number | UKPN London | Wimbledon North |  | 9701.702 | 14033.26 | 18434.244 | 21966.829 | 23119.458 | 19940.877 | 25334.733 | 32022.536 | 39684.925 | 48255.171 | 57633.386 | 68157.421 | 78808.921 | 89425.404 | 99482.034 | 108878.246 | 117235.36 | 124639.937 | 131040.706 | 136378.575 | 140948.204 | 144609.597 | 147646.786 | 149880.078 | 150274.701 | 150629.335 | 150950.392 | 151242.119
Hydrogen Evolution | Lct_BB001 | Number | UKPN London | Wimbledon South |  | 9701.702 | 14033.26 | 18434.244 | 21966.829 | 23119.458 | 19940.877 | 25334.733 | 32022.536 | 39684.925 | 48255.171 | 57633.386 | 68157.421 | 78808.921 | 89425.404 | 99482.034 | 108878.246 | 117235.36 | 124639.937 | 131040.706 | 136378.575 | 140948.204 | 144609.597 | 147646.786 | 149880.078 | 150274.701 | 150629.335 | 150950.392 | 151242.119
Hydrogen Evolution | Lct_BB001 | Number | UKPN South East | Beddington (_J) |  | 16841.842 | 24514.299 | 32867.285 | 40798.419 | 46419.138 | 47350.749 | 60158.768 | 76039.336 | 94234.115 | 114584.653 | 136853.759 | 161843.679 | 187136.273 | 212345.717 | 236225.758 | 258537.597 | 278382.04 | 295964.63 | 311163.62 | 323838.695 | 334689.54 | 343383.725 | 350595.704 | 355898.784 | 356835.839 | 357677.937 | 358440.305 | 359133.028
Hydrogen Evolution | Lct_BB001 | Number | UKPN South East | Bolney |  | 21055.198 | 31046.59 | 43350.912 | 57962.444 | 74440.382 | 92444.405 | 117449.916 | 148454.064 | 183976.322 | 223707.338 | 267184.037 | 315972.669 | 365352.221 | 414569.437 | 461191.217 | 504751.344 | 543494.296 | 577821.357 | 607494.839 | 632240.798 | 653425.256 | 670399.196 | 684479.376 | 694832.75 | 696662.194 | 698306.249 | 699794.645 | 701147.07
Hydrogen Evolution | Lct_BB001 | Number | UKPN South East | Canterbury |  | 2431.606 | 3597.202 | 5072.803 | 6898.008 | 9078.237 | 11651.437 | 14803.062 | 18710.739 | 23187.866 | 28195.453 | 33675.136 | 39824.319 | 46047.981 | 52251.183 | 58127.263 | 63617.461 | 68500.515 | 72827.002 | 76566.966 | 79685.878 | 82355.908 | 84495.257 | 86269.884 | 87574.794 | 87805.372 | 88012.584 | 88200.178 | 88370.634
Hydrogen Evolution | Lct_BB001 | Number | UKPN South East | Chessington |  | 12014.731 | 17488.153 | 23447.054 | 29105.012 | 33114.753 | 33779.351 | 42916.41 | 54245.382 | 67225.278 | 81743.063 | 97629.527 | 115456.98 | 133500.358 | 151484.416 | 168520.099 | 184437.047 | 198593.791 | 211136.961 | 221979.705 | 231021.923 | 238762.762 | 244965.07 | 250109.993 | 253893.134 | 254561.616 | 255162.357 | 255706.22 | 256200.398
Hydrogen Evolution | Lct_BB001 | Number | UKPN South East | Kemsley |  | 3415.981 | 5057.414 | 7148.89 | 9759.687 | 12916.516 | 16698.877 | 21215.797 | 26816.292 | 33232.925 | 40409.815 | 48263.314 | 57076.345 | 65996.118 | 74886.566 | 83308.183 | 91176.753 | 98175.162 | 104375.898 | 109736.026 | 114206.061 | 118032.757 | 121098.878 | 123642.279 | 125512.482 | 125842.947 | 126139.924 | 126408.783 | 126653.081
Hydrogen Evolution | Lct_BB001 | Number | UKPN South East | Kingsnorth |  | 4215.334 | 6217.213 | 8687.869 | 11631.527 | 14967.447 | 18637.798 | 23679.181 | 29929.954 | 37091.628 | 45101.833 | 53867.208 | 63703.527 | 73658.982 | 83581.708 | 92981.166 | 101763.362 | 109574.362 | 116495.071 | 122477.568 | 127466.622 | 131737.639 | 135159.77 | 137998.488 | 140085.841 | 140454.676 | 140786.136 | 141086.213 | 141358.876
Hydrogen Evolution | Lct_BB001 | Number | UKPN South East | Littlebrook (_J) |  | 717.624 | 1044.545 | 1400.462 | 1738.405 | 1977.902 | 2017.597 | 2563.342 | 3240.007 | 4015.279 | 4882.408 | 5831.286 | 6896.097 | 7973.805 | 9047.969 | 10065.489 | 11016.188 | 11861.752 | 12610.939 | 13258.562 | 13798.642 | 14260.993 | 14631.449 | 14938.748 | 15164.71 | 15204.638 | 15240.519 | 15273.004 | 15302.52
Hydrogen Evolution | Lct_BB001 | Number | UKPN South East | Ninfield |  | 13289.987 | 19596.527 | 27362.983 | 36585.745 | 46986.577 | 58350.669 | 74134.083 | 93703.821 | 116125.378 | 141203.494 | 168645.873 | 199441.132 | 230609.377 | 261675.157 | 291102.704 | 318597.744 | 343052.194 | 364719.347 | 383449.172 | 399068.757 | 412440.332 | 423154.239 | 432041.612 | 438576.635 | 439731.376 | 440769.099 | 441708.571 | 442562.218
Hydrogen Evolution | Lct_BB001 | Number | UKPN South East | Northfleet East |  | 14040.253 | 20708.026 | 28937.182 | 38741.792 | 49852.932 | 62077.98 | 78869.603 | 99689.412 | 123543.208 | 150223.257 | 179418.595 | 212180.985 | 245340.189 | 278390.381 | 309697.694 | 338949.055 | 364965.602 | 388016.803 | 407943.048 | 424560.377 | 438786.099 | 450184.386 | 459639.464 | 466591.931 | 467820.433 | 468924.444 | 469923.927 | 470832.103
Hydrogen Evolution | Lct_BB001 | Number | UKPN South East | Richborough |  | 4863.211 | 7194.404 | 10145.607 | 13796.016 | 18156.474 | 23302.873 | 29606.124 | 37421.478 | 46375.731 | 56390.906 | 67350.271 | 79648.639 | 92095.963 | 104502.366 | 116254.526 | 127234.921 | 137001.03 | 145654.005 | 153133.932 | 159371.756 | 164711.817 | 168990.513 | 172539.767 | 175149.588 | 175610.744 | 176025.169 | 176400.355 | 176741.267
Hydrogen Evolution | Lct_BB001 | Number | UKPN South East | Sellindge |  | 8717.368 | 12896.093 | 18186.308 | 24730.084 | 32547.006 | 41773.322 | 53072.689 | 67082.691 | 83134.313 | 101087.769 | 120733.805 | 142780.172 | 165093.56 | 187333.593 | 208400.813 | 228084.549 | 245591.523 | 261103.066 | 274511.773 | 285693.855 | 295266.583 | 302936.683 | 309299.166 | 313977.597 | 314804.278 | 315547.185 | 316219.754 | 316830.881
Hydrogen Evolution | Lct_BB001 | Number | UKPN South East | West Weybridge |  | 12577.805 | 18307.74 | 24545.907 | 30469.028 | 34666.686 | 35362.431 | 44927.701 | 56787.608 | 70375.811 | 85573.976 | 102204.964 | 120867.906 | 139756.892 | 158583.779 | 176417.844 | 193080.745 | 207900.949 | 221031.958 | 232382.85 | 241848.834 | 249952.45 | 256445.431 | 261831.472 | 265791.912 | 266491.723 | 267120.618 | 267689.968 | 268207.307
Hydrogen Evolution | Lct_BB002 | Number | Electricity North West | Bredbury |  | 2467.549 | 3018.329 | 3625.567 | 4427.988 | 5316.02 | 6334.827 | 7300.006 | 8194.421 | 9021.82 | 9820.557 | 10646.691 | 10008.655 | 9512.79 | 8832.869 | 8227.897 | 7586.804 | 6896.997 | 6007.964 | 5058.167 | 4022.544 | 2922.167 | 1883.31 | 919.054 | 0 | 0 | 0 | 0 | 0
Hydrogen Evolution | Lct_BB002 | Number | Electricity North West | Harker |  | 1253.388 | 1560.849 | 1973.751 | 2608.248 | 3454.722 | 4595.069 | 5295.176 | 5943.954 | 6544.122 | 7123.499 | 7722.748 | 7259.939 | 6900.254 | 6407.063 | 5968.237 | 5503.21 | 5002.847 | 4357.973 | 3669.023 | 2917.817 | 2119.641 | 1366.089 | 666.651 | 0 | 0 | 0 | 0 | 0
Hydrogen Evolution | Lct_BB002 | Number | Electricity North West | Heysham (NGET) |  | 719.381 | 887.631 | 1093.621 | 1390.462 | 1758.971 | 2228.661 | 2568.221 | 2882.886 | 3173.974 | 3454.978 | 3745.621 | 3521.153 | 3346.702 | 3107.498 | 2894.663 | 2669.119 | 2426.438 | 2113.667 | 1779.518 | 1415.174 | 1028.05 | 662.569 | 323.333 | 0 | 0 | 0 | 0 | 0
Hydrogen Evolution | Lct_BB002 | Number | Electricity North West | Hutton |  | 1259.208 | 1571.857 | 2000.859 | 2669.112 | 3573.205 | 4803.418 | 5535.27 | 6213.465 | 6840.845 | 7446.492 | 8072.912 | 7589.118 | 7213.125 | 6697.571 | 6238.848 | 5752.736 | 5229.686 | 4555.572 | 3835.383 | 3050.116 | 2215.749 | 1428.031 | 696.878 | 0 | 0 | 0 | 0 | 0
Hydrogen Evolution | Lct_BB002 | Number | Electricity North West | Kearsley 132kV |  | 2170.532 | 2691.213 | 3361.895 | 4364.325 | 5662.297 | 7372.602 | 8495.897 | 9536.835 | 10499.78 | 11429.366 | 12390.837 | 11648.278 | 11071.18 | 10279.874 | 9575.795 | 8829.678 | 8026.866 | 6992.192 | 5886.798 | 4681.519 | 3400.878 | 2191.835 | 1069.614 | 0 | 0 | 0 | 0 | 0
Hydrogen Evolution | Lct_BB002 | Number | Electricity North West | Kearsley 33kV |  | 2170.532 | 2691.213 | 3361.895 | 4364.325 | 5662.297 | 7372.602 | 8495.897 | 9536.835 | 10499.78 | 11429.366 | 12390.837 | 11648.278 | 11071.18 | 10279.874 | 9575.795 | 8829.678 | 8026.866 | 6992.192 | 5886.798 | 4681.519 | 3400.878 | 2191.835 | 1069.614 | 0 | 0 | 0 | 0 | 0
Hydrogen Evolution | Lct_BB002 | Number | Electricity North West | Kirkby (_G) |  | 498.677 | 616.046 | 761.624 | 973.442 | 1239.433 | 1581.625 | 1822.602 | 2045.912 | 2252.49 | 2451.912 | 2658.174 | 2498.874 | 2375.071 | 2205.314 | 2054.27 | 1894.207 | 1721.982 | 1500.016 | 1262.879 | 1004.314 | 729.581 | 470.209 | 229.462 | 0 | 0 | 0 | 0 | 0
Hydrogen Evolution | Lct_BB002 | Number | Electricity North West | Macclesfield |  | 810.794 | 982.112 | 1145.207 | 1329.727 | 1483.609 | 1601.133 | 1845.083 | 2071.147 | 2280.273 | 2482.155 | 2690.961 | 2529.696 | 2404.366 | 2232.515 | 2079.608 | 1917.571 | 1743.222 | 1518.518 | 1278.456 | 1016.701 | 738.58 | 476.008 | 232.292 | 0 | 0 | 0 | 0 | 0
Hydrogen Evolution | Lct_BB002 | Number | Electricity North West | Ormonde |  | 359.691 | 443.816 | 546.811 | 695.231 | 879.486 | 1114.33 | 1284.11 | 1441.443 | 1586.987 | 1727.489 | 1872.81 | 1760.576 | 1673.351 | 1553.749 | 1447.331 | 1334.56 | 1213.219 | 1056.833 | 889.759 | 707.587 | 514.025 | 331.284 | 161.667 | 0 | 0 | 0 | 0 | 0
Hydrogen Evolution | Lct_BB002 | Number | Electricity North West | Padiham |  | 2575.073 | 3175.027 | 3903.68 | 4947.333 | 6233.489 | 7862.876 | 9060.869 | 10171.029 | 11198.009 | 12189.412 | 13214.821 | 12422.882 | 11807.406 | 10963.479 | 10212.579 | 9416.847 | 8560.648 | 7457.169 | 6278.267 | 4992.837 | 3627.034 | 2337.591 | 1140.743 | 0 | 0 | 0 | 0 | 0
Hydrogen Evolution | Lct_BB002 | Number | Electricity North West | Penwortham East |  | 1345.477 | 1668.407 | 2084.79 | 2707.566 | 3514.573 | 4578.568 | 5276.162 | 5922.61 | 6520.623 | 7097.919 | 7695.016 | 7233.869 | 6875.476 | 6384.056 | 5946.805 | 5483.448 | 4984.882 | 4342.324 | 3655.847 | 2907.339 | 2112.029 | 1361.184 | 664.257 | 0 | 0 | 0 | 0 | 0
Hydrogen Evolution | Lct_BB002 | Number | Electricity North West | Penwortham West |  | 938.186 | 1163.362 | 1453.7 | 1887.955 | 2450.672 | 3192.584 | 3679.008 | 4129.769 | 4546.757 | 4949.299 | 5365.648 | 5044.095 | 4794.192 | 4451.53 | 4146.64 | 3823.547 | 3475.902 | 3027.854 | 2549.181 | 2027.255 | 1472.694 | 949.138 | 463.179 | 0 | 0 | 0 | 0 | 0
Hydrogen Evolution | Lct_BB002 | Number | Electricity North West | Robin Rigg |  | 1253.388 | 1560.849 | 1973.751 | 2608.248 | 3454.722 | 4595.069 | 5295.176 | 5943.954 | 6544.122 | 7123.499 | 7722.748 | 7259.939 | 6900.254 | 6407.063 | 5968.237 | 5503.21 | 5002.847 | 4357.973 | 3669.023 | 2917.817 | 2119.641 | 1366.089 | 666.651 | 0 | 0 | 0 | 0 | 0
Hydrogen Evolution | Lct_BB002 | Number | Electricity North West | Rochdale |  | 1689.661 | 2094.987 | 2617.083 | 3397.429 | 4407.841 | 5739.236 | 6613.67 | 7423.993 | 8173.602 | 8897.243 | 9645.705 | 9067.656 | 8618.411 | 8002.415 | 7454.322 | 6873.504 | 6248.551 | 5443.104 | 4582.606 | 3644.35 | 2647.429 | 1706.244 | 832.646 | 0 | 0 | 0 | 0 | 0
Hydrogen Evolution | Lct_BB002 | Number | Electricity North West | South Manchester |  | 1809.463 | 2213.352 | 2658.642 | 3247.061 | 3898.258 | 4645.353 | 5353.122 | 6009 | 6615.735 | 7201.452 | 7807.259 | 7339.385 | 6975.765 | 6477.176 | 6033.548 | 5563.432 | 5057.594 | 4405.663 | 3709.173 | 2949.747 | 2142.836 | 1381.039 | 673.946 | 0 | 0 | 0 | 0 | 0
Hydrogen Evolution | Lct_BB002 | Number | Electricity North West | Stalybridge |  | 2848.658 | 3537.762 | 4439.669 | 5802.394 | 7587.978 | 9961.942 | 11479.75 | 12886.277 | 14187.419 | 15443.486 | 16742.637 | 15739.283 | 14959.501 | 13890.279 | 12938.92 | 11930.759 | 10845.991 | 9447.927 | 7954.307 | 6325.72 | 4595.304 | 2961.632 | 1445.275 | 0 | 0 | 0 | 0 | 0
Hydrogen Evolution | Lct_BB002 | Number | Electricity North West | Stanah |  | 938.186 | 1163.362 | 1453.7 | 1887.955 | 2450.672 | 3192.584 | 3679.008 | 4129.769 | 4546.757 | 4949.299 | 5365.648 | 5044.095 | 4794.192 | 4451.53 | 4146.64 | 3823.547 | 3475.902 | 3027.854 | 2549.181 | 2027.255 | 1472.694 | 949.138 | 463.179 | 0 | 0 | 0 | 0 | 0
Hydrogen Evolution | Lct_BB002 | Number | Electricity North West | Walney 2 |  | 938.186 | 1163.362 | 1453.7 | 1887.955 | 2450.672 | 3192.584 | 3679.008 | 4129.769 | 4546.757 | 4949.299 | 5365.648 | 5044.095 | 4794.192 | 4451.53 | 4146.64 | 3823.547 | 3475.902 | 3027.854 | 2549.181 | 2027.255 | 1472.694 | 949.138 | 463.179 | 0 | 0 | 0 | 0 | 0
Hydrogen Evolution | Lct_BB002 | Number | Electricity North West | Washway Farm |  | 498.677 | 616.046 | 761.624 | 973.442 | 1239.433 | 1581.625 | 1822.602 | 2045.912 | 2252.49 | 2451.912 | 2658.174 | 2498.874 | 2375.071 | 2205.314 | 2054.27 | 1894.207 | 1721.982 | 1500.016 | 1262.879 | 1004.314 | 729.581 | 470.209 | 229.462 | 0 | 0 | 0 | 0 | 0
Hydrogen Evolution | Lct_BB002 | Number | Electricity North West | Whitegate |  | 1266.269 | 1570.029 | 1961.299 | 2546.107 | 3303.333 | 4301.109 | 4956.429 | 5563.703 | 6125.476 | 6667.789 | 7228.702 | 6795.5 | 6458.826 | 5997.185 | 5586.432 | 5151.154 | 4682.801 | 4079.181 | 3434.305 | 2731.156 | 1984.041 | 1278.697 | 624.003 | 0 | 0 | 0 | 0 | 0
Hydrogen Evolution | Lct_BB002 | Number | IDNO - Refer to Comment Field | Tynemouth 2 |  | 285.524 | 354.148 | 442.865 | 575.799 | 748.405 | 976.323 | 1125.076 | 1262.923 | 1390.441 | 1513.543 | 1640.866 | 1542.532 | 1466.11 | 1361.32 | 1268.082 | 1169.277 | 1062.964 | 925.946 | 779.564 | 619.954 | 450.364 | 290.256 | 141.645 | 0 | 0 | 0 | 0 | 0 | Note: TYNE2 is operated by an IDNO allocated to GSP Group/licence area F
Hydrogen Evolution | Lct_BB002 | Number | NGED East Midlands | Berkswell |  | 3370.267 | 4141.152 | 5040.737 | 6289.201 | 7767.824 | 9577.915 | 11037.213 | 12389.52 | 13640.503 | 14848.15 | 16097.22 | 15132.544 | 14382.822 | 13354.818 | 12440.133 | 11470.836 | 10427.885 | 9083.716 | 7647.674 | 6081.868 | 4418.158 | 2847.463 | 1389.56 | 0 | 0 | 0 | 0 | 0
Hydrogen Evolution | Lct_BB002 | Number | NGED East Midlands | Bicker Fen |  | 1858.089 | 2300.679 | 2862.976 | 3695.383 | 4761.688 | 6155.186 | 7092.994 | 7962.046 | 8765.982 | 9542.069 | 10344.775 | 9724.833 | 9243.028 | 8582.389 | 7994.572 | 7371.66 | 6701.414 | 5837.592 | 4914.729 | 3908.474 | 2839.301 | 1829.904 | 892.992 | 0 | 0 | 0 | 0 | 0
Hydrogen Evolution | Lct_BB002 | Number | NGED East Midlands | Chesterfield |  | 3873.696 | 4772.513 | 5854.683 | 7394.363 | 9276.348 | 11644.291 | 13418.423 | 15062.482 | 16583.357 | 18051.546 | 19570.094 | 18397.296 | 17485.826 | 16236.037 | 15124.015 | 13945.598 | 12677.637 | 11043.471 | 9297.612 | 7393.993 | 5371.348 | 3461.786 | 1689.349 | 0 | 0 | 0 | 0 | 0
Hydrogen Evolution | Lct_BB002 | Number | NGED East Midlands | Coventry |  | 4285.655 | 5265.918 | 6409.836 | 7997.391 | 9877.619 | 12179.343 | 14034.996 | 15754.598 | 17345.357 | 18881.01 | 20469.335 | 19242.647 | 18289.295 | 16982.079 | 15818.959 | 14586.394 | 13260.171 | 11550.916 | 9724.835 | 7733.745 | 5618.16 | 3620.854 | 1766.974 | 0 | 0 | 0 | 0 | 0
Hydrogen Evolution | Lct_BB002 | Number | NGED East Midlands | Drakelow |  | 1298.726 | 1607.127 | 1996.558 | 2570.577 | 3302.289 | 4254.878 | 4903.154 | 5503.901 | 6059.635 | 6596.119 | 7151.003 | 6722.457 | 6389.402 | 5932.723 | 5526.385 | 5095.786 | 4632.467 | 4035.336 | 3397.391 | 2701.799 | 1962.716 | 1264.953 | 617.296 | 0 | 0 | 0 | 0 | 0
Hydrogen Evolution | Lct_BB002 | Number | NGED East Midlands | East Claydon (_B) |  | 6295.941 | 7616.037 | 8843.971 | 10193.105 | 11242.194 | 11925.064 | 13741.975 | 15425.675 | 16983.223 | 18486.814 | 20041.978 | 18840.901 | 17907.453 | 16627.529 | 15488.692 | 14281.861 | 12983.326 | 11309.757 | 9521.801 | 7572.281 | 5500.865 | 3545.258 | 1730.084 | 0 | 0 | 0 | 0 | 0
Hydrogen Evolution | Lct_BB002 | Number | NGED East Midlands | Enderby |  | 2607.219 | 3229.231 | 4021.933 | 5197.988 | 6708.216 | 8685.614 | 10008.96 | 11235.283 | 12369.722 | 13464.861 | 14597.564 | 13722.76 | 13042.884 | 12110.652 | 11281.181 | 10402.186 | 9456.399 | 8237.456 | 6935.199 | 5515.267 | 4006.552 | 2582.187 | 1260.106 | 0 | 0 | 0 | 0 | 0
Hydrogen Evolution | Lct_BB002 | Number | NGED East Midlands | Grendon |  | 8143.619 | 9954.778 | 11934.045 | 14528.407 | 17365.316 | 20579.838 | 23715.396 | 26621.065 | 29309.023 | 31903.866 | 34587.711 | 32514.936 | 30904.026 | 28695.179 | 26729.817 | 24647.112 | 22406.148 | 19517.964 | 16432.375 | 13067.965 | 9493.191 | 6118.276 | 2985.715 | 0 | 0 | 0 | 0 | 0
Hydrogen Evolution | Lct_BB002 | Number | NGED East Midlands | Ratcliffe |  | 2828.238 | 3477.275 | 4240.218 | 5305.351 | 6576.591 | 8143.486 | 9384.233 | 10534.013 | 11597.644 | 12624.428 | 13686.432 | 12866.23 | 12228.79 | 11354.744 | 10577.046 | 9752.915 | 8866.161 | 7723.3 | 6502.326 | 5171.022 | 3756.476 | 2421.015 | 1181.454 | 0 | 0 | 0 | 0 | 0
Hydrogen Evolution | Lct_BB002 | Number | NGED East Midlands | Staythorpe |  | 3779.617 | 4632.288 | 5596.453 | 6899.49 | 8388.568 | 10152.08 | 11698.858 | 13132.231 | 14458.207 | 15738.248 | 17062.195 | 16039.691 | 15245.025 | 14155.396 | 13185.879 | 12158.476 | 11053.003 | 9628.255 | 8106.127 | 6446.456 | 4683.012 | 3018.159 | 1472.86 | 0 | 0 | 0 | 0 | 0
Hydrogen Evolution | Lct_BB002 | Number | NGED East Midlands | Stoke Bardolph |  | 872.175 | 1072.325 | 1307.602 | 1636.069 | 2028.095 | 2511.296 | 2893.918 | 3248.489 | 3576.492 | 3893.133 | 4220.634 | 3967.7 | 3771.125 | 3501.586 | 3261.759 | 3007.613 | 2734.155 | 2381.718 | 2005.193 | 1594.644 | 1158.426 | 746.595 | 364.338 | 0 | 0 | 0 | 0 | 0
Hydrogen Evolution | Lct_BB002 | Number | NGED East Midlands | Walpole (_B) |  | 2309.474 | 2842.728 | 3478.048 | 4374.569 | 5459.261 | 6812.199 | 7850.11 | 8811.925 | 9701.675 | 10560.602 | 11448.991 | 10762.874 | 10229.642 | 9498.484 | 8847.924 | 8158.52 | 7416.732 | 6460.705 | 5439.334 | 4325.669 | 3142.372 | 2025.231 | 988.311 | 0 | 0 | 0 | 0 | 0
Hydrogen Evolution | Lct_BB002 | Number | NGED East Midlands | West Burton |  | 838.637 | 1036.71 | 1284.133 | 1646.007 | 2103.182 | 2694.172 | 3104.658 | 3485.048 | 3836.937 | 4176.636 | 4527.987 | 4256.633 | 4045.744 | 3756.577 | 3499.285 | 3226.632 | 2933.26 | 2555.159 | 2151.214 | 1710.769 | 1242.784 | 800.963 | 390.869 | 0 | 0 | 0 | 0 | 0
Hydrogen Evolution | Lct_BB002 | Number | NGED East Midlands | Willington |  | 4561.174 | 5604.458 | 6821.917 | 8511.534 | 10512.639 | 12962.339 | 14937.29 | 16767.444 | 18460.471 | 20094.848 | 21785.285 | 20479.735 | 19465.093 | 18073.837 | 16835.942 | 15524.137 | 14112.652 | 12293.511 | 10350.034 | 8230.939 | 5979.345 | 3853.634 | 1880.571 | 0 | 0 | 0 | 0 | 0
Hydrogen Evolution | Lct_BB002 | Number | NGED South Wales | Aberthaw |  | 1173.971 | 1461.503 | 1846.556 | 2437.187 | 3223.642 | 4281.679 | 4934.038 | 5538.569 | 6097.804 | 6637.666 | 7196.046 | 6764.801 | 6429.648 | 5970.093 | 5561.195 | 5127.884 | 4661.646 | 4060.754 | 3418.79 | 2718.818 | 1975.078 | 1272.92 | 621.184 | 0 | 0 | 0 | 0 | 0
Hydrogen Evolution | Lct_BB002 | Number | NGED South Wales | Alpha Steel (Uskmouth) |  | 931.232 | 1159.312 | 1464.749 | 1933.257 | 2557.099 | 3396.369 | 3913.842 | 4393.375 | 4836.979 | 5265.216 | 5708.141 | 5366.063 | 5100.209 | 4735.674 | 4411.323 | 4067.606 | 3697.772 | 3221.124 | 2711.897 | 2156.656 | 1566.697 | 1009.722 | 492.744 | 0 | 0 | 0 | 0 | 0
Hydrogen Evolution | Lct_BB002 | Number | NGED South Wales | Cardiff East |  | 1181.72 | 1471.151 | 1858.746 | 2453.275 | 3244.922 | 4309.943 | 4966.609 | 5575.13 | 6138.057 | 6681.483 | 7243.549 | 6809.457 | 6472.091 | 6009.503 | 5597.906 | 5161.734 | 4692.419 | 4087.56 | 3441.359 | 2736.765 | 1988.116 | 1281.323 | 625.285 | 0 | 0 | 0 | 0 | 0
Hydrogen Evolution | Lct_BB002 | Number | NGED South Wales | Grange |  | 479.928 | 597.645 | 755.707 | 998.57 | 1322.534 | 1758.935 | 2026.928 | 2275.272 | 2505.009 | 2726.787 | 2956.173 | 2779.015 | 2641.332 | 2452.544 | 2284.567 | 2106.561 | 1915.028 | 1668.178 | 1404.456 | 1116.904 | 811.372 | 522.922 | 255.186 | 0 | 0 | 0 | 0 | 0
Hydrogen Evolution | Lct_BB002 | Number | NGED South Wales | Imperial Park |  | 30.799 | 38.919 | 51.195 | 71.413 | 100.275 | 140.996 | 162.478 | 182.385 | 200.801 | 218.579 | 236.966 | 222.765 | 211.729 | 196.596 | 183.13 | 168.862 | 153.508 | 133.721 | 112.581 | 89.531 | 65.039 | 41.917 | 20.456 | 0 | 0 | 0 | 0 | 0
Hydrogen Evolution | Lct_BB002 | Number | NGED South Wales | Pembroke |  | 678.469 | 857.338 | 1127.762 | 1573.135 | 2208.93 | 3105.957 | 3579.182 | 4017.713 | 4423.386 | 4815.005 | 5220.057 | 4907.229 | 4664.107 | 4330.743 | 4034.126 | 3719.799 | 3381.588 | 2945.696 | 2480.012 | 1972.247 | 1432.734 | 923.384 | 450.611 | 0 | 0 | 0 | 0 | 0
Hydrogen Evolution | Lct_BB002 | Number | NGED South Wales | Pyle |  | 629.215 | 783.549 | 990.777 | 1309.186 | 1733.923 | 2306.072 | 2657.426 | 2983.021 | 3284.22 | 3574.985 | 3875.723 | 3643.458 | 3462.948 | 3215.436 | 2995.207 | 2761.83 | 2510.719 | 2187.084 | 1841.328 | 1464.33 | 1063.759 | 685.583 | 334.564 | 0 | 0 | 0 | 0 | 0
Hydrogen Evolution | Lct_BB002 | Number | NGED South Wales | Rassau |  | 1323.796 | 1672.797 | 2200.433 | 3069.424 | 4309.956 | 6060.191 | 6983.526 | 7839.165 | 8630.694 | 9394.803 | 10185.121 | 9574.746 | 9100.378 | 8449.934 | 7871.189 | 7257.89 | 6597.989 | 5747.499 | 4838.878 | 3848.153 | 2795.481 | 1801.663 | 879.21 | 0 | 0 | 0 | 0 | 0
Hydrogen Evolution | Lct_BB002 | Number | NGED South Wales | Swansea North |  | 3571.167 | 4512.657 | 5936.048 | 8280.299 | 11626.848 | 16348.41 | 18839.264 | 21147.498 | 23282.784 | 25344.099 | 27476.119 | 25829.528 | 24549.837 | 22795.153 | 21233.889 | 19579.41 | 17799.211 | 15504.868 | 13053.708 | 10381.055 | 7541.292 | 4860.295 | 2371.821 | 0 | 0 | 0 | 0 | 0
Hydrogen Evolution | Lct_BB002 | Number | NGED South Wales | Upper Boat 132kV |  | 940.461 | 1170.801 | 1479.265 | 1952.415 | 2582.44 | 3430.026 | 3952.627 | 4436.913 | 4884.913 | 5317.394 | 5764.708 | 5419.24 | 5150.751 | 4782.604 | 4455.039 | 4107.916 | 3734.416 | 3253.045 | 2738.772 | 2178.028 | 1582.223 | 1019.729 | 497.627 | 0 | 0 | 0 | 0 | 0
Hydrogen Evolution | Lct_BB002 | Number | NGED South Wales | Upper Boat 33kV |  | 940.461 | 1170.801 | 1479.265 | 1952.415 | 2582.44 | 3430.026 | 3952.627 | 4436.913 | 4884.913 | 5317.394 | 5764.708 | 5419.24 | 5150.751 | 4782.604 | 4455.039 | 4107.916 | 3734.416 | 3253.045 | 2738.772 | 2178.028 | 1582.223 | 1019.729 | 497.627 | 0 | 0 | 0 | 0 | 0
Hydrogen Evolution | Lct_BB002 | Number | NGED South Wales | Uskmouth |  | 931.232 | 1159.312 | 1464.749 | 1933.257 | 2557.099 | 3396.369 | 3913.842 | 4393.375 | 4836.979 | 5265.216 | 5708.141 | 5366.063 | 5100.209 | 4735.674 | 4411.323 | 4067.606 | 3697.772 | 3221.124 | 2711.897 | 2156.656 | 1566.697 | 1009.722 | 492.744 | 0 | 0 | 0 | 0 | 0
Hydrogen Evolution | Lct_BB002 | Number | NGED South West | Abham |  | 2830.225 | 3507.99 | 4378.114 | 5675.656 | 7351.469 | 9555.355 | 11011.216 | 12360.337 | 13608.374 | 14813.176 | 16059.304 | 15096.901 | 14348.944 | 13323.362 | 12410.832 | 11443.818 | 10403.323 | 9062.32 | 7629.661 | 6067.543 | 4407.751 | 2840.756 | 1386.287 | 0 | 0 | 0 | 0 | 0
Hydrogen Evolution | Lct_BB002 | Number | NGED South West | Alverdiscott |  | 3637.834 | 4509.001 | 5627.415 | 7295.213 | 9449.222 | 12281.991 | 14153.283 | 15887.379 | 17491.545 | 19040.139 | 20641.851 | 19404.825 | 18443.438 | 17125.204 | 15952.282 | 14709.329 | 13371.928 | 11648.267 | 9806.796 | 7798.925 | 5665.51 | 3651.371 | 1781.867 | 0 | 0 | 0 | 0 | 0
Hydrogen Evolution | Lct_BB002 | Number | NGED South West | Axminster |  | 949.58 | 1162.965 | 1402.04 | 1722.547 | 2084.698 | 2508.918 | 2891.178 | 3245.412 | 3573.105 | 3889.446 | 4216.637 | 3963.942 | 3767.554 | 3498.27 | 3258.67 | 3004.765 | 2731.566 | 2379.463 | 2003.294 | 1593.134 | 1157.328 | 745.888 | 363.993 | 0 | 0 | 0 | 0 | 0
Hydrogen Evolution | Lct_BB002 | Number | NGED South West | Bridgewater |  | 3560.615 | 4352.53 | 5218.02 | 6352.564 | 7593.317 | 8999.389 | 10370.542 | 11641.167 | 12816.588 | 13951.291 | 15124.914 | 14218.507 | 13514.07 | 12548.16 | 11688.723 | 10777.974 | 9798.019 | 8535.041 | 7185.739 | 5714.51 | 4151.292 | 2675.471 | 1305.628 | 0 | 0 | 0 | 0 | 0
Hydrogen Evolution | Lct_BB002 | Number | NGED South West | Exeter |  | 1897.63 | 2352.063 | 2935.469 | 3805.455 | 4929.066 | 6406.744 | 7382.88 | 8287.449 | 9124.241 | 9932.046 | 10767.558 | 10122.279 | 9620.784 | 8933.144 | 8321.304 | 7672.934 | 6975.296 | 6076.17 | 5115.59 | 4068.21 | 2955.341 | 1904.691 | 929.488 | 0 | 0 | 0 | 0 | 0
Hydrogen Evolution | Lct_BB002 | Number | NGED South West | Indian Queens |  | 2897.678 | 3591.597 | 4482.458 | 5810.925 | 7526.677 | 9783.089 | 11273.647 | 12654.923 | 13932.704 | 15166.221 | 16442.047 | 15456.707 | 14690.924 | 13640.899 | 12706.62 | 11716.559 | 10651.267 | 9278.304 | 7811.499 | 6212.151 | 4512.802 | 2908.46 | 1419.327 | 0 | 0 | 0 | 0 | 0
Hydrogen Evolution | Lct_BB002 | Number | NGED South West | Landulph |  | 1565.741 | 1940.696 | 2422.067 | 3139.895 | 4066.99 | 5286.228 | 6091.641 | 6838.004 | 7528.445 | 8194.967 | 8884.352 | 8351.929 | 7938.144 | 7370.77 | 6865.938 | 6330.966 | 5755.342 | 5013.47 | 4220.892 | 3356.695 | 2438.463 | 1571.567 | 766.924 | 0 | 0 | 0 | 0 | 0
Hydrogen Evolution | Lct_BB002 | Number | NGED South West | Sandford |  | 816.458 | 993.963 | 1177.023 | 1403.725 | 1629.942 | 1860.537 | 2144.009 | 2406.698 | 2649.705 | 2884.294 | 3126.929 | 2939.539 | 2793.903 | 2594.21 | 2416.53 | 2228.242 | 2025.646 | 1764.537 | 1485.582 | 1181.42 | 858.239 | 553.128 | 269.926 | 0 | 0 | 0 | 0 | 0
Hydrogen Evolution | Lct_BB002 | Number | NGED South West | Seabank |  | 2038.183 | 2481.303 | 2938.288 | 3504.221 | 4068.943 | 4644.593 | 5352.246 | 6008.017 | 6614.653 | 7200.274 | 7805.982 | 7338.184 | 6974.623 | 6476.116 | 6032.561 | 5562.522 | 5056.767 | 4404.942 | 3708.566 | 2949.264 | 2142.486 | 1380.813 | 673.836 | 0 | 0 | 0 | 0 | 0
Hydrogen Evolution | Lct_BB002 | Number | NGED South West | Taunton |  | 1631.686 | 2011.941 | 2474.009 | 3136.097 | 3952.428 | 4987.028 | 5746.855 | 6450.974 | 7102.336 | 7731.134 | 8381.499 | 7879.212 | 7488.847 | 6953.586 | 6477.328 | 5972.634 | 5429.591 | 4729.709 | 3981.991 | 3166.707 | 2300.446 | 1482.617 | 723.516 | 0 | 0 | 0 | 0 | 0
Hydrogen Evolution | Lct_BB002 | Number | NGED West Midlands | Bishops Wood |  | 6237.541 | 7718.73 | 9589.096 | 12346.001 | 15860.279 | 20435.385 | 23548.933 | 26434.207 | 29103.298 | 31679.927 | 34344.934 | 32286.708 | 30687.105 | 28493.763 | 26542.196 | 24474.109 | 22248.875 | 19380.964 | 16317.033 | 12976.238 | 9426.556 | 6075.331 | 2964.758 | 0 | 0 | 0 | 0 | 0
Hydrogen Evolution | Lct_BB002 | Number | NGED West Midlands | Bushbury |  | 1189.658 | 1472.158 | 1828.884 | 2354.696 | 3024.958 | 3897.547 | 4491.38 | 5041.675 | 5550.739 | 6042.167 | 6550.452 | 6157.896 | 5852.811 | 5434.485 | 5062.271 | 4667.835 | 4243.426 | 3696.442 | 3112.073 | 2474.898 | 1797.884 | 1158.72 | 565.455 | 0 | 0 | 0 | 0 | 0
Hydrogen Evolution | Lct_BB002 | Number | NGED West Midlands | Bustleholme |  | 2008.549 | 2467.966 | 3004.084 | 3748.12 | 4629.322 | 5708.067 | 6577.752 | 7383.674 | 8129.212 | 8848.923 | 9593.32 | 9018.41 | 8571.605 | 7958.955 | 7413.838 | 6836.174 | 6214.616 | 5413.543 | 4557.718 | 3624.558 | 2633.051 | 1696.978 | 828.124 | 0 | 0 | 0 | 0 | 0
Hydrogen Evolution | Lct_BB002 | Number | NGED West Midlands | Cellarhead |  | 4747.09 | 5875.119 | 7301.458 | 9405.891 | 12091.392 | 15590.537 | 17965.922 | 20167.151 | 22203.451 | 24169.209 | 26202.393 | 24632.134 | 23411.767 | 21738.425 | 20249.538 | 18671.756 | 16974.083 | 14786.1 | 12448.57 | 9899.815 | 7191.696 | 4634.984 | 2261.869 | 0 | 0 | 0 | 0 | 0
Hydrogen Evolution | Lct_BB002 | Number | NGED West Midlands | Feckenham |  | 6469.515 | 7949.295 | 9676.125 | 12072.658 | 14911.002 | 18385.626 | 21186.873 | 23782.741 | 26184.11 | 28502.292 | 30899.987 | 29048.21 | 27609.055 | 25635.714 | 23879.898 | 22019.25 | 20017.216 | 17436.969 | 14680.364 | 11674.665 | 8481.032 | 5465.949 | 2667.38 | 0 | 0 | 0 | 0 | 0
Hydrogen Evolution | Lct_BB002 | Number | NGED West Midlands | Hams Hall |  | 2611.431 | 3208.746 | 3905.784 | 4873.149 | 6018.851 | 7421.389 | 8552.117 | 9599.943 | 10569.26 | 11504.998 | 12472.832 | 11725.359 | 11144.441 | 10347.899 | 9639.161 | 8888.107 | 8079.983 | 7038.462 | 5925.753 | 4712.498 | 3423.383 | 2206.339 | 1076.692 | 0 | 0 | 0 | 0 | 0
Hydrogen Evolution | Lct_BB002 | Number | NGED West Midlands | Iron Acton |  | 7179.013 | 8762.116 | 10455.928 | 12632.176 | 14939.957 | 17469.547 | 20131.219 | 22597.746 | 24879.465 | 27082.141 | 29360.369 | 27600.859 | 26233.41 | 24358.393 | 22690.062 | 20922.122 | 19019.841 | 16568.157 | 13948.902 | 11092.965 | 8058.457 | 5193.603 | 2534.475 | 0 | 0 | 0 | 0 | 0
Hydrogen Evolution | Lct_BB002 | Number | NGED West Midlands | Ironbridge |  | 1310.467 | 1621.867 | 2015.617 | 2596.56 | 3337.911 | 4303.874 | 4959.615 | 5567.28 | 6129.414 | 6672.075 | 7233.349 | 6799.869 | 6462.978 | 6001.041 | 5590.023 | 5154.466 | 4685.812 | 4081.804 | 3436.513 | 2732.911 | 1985.317 | 1279.519 | 624.404 | 0 | 0 | 0 | 0 | 0
Hydrogen Evolution | Lct_BB002 | Number | NGED West Midlands | Kitwell |  | 1449.064 | 1793.164 | 2227.675 | 2868.141 | 3684.555 | 4747.413 | 5470.732 | 6141.019 | 6761.085 | 7359.67 | 7978.787 | 7500.633 | 7129.024 | 6619.481 | 6166.106 | 5685.662 | 5168.711 | 4502.457 | 3790.665 | 3014.553 | 2189.915 | 1411.381 | 688.753 | 0 | 0 | 0 | 0 | 0
Hydrogen Evolution | Lct_BB002 | Number | NGED West Midlands | Nechells |  | 3452.386 | 4242.054 | 5163.558 | 6442.442 | 7957.093 | 9811.288 | 11306.143 | 12691.399 | 13972.864 | 15209.936 | 16489.44 | 15501.26 | 14733.27 | 13680.218 | 12743.246 | 11750.332 | 10681.968 | 9305.048 | 7834.015 | 6230.057 | 4525.81 | 2916.844 | 1423.418 | 0 | 0 | 0 | 0 | 0
Hydrogen Evolution | Lct_BB002 | Number | NGED West Midlands | Ocker Hill |  | 419.361 | 518.944 | 644.692 | 830.044 | 1066.315 | 1373.907 | 1583.237 | 1777.219 | 1956.666 | 2129.898 | 2309.071 | 2170.693 | 2063.149 | 1915.686 | 1784.479 | 1645.438 | 1495.831 | 1303.017 | 1097.023 | 872.416 | 633.764 | 408.455 | 199.326 | 0 | 0 | 0 | 0 | 0
Hydrogen Evolution | Lct_BB002 | Number | NGED West Midlands | Oldbury |  | 648.966 | 803.072 | 997.669 | 1284.503 | 1650.135 | 2126.139 | 2450.079 | 2750.268 | 3027.966 | 3296.044 | 3573.316 | 3359.174 | 3192.748 | 2964.549 | 2761.504 | 2546.336 | 2314.818 | 2016.435 | 1697.657 | 1350.074 | 980.758 | 632.09 | 308.459 | 0 | 0 | 0 | 0 | 0
Hydrogen Evolution | Lct_BB002 | Number | NGED West Midlands | Penn |  | 1017.535 | 1270.106 | 1616.499 | 2155.904 | 2885.443 | 3877.917 | 4468.76 | 5016.283 | 5522.783 | 6011.736 | 6517.461 | 6126.882 | 5823.334 | 5407.114 | 5036.776 | 4644.325 | 4222.054 | 3677.825 | 3096.399 | 2462.434 | 1788.829 | 1152.884 | 562.607 | 0 | 0 | 0 | 0 | 0
Hydrogen Evolution | Lct_BB002 | Number | NGED West Midlands | Rugeley |  | 795.91 | 985.039 | 1224.183 | 1577.018 | 2027.276 | 2613.953 | 3012.216 | 3381.281 | 3722.692 | 4052.277 | 4393.166 | 4129.892 | 3925.282 | 3644.725 | 3395.094 | 3130.559 | 2845.922 | 2479.079 | 2087.162 | 1659.831 | 1205.78 | 777.114 | 379.231 | 0 | 0 | 0 | 0 | 0
Hydrogen Evolution | Lct_BB002 | Number | NGED West Midlands | Shrewsbury |  | 973.554 | 1204.896 | 1497.416 | 1929.002 | 2479.756 | 3197.377 | 3684.531 | 4135.969 | 4553.583 | 4956.729 | 5373.703 | 5051.668 | 4801.389 | 4458.213 | 4152.865 | 3829.287 | 3481.121 | 3032.399 | 2553.008 | 2030.298 | 1474.905 | 950.563 | 463.874 | 0 | 0 | 0 | 0 | 0
Hydrogen Evolution | Lct_BB002 | Number | NGED West Midlands | Walham |  | 2221.267 | 2708.348 | 3222.063 | 3872.894 | 4547.696 | 5268.55 | 6071.27 | 6815.137 | 7503.269 | 8167.563 | 8854.642 | 8324 | 7911.598 | 7346.121 | 6842.978 | 6309.794 | 5736.095 | 4996.705 | 4206.777 | 3345.47 | 2430.308 | 1566.312 | 764.359 | 0 | 0 | 0 | 0 | 0
Hydrogen Evolution | Lct_BB002 | Number | NGED West Midlands | Willenhall |  | 1151.638 | 1425.11 | 1770.435 | 2279.443 | 2928.284 | 3772.986 | 4347.841 | 4880.549 | 5373.344 | 5849.067 | 6341.108 | 5961.097 | 5665.762 | 5260.805 | 4900.487 | 4518.657 | 4107.811 | 3578.309 | 3012.615 | 2395.804 | 1740.426 | 1121.689 | 547.383 | 0 | 0 | 0 | 0 | 0
Hydrogen Evolution | Lct_BB002 | Number | NPg Northeast | Blyth 132kV |  | 988.033 | 1211.943 | 1467.81 | 1816.743 | 2220.475 | 2704.273 | 3116.298 | 3498.114 | 3851.323 | 4192.295 | 4544.963 | 4272.593 | 4060.913 | 3770.661 | 3512.405 | 3238.729 | 2944.257 | 2564.738 | 2159.28 | 1717.183 | 1247.443 | 803.966 | 392.335 | 0 | 0 | 0 | 0 | 0
Hydrogen Evolution | Lct_BB002 | Number | NPg Northeast | Blyth 66kV |  | 1045.494 | 1282.427 | 1553.173 | 1922.399 | 2349.612 | 2861.546 | 3297.533 | 3701.555 | 4075.305 | 4436.108 | 4809.286 | 4521.075 | 4297.084 | 3989.953 | 3716.677 | 3427.085 | 3115.487 | 2713.897 | 2284.858 | 1817.049 | 1319.991 | 850.722 | 415.152 | 0 | 0 | 0 | 0 | 0
Hydrogen Evolution | Lct_BB002 | Number | NPg Northeast | Fourstones |  | 363.763 | 452.996 | 572.83 | 756.976 | 1002.643 | 1333.6 | 1536.788 | 1725.079 | 1899.262 | 2067.411 | 2241.327 | 2107.009 | 2002.62 | 1859.484 | 1732.126 | 1597.164 | 1451.947 | 1264.789 | 1064.839 | 846.821 | 615.171 | 396.472 | 193.478 | 0 | 0 | 0 | 0 | 0
Hydrogen Evolution | Lct_BB002 | Number | NPg Northeast | Hart Moor |  | 525.705 | 652.054 | 815.4 | 1060.158 | 1377.958 | 1797.599 | 2071.483 | 2325.286 | 2560.072 | 2786.726 | 3021.153 | 2840.101 | 2699.392 | 2506.455 | 2334.785 | 2152.866 | 1957.123 | 1704.847 | 1435.328 | 1141.455 | 829.207 | 534.417 | 260.795 | 0 | 0 | 0 | 0 | 0
Hydrogen Evolution | Lct_BB002 | Number | NPg Northeast | Hawthorn Pit |  | 624.767 | 774.925 | 969.051 | 1259.931 | 1637.616 | 2136.333 | 2461.826 | 2763.455 | 3042.484 | 3311.847 | 3590.449 | 3375.28 | 3208.056 | 2978.762 | 2774.744 | 2558.544 | 2325.916 | 2026.103 | 1705.797 | 1356.547 | 985.46 | 635.12 | 309.938 | 0 | 0 | 0 | 0 | 0
Hydrogen Evolution | Lct_BB002 | Number | NPg Northeast | Knaresborough |  | 1024.091 | 1253.061 | 1506.524 | 1842.687 | 2216.712 | 2648.158 | 3051.633 | 3425.526 | 3771.406 | 4105.303 | 4450.653 | 4183.934 | 3976.646 | 3692.418 | 3439.52 | 3171.523 | 2883.162 | 2511.519 | 2114.473 | 1681.55 | 1221.558 | 787.283 | 384.194 | 0 | 0 | 0 | 0 | 0
Hydrogen Evolution | Lct_BB002 | Number | NPg Northeast | Lackenby |  | 814.489 | 1034.196 | 1377.612 | 1953.065 | 2787.404 | 3976.236 | 4582.058 | 5143.463 | 5662.804 | 6164.154 | 6682.701 | 6282.219 | 5970.975 | 5544.203 | 5164.475 | 4762.075 | 4329.098 | 3771.071 | 3174.904 | 2524.865 | 1834.182 | 1182.114 | 576.871 | 0 | 0 | 0 | 0 | 0
Hydrogen Evolution | Lct_BB002 | Number | NPg Northeast | Norton |  | 3086.548 | 3828.379 | 4787.425 | 6224.462 | 8090.35 | 10554.17 | 12162.21 | 13652.354 | 15030.847 | 16361.587 | 17737.971 | 16674.968 | 15848.829 | 14716.043 | 13708.126 | 12640.031 | 11490.775 | 10009.598 | 8427.183 | 6701.778 | 4868.49 | 3137.698 | 1531.195 | 0 | 0 | 0 | 0 | 0
Hydrogen Evolution | Lct_BB002 | Number | NPg Northeast | Offerton |  | 238.374 | 295.666 | 369.733 | 480.716 | 624.818 | 815.099 | 939.288 | 1054.372 | 1160.834 | 1263.607 | 1369.905 | 1287.809 | 1224.006 | 1136.521 | 1058.68 | 976.191 | 887.433 | 773.042 | 650.832 | 517.579 | 375.994 | 242.325 | 118.254 | 0 | 0 | 0 | 0 | 0
Hydrogen Evolution | Lct_BB002 | Number | NPg Northeast | Osbaldwick |  | 3328.74 | 4081.519 | 4937.553 | 6100.106 | 7437.613 | 9031.81 | 10407.903 | 11683.105 | 12862.761 | 14001.551 | 15179.402 | 14269.73 | 13562.755 | 12593.365 | 11730.833 | 10816.802 | 9833.317 | 8565.789 | 7211.626 | 5735.097 | 4166.247 | 2685.109 | 1310.332 | 0 | 0 | 0 | 0 | 0
Hydrogen Evolution | Lct_BB002 | Number | NPg Northeast | Poppleton |  | 215.852 | 264.113 | 317.537 | 388.391 | 467.226 | 558.164 | 643.206 | 722.013 | 794.916 | 865.292 | 938.083 | 881.866 | 838.175 | 778.267 | 724.963 | 668.476 | 607.697 | 529.364 | 445.677 | 354.428 | 257.473 | 165.939 | 80.978 | 0 | 0 | 0 | 0 | 0
Hydrogen Evolution | Lct_BB002 | Number | NPg Northeast | Saltholme |  | 146.624 | 186.175 | 247.997 | 351.59 | 501.787 | 715.8 | 824.859 | 925.923 | 1019.415 | 1109.668 | 1203.016 | 1130.922 | 1074.892 | 998.064 | 929.706 | 857.266 | 779.322 | 678.866 | 571.544 | 454.525 | 330.188 | 212.803 | 103.848 | 0 | 0 | 0 | 0 | 0
Hydrogen Evolution | Lct_BB002 | Number | NPg Northeast | South Shields |  | 231.391 | 287.004 | 358.902 | 466.633 | 606.514 | 791.221 | 911.772 | 1023.484 | 1126.826 | 1226.589 | 1329.773 | 1250.082 | 1188.148 | 1103.226 | 1027.665 | 947.593 | 861.436 | 750.395 | 631.766 | 502.416 | 364.979 | 235.226 | 114.79 | 0 | 0 | 0 | 0 | 0
Hydrogen Evolution | Lct_BB002 | Number | NPg Northeast | Spennymoor |  | 2826.904 | 3509.163 | 4398.212 | 5737.562 | 7486.913 | 9807.15 | 11301.374 | 12686.047 | 13966.971 | 15203.521 | 16482.485 | 15494.722 | 14727.056 | 13674.448 | 12737.871 | 11745.376 | 10677.463 | 9301.123 | 7830.711 | 6227.429 | 4523.901 | 2915.614 | 1422.818 | 0 | 0 | 0 | 0 | 0
Hydrogen Evolution | Lct_BB002 | Number | NPg Northeast | Stella North |  | 1198.31 | 1478.087 | 1819.384 | 2309.869 | 2916.782 | 3688.249 | 4250.193 | 4770.937 | 5252.664 | 5717.703 | 6198.692 | 5827.217 | 5538.515 | 5142.653 | 4790.427 | 4417.172 | 4015.554 | 3497.943 | 2944.954 | 2341.996 | 1701.337 | 1096.497 | 535.09 | 0 | 0 | 0 | 0 | 0
Hydrogen Evolution | Lct_BB002 | Number | NPg Northeast | Stella South |  | 1437.791 | 1773.481 | 2182.986 | 2771.494 | 3499.698 | 4425.342 | 5099.59 | 5724.404 | 6302.403 | 6860.38 | 7437.495 | 6991.78 | 6645.381 | 6170.407 | 5747.789 | 5299.939 | 4818.058 | 4197.004 | 3533.501 | 2810.042 | 2041.348 | 1315.631 | 642.027 | 0 | 0 | 0 | 0 | 0
Hydrogen Evolution | Lct_BB002 | Number | NPg Northeast | Tynemouth 1 |  | 666.222 | 826.344 | 1033.351 | 1343.532 | 1746.278 | 2278.086 | 2625.177 | 2946.82 | 3244.363 | 3531.6 | 3828.688 | 3599.242 | 3420.922 | 3176.414 | 2958.858 | 2728.313 | 2480.249 | 2160.542 | 1818.982 | 1446.559 | 1050.849 | 677.263 | 330.504 | 0 | 0 | 0 | 0 | 0
Hydrogen Evolution | Lct_BB002 | Number | NPg Northeast | West Boldon |  | 1257.981 | 1560.328 | 1951.206 | 2536.897 | 3297.375 | 4301.551 | 4956.939 | 5564.275 | 6126.106 | 6668.474 | 7229.445 | 6796.199 | 6459.49 | 5997.802 | 5587.006 | 5151.684 | 4683.283 | 4079.601 | 3434.658 | 2731.436 | 1984.245 | 1278.828 | 624.067 | 0 | 0 | 0 | 0 | 0
Hydrogen Evolution | Lct_BB002 | Number | NPg Yorkshire | Bradford West |  | 4051.685 | 4984.946 | 6090.983 | 7645.239 | 9515.822 | 11838.389 | 13642.094 | 15313.557 | 16859.784 | 18352.446 | 19896.308 | 18703.96 | 17777.297 | 16506.675 | 15376.116 | 14178.056 | 12888.96 | 11227.555 | 9452.594 | 7517.243 | 5460.883 | 3519.49 | 1717.509 | 0 | 0 | 0 | 0 | 0
Hydrogen Evolution | Lct_BB002 | Number | NPg Yorkshire | Camblesforth |  | 294.862 | 364.119 | 449.664 | 573.752 | 729.011 | 928.166 | 1069.582 | 1200.63 | 1321.859 | 1438.888 | 1559.932 | 1466.448 | 1393.795 | 1294.174 | 1205.535 | 1111.603 | 1010.534 | 880.275 | 741.113 | 589.375 | 428.15 | 275.939 | 134.658 | 0 | 0 | 0 | 0 | 0
Hydrogen Evolution | Lct_BB002 | Number | NPg Yorkshire | Creyke Beck |  | 2857.005 | 3561.16 | 4514.868 | 5988.371 | 7965.267 | 10639.303 | 12260.315 | 13762.479 | 15152.091 | 16493.565 | 17881.052 | 16809.475 | 15976.671 | 14834.748 | 13818.701 | 12741.99 | 11583.464 | 10090.339 | 8495.16 | 6755.837 | 4907.761 | 3163.008 | 1543.546 | 0 | 0 | 0 | 0 | 0
Hydrogen Evolution | Lct_BB002 | Number | NPg Yorkshire | Drax |  | 223.187 | 275.61 | 340.361 | 434.286 | 551.805 | 702.55 | 809.591 | 908.784 | 1000.545 | 1089.127 | 1180.748 | 1109.988 | 1054.995 | 979.59 | 912.497 | 841.398 | 764.896 | 666.3 | 560.965 | 446.111 | 324.077 | 208.864 | 101.926 | 0 | 0 | 0 | 0 | 0
Hydrogen Evolution | Lct_BB002 | Number | NPg Yorkshire | Elland |  | 3544.27 | 4360.653 | 5328.175 | 6687.783 | 8324.102 | 10355.801 | 11933.618 | 13395.754 | 14748.338 | 16054.066 | 17404.581 | 16361.558 | 15550.946 | 14439.451 | 13450.479 | 12402.459 | 11274.803 | 9821.465 | 8268.792 | 6575.817 | 4776.986 | 3078.725 | 1502.416 | 0 | 0 | 0 | 0 | 0
Hydrogen Evolution | Lct_BB002 | Number | NPg Yorkshire | Ferrybridge A |  | 1139.257 | 1400.468 | 1706.923 | 2134.085 | 2642.867 | 3268.85 | 3766.894 | 4228.423 | 4655.372 | 5067.53 | 5493.825 | 5164.591 | 4908.718 | 4557.87 | 4245.697 | 3914.885 | 3558.936 | 3100.184 | 2610.077 | 2075.683 | 1507.875 | 971.812 | 474.243 | 0 | 0 | 0 | 0 | 0
Hydrogen Evolution | Lct_BB002 | Number | NPg Yorkshire | Ferrybridge B (_M) |  | 3151.333 | 3873.877 | 4721.572 | 5903.159 | 7310.515 | 9042.065 | 10419.72 | 11696.37 | 12877.365 | 14017.449 | 15196.637 | 14285.932 | 13578.154 | 12607.664 | 11744.152 | 10829.084 | 9844.482 | 8575.514 | 7219.814 | 5741.609 | 4170.978 | 2688.158 | 1311.819 | 0 | 0 | 0 | 0 | 0
Hydrogen Evolution | Lct_BB002 | Number | NPg Yorkshire | Grimsby West |  | 791.507 | 999.764 | 1313.683 | 1829.872 | 2565.693 | 3602.875 | 4151.812 | 4660.502 | 5131.078 | 5585.353 | 6055.209 | 5692.332 | 5410.313 | 5023.614 | 4679.541 | 4314.926 | 3922.604 | 3416.975 | 2876.786 | 2287.785 | 1661.956 | 1071.116 | 522.704 | 0 | 0 | 0 | 0 | 0
Hydrogen Evolution | Lct_BB002 | Number | NPg Yorkshire | Jordanthorpe |  | 436.945 | 538.33 | 660.397 | 834.07 | 1046.354 | 1313.454 | 1513.572 | 1699.019 | 1870.571 | 2036.18 | 2207.469 | 2075.18 | 1972.368 | 1831.394 | 1705.96 | 1573.037 | 1430.013 | 1245.682 | 1048.753 | 834.028 | 605.878 | 390.483 | 190.555 | 0 | 0 | 0 | 0 | 0
Hydrogen Evolution | Lct_BB002 | Number | NPg Yorkshire | Keadby |  | 2185.238 | 2723.826 | 3453.289 | 4580.327 | 6092.396 | 8137.688 | 9377.551 | 10526.512 | 11589.386 | 12615.439 | 13676.687 | 12857.069 | 12220.082 | 11346.659 | 10569.515 | 9745.971 | 8859.848 | 7717.801 | 6497.696 | 5167.34 | 3753.801 | 2419.291 | 1180.613 | 0 | 0 | 0 | 0 | 0
Hydrogen Evolution | Lct_BB002 | Number | NPg Yorkshire | Kirkstall B |  | 995.952 | 1225.359 | 1497.236 | 1879.291 | 2339.102 | 2910.017 | 3353.389 | 3764.255 | 4144.336 | 4511.25 | 4890.749 | 4597.656 | 4369.871 | 4057.537 | 3779.632 | 3485.135 | 3168.26 | 2759.867 | 2323.56 | 1847.828 | 1342.35 | 865.133 | 422.184 | 0 | 0 | 0 | 0 | 0
Hydrogen Evolution | Lct_BB002 | Number | NPg Yorkshire | Neepsend |  | 1060.133 | 1306.117 | 1602.28 | 2023.652 | 2538.704 | 3186.75 | 3672.286 | 4122.223 | 4538.449 | 4940.255 | 5355.844 | 5034.878 | 4785.432 | 4443.396 | 4139.063 | 3816.56 | 3469.551 | 3022.321 | 2544.523 | 2023.55 | 1470.003 | 947.404 | 462.333 | 0 | 0 | 0 | 0 | 0
Hydrogen Evolution | Lct_BB002 | Number | NPg Yorkshire | Norton Lees |  | 428.162 | 527.509 | 647.122 | 817.304 | 1025.321 | 1287.052 | 1483.148 | 1664.867 | 1832.97 | 1995.25 | 2163.097 | 2033.466 | 1932.721 | 1794.581 | 1671.668 | 1541.417 | 1401.268 | 1220.643 | 1027.672 | 817.263 | 593.699 | 382.634 | 186.725 | 0 | 0 | 0 | 0 | 0
Hydrogen Evolution | Lct_BB002 | Number | NPg Yorkshire | Pitsmoor |  | 145.635 | 179.427 | 220.113 | 277.998 | 348.753 | 437.779 | 504.479 | 566.289 | 623.468 | 678.666 | 735.757 | 691.665 | 657.397 | 610.41 | 568.602 | 524.299 | 476.628 | 415.19 | 349.553 | 277.984 | 201.941 | 130.149 | 63.513 | 0 | 0 | 0 | 0 | 0
Hydrogen Evolution | Lct_BB002 | Number | NPg Yorkshire | Saltend North |  | 389.892 | 485.987 | 616.138 | 817.226 | 1087.01 | 1451.932 | 1673.15 | 1878.148 | 2067.787 | 2250.856 | 2440.205 | 2293.968 | 2180.316 | 2024.48 | 1885.821 | 1738.884 | 1580.781 | 1377.016 | 1159.324 | 921.961 | 669.756 | 431.652 | 210.646 | 0 | 0 | 0 | 0 | 0
Hydrogen Evolution | Lct_BB002 | Number | NPg Yorkshire | Sheffield City |  | 96.471 | 118.856 | 145.806 | 184.151 | 231.021 | 289.992 | 334.176 | 375.12 | 412.996 | 449.56 | 487.379 | 458.171 | 435.471 | 404.346 | 376.652 | 347.305 | 315.727 | 275.029 | 231.55 | 184.142 | 133.769 | 86.213 | 42.072 | 0 | 0 | 0 | 0 | 0
Hydrogen Evolution | Lct_BB002 | Number | NPg Yorkshire | Skelton Grange |  | 2222.09 | 2733.924 | 3340.515 | 4192.926 | 5218.821 | 6492.601 | 7481.818 | 8398.508 | 9246.515 | 10065.145 | 10911.854 | 10257.928 | 9749.712 | 9052.857 | 8432.818 | 7775.759 | 7068.771 | 6157.597 | 5184.144 | 4122.728 | 2994.946 | 1930.216 | 941.944 | 0 | 0 | 0 | 0 | 0
Hydrogen Evolution | Lct_BB002 | Number | NPg Yorkshire | Templeborough |  | 17.536 | 21.605 | 26.504 | 33.475 | 41.995 | 52.714 | 60.746 | 68.189 | 75.074 | 81.72 | 88.595 | 83.286 | 79.159 | 73.501 | 68.467 | 63.133 | 57.392 | 49.994 | 42.091 | 33.473 | 24.316 | 15.672 | 7.648 | 0 | 0 | 0 | 0 | 0
Hydrogen Evolution | Lct_BB002 | Number | NPg Yorkshire | Thorpe Marsh |  | 2097.498 | 2571.837 | 3111.239 | 3843.785 | 4686.572 | 5691.104 | 6558.204 | 7361.731 | 8105.053 | 8822.625 | 9564.81 | 8991.61 | 8546.132 | 7935.302 | 7391.805 | 6815.859 | 6196.147 | 5397.455 | 4544.173 | 3613.786 | 2625.226 | 1691.935 | 825.663 | 0 | 0 | 0 | 0 | 0
Hydrogen Evolution | Lct_BB002 | Number | NPg Yorkshire | Thurcroft |  | 1570.132 | 1934.451 | 2373.089 | 2997.171 | 3759.999 | 4719.802 | 5438.914 | 6105.303 | 6721.762 | 7316.866 | 7932.382 | 7457.01 | 7087.562 | 6580.983 | 6130.244 | 5652.594 | 5138.649 | 4476.27 | 3768.618 | 2997.021 | 2177.178 | 1403.172 | 684.747 | 0 | 0 | 0 | 0 | 0
Hydrogen Evolution | Lct_BB002 | Number | NPg Yorkshire | West Melton |  | 3210.217 | 3955.086 | 4851.904 | 6127.871 | 7687.514 | 9649.88 | 11120.142 | 12482.609 | 13742.992 | 14959.712 | 16218.167 | 15246.243 | 14490.888 | 13455.161 | 12533.603 | 11557.023 | 10506.236 | 9151.967 | 7705.135 | 6127.564 | 4451.354 | 2868.858 | 1400.001 | 0 | 0 | 0 | 0 | 0
Hydrogen Evolution | Lct_BB002 | Number | NPg Yorkshire | Wincobank |  | 100.421 | 123.722 | 151.776 | 191.691 | 240.48 | 301.866 | 347.858 | 390.479 | 429.906 | 467.967 | 507.334 | 476.93 | 453.302 | 420.902 | 392.074 | 361.525 | 328.654 | 286.29 | 241.031 | 191.681 | 139.247 | 89.743 | 43.795 | 0 | 0 | 0 | 0 | 0
Hydrogen Evolution | Lct_BB002 | Number | SHETL | Direct(SHETL) |  | 66.241 | 80.728 | 95.903 | 114.997 | 134.572 | 155.206 | 178.853 | 200.767 | 221.038 | 240.608 | 260.848 | 245.216 | 233.067 | 216.409 | 201.587 | 185.88 | 168.979 | 147.198 | 123.927 | 98.554 | 71.594 | 46.142 | 22.517 | 0 | 0 | 0 | 0 | 0
Hydrogen Evolution | Lct_BB002 | Number | SPEN | Ayr |  | 314.672 | 384.253 | 459.215 | 556.166 | 660.041 | 775.203 | 893.313 | 1002.764 | 1104.015 | 1201.757 | 1302.853 | 1224.775 | 1164.095 | 1080.892 | 1006.861 | 928.409 | 843.997 | 735.204 | 618.976 | 492.245 | 357.59 | 230.464 | 112.466 | 0 | 0 | 0 | 0 | 0
Hydrogen Evolution | Lct_BB002 | Number | SPEN | Bainsford |  | 172.701 | 211.861 | 256.665 | 317.832 | 388.708 | 473.756 | 545.937 | 612.827 | 674.705 | 734.439 | 796.222 | 748.506 | 711.422 | 660.574 | 615.33 | 567.386 | 515.798 | 449.311 | 378.279 | 300.829 | 218.537 | 140.845 | 68.732 | 0 | 0 | 0 | 0 | 0
Hydrogen Evolution | Lct_BB002 | Number | SPEN | Bathgate |  | 753.413 | 924.247 | 1119.709 | 1386.551 | 1695.75 | 2066.771 | 2381.666 | 2673.474 | 2943.417 | 3204.01 | 3473.54 | 3265.378 | 3103.599 | 2881.771 | 2684.395 | 2475.236 | 2250.182 | 1960.131 | 1650.254 | 1312.376 | 953.373 | 614.44 | 299.846 | 0 | 0 | 0 | 0 | 0
Hydrogen Evolution | Lct_BB002 | Number | SPEN | Berwick |  | 138.159 | 168.709 | 201.621 | 244.188 | 289.795 | 340.358 | 392.215 | 440.27 | 484.725 | 527.639 | 572.026 | 537.745 | 511.104 | 474.573 | 442.069 | 407.624 | 370.562 | 322.796 | 271.765 | 216.123 | 157.002 | 101.187 | 49.379 | 0 | 0 | 0 | 0 | 0
Hydrogen Evolution | Lct_BB002 | Number | SPEN | Bonnybridge |  | 685.017 | 840.343 | 1018.06 | 1260.678 | 1541.807 | 1879.146 | 2165.454 | 2430.771 | 2676.209 | 2913.144 | 3158.206 | 2968.941 | 2821.849 | 2620.159 | 2440.701 | 2250.53 | 2045.907 | 1782.187 | 1500.441 | 1193.237 | 866.824 | 558.66 | 272.626 | 0 | 0 | 0 | 0 | 0
Hydrogen Evolution | Lct_BB002 | Number | SPEN | Braehead Park |  | 233.744 | 285.43 | 341.114 | 413.13 | 490.291 | 575.835 | 663.57 | 744.872 | 820.082 | 892.687 | 967.783 | 909.785 | 864.711 | 802.907 | 747.915 | 689.64 | 626.936 | 546.123 | 459.787 | 365.649 | 265.625 | 171.193 | 83.542 | 0 | 0 | 0 | 0 | 0
Hydrogen Evolution | Lct_BB002 | Number | SPEN | Carntyne |  | 137.813 | 168.286 | 201.116 | 243.577 | 289.069 | 339.505 | 391.232 | 439.167 | 483.51 | 526.318 | 570.593 | 536.398 | 509.823 | 473.384 | 440.961 | 406.603 | 369.634 | 321.988 | 271.085 | 215.582 | 156.609 | 100.933 | 49.255 | 0 | 0 | 0 | 0 | 0
Hydrogen Evolution | Lct_BB002 | Number | SPEN | Carsfad |  | 0 | 0 | 0 | 0 | 0 | 0 | 0 | 0 | 0 | 0 | 0 | 0 | 0 | 0 | 0 | 0 | 0 | 0 | 0 | 0 | 0 | 0 | 0 | 0 | 0 | 0 | 0 | 0
Hydrogen Evolution | Lct_BB002 | Number | SPEN | Chapelcross |  | 282.352 | 344.787 | 412.05 | 499.043 | 592.249 | 695.583 | 801.562 | 899.772 | 990.622 | 1078.326 | 1169.038 | 1098.98 | 1044.532 | 969.875 | 903.447 | 833.053 | 757.311 | 659.692 | 555.402 | 441.687 | 320.863 | 206.793 | 100.915 | 0 | 0 | 0 | 0 | 0
Hydrogen Evolution | Lct_BB002 | Number | SPEN | Charlotte Street |  | 228.847 | 279.45 | 333.967 | 404.475 | 480.018 | 563.771 | 649.667 | 729.266 | 802.901 | 873.985 | 947.507 | 890.724 | 846.595 | 786.085 | 732.245 | 675.191 | 613.801 | 534.681 | 450.154 | 357.988 | 260.059 | 167.606 | 81.792 | 0 | 0 | 0 | 0 | 0
Hydrogen Evolution | Lct_BB002 | Number | SPEN | Clyde’s Mill |  | 684.31 | 835.627 | 998.646 | 1209.482 | 1435.377 | 1685.818 | 1942.67 | 2180.691 | 2400.877 | 2613.436 | 2833.286 | 2663.493 | 2531.534 | 2350.594 | 2189.599 | 2018.992 | 1835.422 | 1598.833 | 1346.074 | 1070.475 | 777.644 | 501.185 | 244.578 | 0 | 0 | 0 | 0 | 0 | GSP also referred to as Westburn Road
Hydrogen Evolution | Lct_BB002 | Number | SPEN | Coatbridge |  | 576.78 | 704.319 | 841.721 | 1019.427 | 1209.826 | 1420.913 | 1637.404 | 1838.023 | 2023.61 | 2202.768 | 2388.071 | 2244.958 | 2133.735 | 1981.228 | 1845.531 | 1701.733 | 1547.008 | 1347.597 | 1134.555 | 902.263 | 655.447 | 422.43 | 206.145 | 0 | 0 | 0 | 0 | 0
Hydrogen Evolution | Lct_BB002 | Number | SPEN | Cockenzie |  | 351.199 | 428.857 | 512.521 | 620.725 | 736.658 | 865.188 | 997.009 | 1119.165 | 1232.168 | 1341.257 | 1454.087 | 1366.946 | 1299.223 | 1206.362 | 1123.737 | 1036.179 | 941.967 | 820.546 | 690.826 | 549.385 | 399.099 | 257.216 | 125.521 | 0 | 0 | 0 | 0 | 0
Hydrogen Evolution | Lct_BB002 | Number | SPEN | Coylton |  | 340.076 | 415.274 | 496.288 | 601.066 | 713.327 | 837.786 | 965.432 | 1083.719 | 1193.143 | 1298.777 | 1408.034 | 1323.653 | 1258.074 | 1168.154 | 1088.146 | 1003.361 | 912.133 | 794.558 | 668.947 | 531.985 | 386.459 | 249.069 | 121.546 | 0 | 0 | 0 | 0 | 0
Hydrogen Evolution | Lct_BB002 | Number | SPEN | Crookston A |  | 438.253 | 532.697 | 627.803 | 742.636 | 852.118 | 957.08 | 1102.901 | 1238.031 | 1363.037 | 1483.711 | 1608.526 | 1512.13 | 1437.213 | 1334.489 | 1243.089 | 1146.231 | 1042.014 | 907.696 | 764.199 | 607.735 | 441.487 | 284.535 | 138.853 | 0 | 0 | 0 | 0 | 0
Hydrogen Evolution | Lct_BB002 | Number | SPEN | Crookston B |  | 438.253 | 532.697 | 627.803 | 742.636 | 852.118 | 957.08 | 1102.901 | 1238.031 | 1363.037 | 1483.711 | 1608.526 | 1512.13 | 1437.213 | 1334.489 | 1243.089 | 1146.231 | 1042.014 | 907.696 | 764.199 | 607.735 | 441.487 | 284.535 | 138.853 | 0 | 0 | 0 | 0 | 0
Hydrogen Evolution | Lct_BB002 | Number | SPEN | Cumbernauld |  | 392.215 | 481.149 | 582.903 | 721.817 | 882.781 | 1075.929 | 1239.858 | 1391.769 | 1532.297 | 1667.958 | 1808.271 | 1699.905 | 1615.685 | 1500.205 | 1397.455 | 1288.569 | 1171.41 | 1020.414 | 859.097 | 683.203 | 496.311 | 319.868 | 156.095 | 0 | 0 | 0 | 0 | 0
Hydrogen Evolution | Lct_BB002 | Number | SPEN | Cupar |  | 1297.216 | 1591.356 | 1927.899 | 2387.344 | 2919.719 | 3558.538 | 4100.719 | 4603.149 | 5067.934 | 5516.618 | 5980.692 | 5622.281 | 5343.732 | 4961.792 | 4621.954 | 4261.826 | 3874.332 | 3374.925 | 2841.384 | 2259.631 | 1641.504 | 1057.934 | 516.271 | 0 | 0 | 0 | 0 | 0
Hydrogen Evolution | Lct_BB002 | Number | SPEN | Currie |  | 113.464 | 138.553 | 165.583 | 200.541 | 237.996 | 279.521 | 322.109 | 361.575 | 398.083 | 433.327 | 469.78 | 441.627 | 419.747 | 389.746 | 363.052 | 334.764 | 304.327 | 265.098 | 223.189 | 177.493 | 128.939 | 83.1 | 40.553 | 0 | 0 | 0 | 0 | 0
Hydrogen Evolution | Lct_BB002 | Number | SPEN | Dalmarnock |  | 249.178 | 304.278 | 363.638 | 440.41 | 522.665 | 613.858 | 707.386 | 794.057 | 874.234 | 951.633 | 1031.687 | 969.86 | 921.81 | 855.924 | 797.301 | 735.177 | 668.334 | 582.184 | 490.147 | 389.793 | 283.164 | 182.497 | 89.058 | 0 | 0 | 0 | 0 | 0
Hydrogen Evolution | Lct_BB002 | Number | SPEN | Devol Moor |  | 166.777 | 203.655 | 243.385 | 294.769 | 349.823 | 410.859 | 473.458 | 531.467 | 585.13 | 636.934 | 690.515 | 649.134 | 616.973 | 572.875 | 533.638 | 492.059 | 447.32 | 389.66 | 328.059 | 260.891 | 189.524 | 122.146 | 59.607 | 0 | 0 | 0 | 0 | 0
Hydrogen Evolution | Lct_BB002 | Number | SPEN | Devonside |  | 443.318 | 543.839 | 658.851 | 815.864 | 997.801 | 1216.114 | 1401.402 | 1573.106 | 1731.944 | 1885.279 | 2043.875 | 1921.389 | 1826.196 | 1695.67 | 1579.532 | 1456.46 | 1324.036 | 1153.365 | 971.03 | 772.219 | 560.976 | 361.544 | 176.433 | 0 | 0 | 0 | 0 | 0
Hydrogen Evolution | Lct_BB002 | Number | SPEN | Dewar Place |  | 368.702 | 450.231 | 538.064 | 651.662 | 773.373 | 908.308 | 1046.699 | 1174.943 | 1293.578 | 1408.104 | 1526.557 | 1435.074 | 1363.975 | 1266.486 | 1179.743 | 1087.821 | 988.914 | 861.442 | 725.257 | 576.766 | 418.99 | 270.035 | 131.777 | 0 | 0 | 0 | 0 | 0
Hydrogen Evolution | Lct_BB002 | Number | SPEN | Drumchapel |  | 384.859 | 472.124 | 571.97 | 708.279 | 866.224 | 1055.749 | 1216.604 | 1365.665 | 1503.558 | 1636.674 | 1774.355 | 1668.022 | 1585.382 | 1472.068 | 1371.244 | 1264.401 | 1149.439 | 1001.275 | 842.984 | 670.389 | 487.002 | 313.869 | 153.168 | 0 | 0 | 0 | 0 | 0
Hydrogen Evolution | Lct_BB002 | Number | SPEN | Drumcross |  | 54.856 | 67.295 | 81.527 | 100.955 | 123.468 | 150.483 | 173.41 | 194.657 | 214.312 | 233.286 | 252.91 | 237.754 | 225.975 | 209.823 | 195.452 | 180.223 | 163.837 | 142.718 | 120.156 | 95.555 | 69.416 | 44.738 | 21.832 | 0 | 0 | 0 | 0 | 0
Hydrogen Evolution | Lct_BB002 | Number | SPEN | Dumfries 11 |  | 0 | 0 | 0 | 0 | 0 | 0 | 0 | 0 | 0 | 0 | 0 | 0 | 0 | 0 | 0 | 0 | 0 | 0 | 0 | 0 | 0 | 0 | 0 | 0 | 0 | 0 | 0 | 0
Hydrogen Evolution | Lct_BB002 | Number | SPEN | Dumfries 33 |  | 313.921 | 390.577 | 492.673 | 648.722 | 855.734 | 1133.477 | 1306.175 | 1466.211 | 1614.255 | 1757.172 | 1904.99 | 1790.828 | 1702.104 | 1580.447 | 1472.2 | 1357.491 | 1234.065 | 1074.993 | 905.047 | 719.745 | 522.857 | 336.977 | 164.444 | 0 | 0 | 0 | 0 | 0
Hydrogen Evolution | Lct_BB002 | Number | SPEN | Dumfries ICI |  | 11.984 | 14.91 | 18.807 | 24.765 | 32.667 | 43.27 | 49.862 | 55.972 | 61.623 | 67.079 | 72.722 | 68.364 | 64.977 | 60.333 | 56.2 | 51.821 | 47.11 | 41.037 | 34.55 | 27.476 | 19.96 | 12.864 | 6.278 | 0 | 0 | 0 | 0 | 0
Hydrogen Evolution | Lct_BB002 | Number | SPEN | Dunbar A |  | 137.045 | 167.349 | 199.996 | 242.22 | 287.459 | 337.614 | 389.053 | 436.721 | 480.817 | 523.386 | 567.414 | 533.41 | 506.983 | 470.747 | 438.505 | 404.338 | 367.575 | 320.194 | 269.575 | 214.381 | 155.737 | 100.371 | 48.981 | 0 | 0 | 0 | 0 | 0
Hydrogen Evolution | Lct_BB002 | Number | SPEN | Dunbar B |  | 102.625 | 125.318 | 149.765 | 181.384 | 215.261 | 252.819 | 291.339 | 327.034 | 360.055 | 391.932 | 424.903 | 399.439 | 379.649 | 352.514 | 328.37 | 302.785 | 275.255 | 239.774 | 201.868 | 160.537 | 116.622 | 75.162 | 36.679 | 0 | 0 | 0 | 0 | 0
Hydrogen Evolution | Lct_BB002 | Number | SPEN | Dunfermline |  | 321.45 | 394.337 | 477.732 | 591.583 | 723.505 | 881.804 | 1016.156 | 1140.658 | 1255.832 | 1367.015 | 1482.013 | 1393.199 | 1324.174 | 1229.53 | 1145.318 | 1056.078 | 960.058 | 836.305 | 704.094 | 559.936 | 406.764 | 262.156 | 127.932 | 0 | 0 | 0 | 0 | 0
Hydrogen Evolution | Lct_BB002 | Number | SPEN | Earlstoun |  | 0 | 0 | 0 | 0 | 0 | 0 | 0 | 0 | 0 | 0 | 0 | 0 | 0 | 0 | 0 | 0 | 0 | 0 | 0 | 0 | 0 | 0 | 0 | 0 | 0 | 0 | 0 | 0
Hydrogen Evolution | Lct_BB002 | Number | SPEN | East Kilbride |  | 426.051 | 520.261 | 621.756 | 753.022 | 893.664 | 1049.588 | 1209.504 | 1357.695 | 1494.783 | 1627.122 | 1764 | 1658.287 | 1576.129 | 1463.476 | 1363.241 | 1257.022 | 1142.731 | 995.431 | 838.064 | 666.476 | 484.16 | 312.037 | 152.274 | 0 | 0 | 0 | 0 | 0
Hydrogen Evolution | Lct_BB002 | Number | SPEN | East Kilbride South |  | 238.122 | 290.776 | 347.503 | 420.868 | 499.474 | 586.62 | 675.998 | 758.823 | 835.442 | 909.407 | 985.909 | 926.826 | 880.907 | 817.945 | 761.923 | 702.556 | 638.679 | 556.352 | 468.398 | 372.497 | 270.6 | 174.399 | 85.107 | 0 | 0 | 0 | 0 | 0
Hydrogen Evolution | Lct_BB002 | Number | SPEN | Easterhouse |  | 823.204 | 1005.234 | 1201.34 | 1454.97 | 1726.714 | 2027.986 | 2336.972 | 2623.303 | 2888.181 | 3143.883 | 3408.355 | 3204.099 | 3045.356 | 2827.691 | 2634.02 | 2428.785 | 2207.955 | 1923.347 | 1619.285 | 1287.748 | 935.482 | 602.91 | 294.219 | 0 | 0 | 0 | 0 | 0
Hydrogen Evolution | Lct_BB002 | Number | SPEN | Eccles |  | 208.521 | 254.63 | 304.304 | 368.55 | 437.384 | 513.697 | 591.964 | 664.493 | 731.588 | 796.358 | 863.35 | 811.611 | 771.401 | 716.265 | 667.208 | 615.221 | 559.284 | 487.191 | 410.171 | 326.192 | 236.961 | 152.719 | 74.527 | 0 | 0 | 0 | 0 | 0
Hydrogen Evolution | Lct_BB002 | Number | SPEN | Elderslie |  | 327.412 | 399.811 | 477.808 | 578.684 | 686.765 | 806.589 | 929.482 | 1043.364 | 1148.714 | 1250.414 | 1355.603 | 1274.364 | 1211.227 | 1124.656 | 1047.627 | 965.999 | 878.168 | 764.971 | 644.037 | 512.175 | 372.068 | 239.795 | 117.02 | 0 | 0 | 0 | 0 | 0
Hydrogen Evolution | Lct_BB002 | Number | SPEN | Erskine |  | 193.734 | 236.573 | 282.725 | 342.415 | 406.368 | 477.27 | 549.987 | 617.373 | 679.709 | 739.887 | 802.128 | 754.058 | 716.699 | 665.474 | 619.895 | 571.594 | 519.624 | 452.644 | 381.085 | 303.061 | 220.158 | 141.89 | 69.242 | 0 | 0 | 0 | 0 | 0
Hydrogen Evolution | Lct_BB002 | Number | SPEN | Finnieston |  | 29.409 | 36.077 | 43.707 | 54.123 | 66.192 | 80.675 | 92.967 | 104.357 | 114.894 | 125.066 | 135.587 | 127.462 | 121.147 | 112.488 | 104.783 | 96.619 | 87.834 | 76.512 | 64.417 | 51.228 | 37.214 | 23.984 | 11.704 | 0 | 0 | 0 | 0 | 0
Hydrogen Evolution | Lct_BB002 | Number | SPEN | Galashiels |  | 242.402 | 296.003 | 353.749 | 428.433 | 508.452 | 597.165 | 688.149 | 772.463 | 850.459 | 925.754 | 1003.631 | 943.485 | 896.742 | 832.648 | 775.619 | 715.185 | 650.159 | 566.352 | 476.818 | 379.193 | 275.464 | 177.534 | 86.636 | 0 | 0 | 0 | 0 | 0
Hydrogen Evolution | Lct_BB002 | Number | SPEN | Giffnock |  | 833.791 | 1018.162 | 1216.79 | 1473.682 | 1748.921 | 2054.068 | 2367.027 | 2657.041 | 2925.325 | 3184.316 | 3452.19 | 3245.306 | 3084.522 | 2864.058 | 2667.895 | 2460.021 | 2236.351 | 1948.082 | 1640.111 | 1304.31 | 947.513 | 610.663 | 298.003 | 0 | 0 | 0 | 0 | 0
Hydrogen Evolution | Lct_BB002 | Number | SPEN | Glenlee |  | 0 | 0 | 0 | 0 | 0 | 0 | 0 | 0 | 0 | 0 | 0 | 0 | 0 | 0 | 0 | 0 | 0 | 0 | 0 | 0 | 0 | 0 | 0 | 0 | 0 | 0 | 0 | 0
Hydrogen Evolution | Lct_BB002 | Number | SPEN | Glenluce |  | 123.923 | 151.325 | 180.846 | 219.027 | 259.935 | 305.287 | 351.801 | 394.905 | 434.778 | 473.271 | 513.084 | 482.336 | 458.439 | 425.673 | 396.518 | 365.622 | 332.379 | 289.535 | 243.763 | 193.854 | 140.825 | 90.76 | 44.291 | 0 | 0 | 0 | 0 | 0
Hydrogen Evolution | Lct_BB002 | Number | SPEN | Glenniston |  | 132.379 | 162.396 | 196.74 | 243.626 | 297.954 | 363.145 | 418.474 | 469.746 | 517.177 | 562.965 | 610.323 | 573.748 | 545.322 | 506.345 | 471.665 | 434.915 | 395.371 | 344.407 | 289.96 | 230.593 | 167.514 | 107.961 | 52.685 | 0 | 0 | 0 | 0 | 0
Hydrogen Evolution | Lct_BB002 | Number | SPEN | Glenrothes |  | 167.169 | 205.074 | 248.443 | 307.651 | 376.257 | 458.58 | 528.449 | 593.196 | 653.092 | 710.913 | 770.717 | 724.529 | 688.633 | 639.414 | 595.619 | 549.211 | 499.275 | 434.918 | 366.162 | 291.193 | 211.536 | 136.333 | 66.531 | 0 | 0 | 0 | 0 | 0
Hydrogen Evolution | Lct_BB002 | Number | SPEN | Gorgie |  | 247.853 | 302.659 | 361.703 | 438.067 | 519.885 | 610.592 | 703.623 | 789.832 | 869.583 | 946.57 | 1026.198 | 964.7 | 916.905 | 851.37 | 793.059 | 731.266 | 664.778 | 579.087 | 487.54 | 387.719 | 281.658 | 181.526 | 88.585 | 0 | 0 | 0 | 0 | 0
Hydrogen Evolution | Lct_BB002 | Number | SPEN | Govan |  | 263.432 | 321.683 | 384.438 | 465.602 | 552.562 | 648.972 | 747.849 | 839.478 | 924.241 | 1006.067 | 1090.701 | 1025.337 | 974.538 | 904.884 | 842.907 | 777.23 | 706.563 | 615.486 | 518.184 | 412.09 | 299.362 | 192.936 | 94.153 | 0 | 0 | 0 | 0 | 0
Hydrogen Evolution | Lct_BB002 | Number | SPEN | Grangemouth A |  | 251.111 | 307.796 | 371.984 | 458.838 | 558.263 | 676.204 | 779.231 | 874.705 | 963.024 | 1048.285 | 1136.47 | 1068.363 | 1015.432 | 942.855 | 878.278 | 809.845 | 736.212 | 641.314 | 539.929 | 429.382 | 311.924 | 201.032 | 98.103 | 0 | 0 | 0 | 0 | 0
Hydrogen Evolution | Lct_BB002 | Number | SPEN | Grangemouth C |  | 251.111 | 307.796 | 371.984 | 458.838 | 558.263 | 676.204 | 779.231 | 874.705 | 963.024 | 1048.285 | 1136.47 | 1068.363 | 1015.432 | 942.855 | 878.278 | 809.845 | 736.212 | 641.314 | 539.929 | 429.382 | 311.924 | 201.032 | 98.103 | 0 | 0 | 0 | 0 | 0
Hydrogen Evolution | Lct_BB002 | Number | SPEN | Haggs Road |  | 346.731 | 423.401 | 506 | 612.828 | 727.286 | 854.181 | 984.324 | 1104.926 | 1216.492 | 1324.193 | 1435.588 | 1349.556 | 1282.694 | 1191.014 | 1109.44 | 1022.996 | 929.983 | 810.107 | 682.037 | 542.395 | 394.022 | 253.943 | 123.924 | 0 | 0 | 0 | 0 | 0
Hydrogen Evolution | Lct_BB002 | Number | SPEN | Hawick |  | 174.024 | 212.504 | 253.961 | 307.577 | 365.024 | 428.712 | 494.031 | 554.561 | 610.555 | 664.61 | 720.519 | 677.34 | 643.782 | 597.768 | 556.826 | 513.44 | 466.757 | 406.591 | 342.313 | 272.227 | 197.759 | 127.454 | 62.197 | 0 | 0 | 0 | 0 | 0
Hydrogen Evolution | Lct_BB002 | Number | SPEN | Helensburgh |  | 29.823 | 36.585 | 44.322 | 54.884 | 67.124 | 81.81 | 94.274 | 105.825 | 116.51 | 126.826 | 137.495 | 129.255 | 122.851 | 114.07 | 106.257 | 97.978 | 89.07 | 77.589 | 65.323 | 51.948 | 37.738 | 24.322 | 11.869 | 0 | 0 | 0 | 0 | 0
Hydrogen Evolution | Lct_BB002 | Number | SPEN | Hunterston Farm |  | 39.565 | 48.314 | 57.74 | 69.93 | 82.991 | 97.471 | 112.321 | 126.083 | 138.814 | 151.104 | 163.815 | 153.998 | 146.368 | 135.906 | 126.598 | 116.734 | 106.12 | 92.441 | 77.827 | 61.893 | 44.962 | 28.977 | 14.141 | 0 | 0 | 0 | 0 | 0
Hydrogen Evolution | Lct_BB002 | Number | SPEN | Inverkeithing |  | 87.764 | 107.664 | 130.433 | 161.517 | 197.535 | 240.754 | 277.436 | 311.428 | 342.873 | 373.229 | 404.626 | 380.377 | 361.532 | 335.692 | 312.7 | 288.335 | 262.119 | 228.332 | 192.235 | 152.876 | 111.056 | 71.575 | 34.929 | 0 | 0 | 0 | 0 | 0
Hydrogen Evolution | Lct_BB002 | Number | SPEN | Johnstone |  | 393.376 | 480.361 | 574.072 | 695.271 | 825.127 | 969.093 | 1116.744 | 1253.57 | 1380.145 | 1502.334 | 1628.715 | 1531.109 | 1455.253 | 1351.239 | 1258.691 | 1160.618 | 1055.092 | 919.09 | 773.791 | 615.363 | 447.029 | 288.106 | 140.596 | 0 | 0 | 0 | 0 | 0
Hydrogen Evolution | Lct_BB002 | Number | SPEN | Kaimes |  | 590.831 | 721.478 | 862.228 | 1044.263 | 1239.3 | 1455.53 | 1677.295 | 1882.802 | 2072.91 | 2256.433 | 2446.251 | 2299.651 | 2185.718 | 2029.495 | 1890.493 | 1743.192 | 1584.697 | 1380.428 | 1162.196 | 924.245 | 671.415 | 432.721 | 211.168 | 0 | 0 | 0 | 0 | 0
Hydrogen Evolution | Lct_BB002 | Number | SPEN | Kendoon |  | 0 | 0 | 0 | 0 | 0 | 0 | 0 | 0 | 0 | 0 | 0 | 0 | 0 | 0 | 0 | 0 | 0 | 0 | 0 | 0 | 0 | 0 | 0 | 0 | 0 | 0 | 0 | 0
Hydrogen Evolution | Lct_BB002 | Number | SPEN | Kilbowie 11 |  | 50.684 | 62.516 | 76.944 | 97.672 | 123.313 | 155.896 | 179.649 | 201.66 | 222.021 | 241.678 | 262.009 | 246.307 | 234.104 | 217.372 | 202.484 | 186.707 | 169.731 | 147.852 | 124.478 | 98.992 | 71.913 | 46.347 | 22.617 | 0 | 0 | 0 | 0 | 0
Hydrogen Evolution | Lct_BB002 | Number | SPEN | Kilbowie 33 |  | 50.684 | 62.516 | 76.944 | 97.672 | 123.313 | 155.896 | 179.649 | 201.66 | 222.021 | 241.678 | 262.009 | 246.307 | 234.104 | 217.372 | 202.484 | 186.707 | 169.731 | 147.852 | 124.478 | 98.992 | 71.913 | 46.347 | 22.617 | 0 | 0 | 0 | 0 | 0
Hydrogen Evolution | Lct_BB002 | Number | SPEN | Killermont |  | 850.778 | 1043.689 | 1264.41 | 1565.737 | 1914.895 | 2333.863 | 2689.452 | 3018.971 | 3323.8 | 3618.069 | 3922.431 | 3687.367 | 3504.681 | 3254.186 | 3031.304 | 2795.114 | 2540.977 | 2213.441 | 1863.519 | 1481.977 | 1076.578 | 693.845 | 338.596 | 0 | 0 | 0 | 0 | 0
Hydrogen Evolution | Lct_BB002 | Number | SPEN | Kilwinning |  | 306.542 | 374.326 | 447.351 | 541.797 | 642.988 | 755.175 | 870.234 | 976.857 | 1075.492 | 1170.709 | 1269.193 | 1193.132 | 1134.02 | 1052.967 | 980.848 | 904.423 | 822.191 | 716.21 | 602.984 | 479.528 | 348.352 | 224.51 | 109.561 | 0 | 0 | 0 | 0 | 0
Hydrogen Evolution | Lct_BB002 | Number | SPEN | Lesmahagow |  | 0 | 0 | 0 | 0 | 0 | 0 | 0 | 0 | 0 | 0 | 0 | 0 | 0 | 0 | 0 | 0 | 0 | 0 | 0 | 0 | 0 | 0 | 0 | 0 | 0 | 0 | 0 | 0
Hydrogen Evolution | Lct_BB002 | Number | SPEN | Leven |  | 422.612 | 518.438 | 628.077 | 777.757 | 951.196 | 1159.313 | 1335.946 | 1499.63 | 1651.049 | 1797.223 | 1948.411 | 1831.646 | 1740.9 | 1616.47 | 1505.756 | 1388.432 | 1262.193 | 1099.495 | 925.676 | 736.15 | 534.775 | 344.658 | 168.193 | 0 | 0 | 0 | 0 | 0
Hydrogen Evolution | Lct_BB002 | Number | SPEN | Livingston East |  | 481.937 | 588.505 | 703.313 | 851.798 | 1010.889 | 1187.266 | 1368.158 | 1535.788 | 1690.858 | 1840.557 | 1995.39 | 1875.81 | 1782.875 | 1655.445 | 1542.062 | 1421.909 | 1292.627 | 1126.005 | 947.995 | 753.9 | 547.669 | 352.968 | 172.248 | 0 | 0 | 0 | 0 | 0
Hydrogen Evolution | Lct_BB002 | Number | SPEN | Maybole |  | 98.429 | 120.195 | 143.643 | 173.969 | 206.461 | 242.484 | 279.429 | 313.665 | 345.336 | 375.91 | 407.533 | 383.11 | 364.129 | 338.103 | 314.946 | 290.407 | 264.002 | 229.972 | 193.616 | 153.974 | 111.854 | 72.089 | 35.179 | 0 | 0 | 0 | 0 | 0
Hydrogen Evolution | Lct_BB002 | Number | SPEN | Moffat |  | 0 | 0 | 0 | 0 | 0 | 0 | 0 | 0 | 0 | 0 | 0 | 0 | 0 | 0 | 0 | 0 | 0 | 0 | 0 | 0 | 0 | 0 | 0 | 0 | 0 | 0 | 0 | 0
Hydrogen Evolution | Lct_BB002 | Number | SPEN | Newarthill |  | 1015.116 | 1239.583 | 1481.406 | 1794.165 | 2129.261 | 2500.768 | 2881.786 | 3234.87 | 3561.498 | 3876.812 | 4202.94 | 3951.066 | 3755.316 | 3486.907 | 3248.085 | 2995.004 | 2722.693 | 2371.734 | 1996.787 | 1587.959 | 1153.569 | 743.465 | 362.81 | 0 | 0 | 0 | 0 | 0
Hydrogen Evolution | Lct_BB002 | Number | SPEN | Newton Stewart |  | 55.548 | 67.832 | 81.064 | 98.179 | 116.516 | 136.845 | 157.695 | 177.016 | 194.89 | 212.144 | 229.99 | 216.207 | 205.496 | 190.808 | 177.739 | 163.89 | 148.989 | 129.784 | 109.267 | 86.895 | 63.125 | 40.683 | 19.853 | 0 | 0 | 0 | 0 | 0
Hydrogen Evolution | Lct_BB002 | Number | SPEN | Paisley |  | 198.534 | 242.435 | 289.73 | 350.899 | 416.436 | 489.094 | 563.613 | 632.668 | 696.55 | 758.218 | 822.001 | 772.74 | 734.456 | 681.961 | 635.253 | 585.756 | 532.498 | 463.858 | 390.527 | 310.569 | 225.612 | 145.405 | 70.958 | 0 | 0 | 0 | 0 | 0
Hydrogen Evolution | Lct_BB002 | Number | SPEN | Partick |  | 116.033 | 142.343 | 172.445 | 213.542 | 261.161 | 318.302 | 366.798 | 411.74 | 453.313 | 493.447 | 534.957 | 502.898 | 477.983 | 443.819 | 413.422 | 381.209 | 346.549 | 301.878 | 254.154 | 202.118 | 146.828 | 94.629 | 46.179 | 0 | 0 | 0 | 0 | 0
Hydrogen Evolution | Lct_BB002 | Number | SPEN | Port Dundas |  | 192.335 | 235.946 | 285.844 | 353.965 | 432.899 | 527.615 | 608.002 | 682.496 | 751.409 | 817.934 | 886.741 | 833.6 | 792.301 | 735.671 | 685.285 | 631.889 | 574.437 | 500.391 | 421.284 | 335.029 | 243.381 | 156.857 | 76.546 | 0 | 0 | 0 | 0 | 0
Hydrogen Evolution | Lct_BB002 | Number | SPEN | Portobello |  | 873.349 | 1066.467 | 1274.518 | 1543.598 | 1831.895 | 2151.519 | 2479.326 | 2783.099 | 3064.111 | 3335.389 | 3615.972 | 3399.274 | 3230.861 | 2999.937 | 2794.468 | 2576.732 | 2342.45 | 2040.505 | 1717.922 | 1366.19 | 992.465 | 639.635 | 312.142 | 0 | 0 | 0 | 0 | 0
Hydrogen Evolution | Lct_BB002 | Number | SPEN | Ravenscraig |  | 14.442 | 17.636 | 21.076 | 25.526 | 30.293 | 35.578 | 40.999 | 46.023 | 50.67 | 55.155 | 59.795 | 56.212 | 53.427 | 49.608 | 46.211 | 42.61 | 38.736 | 33.743 | 28.408 | 22.592 | 16.412 | 10.577 | 5.162 | 0 | 0 | 0 | 0 | 0
Hydrogen Evolution | Lct_BB002 | Number | SPEN | Redhouse |  | 106.836 | 131.061 | 158.778 | 196.617 | 240.462 | 293.074 | 337.727 | 379.106 | 417.384 | 454.337 | 492.557 | 463.039 | 440.099 | 408.643 | 380.654 | 350.995 | 319.082 | 277.952 | 234.01 | 186.098 | 135.191 | 87.129 | 42.519 | 0 | 0 | 0 | 0 | 0
Hydrogen Evolution | Lct_BB002 | Number | SPEN | Saltcoats A |  | 148.246 | 184.266 | 231.799 | 304.012 | 399.195 | 526.296 | 606.483 | 680.791 | 749.531 | 815.89 | 884.525 | 831.517 | 790.321 | 733.833 | 683.572 | 630.31 | 573.001 | 499.141 | 420.232 | 334.192 | 242.773 | 156.465 | 76.355 | 0 | 0 | 0 | 0 | 0
Hydrogen Evolution | Lct_BB002 | Number | SPEN | Saltcoats B |  | 148.246 | 184.266 | 231.799 | 304.012 | 399.195 | 526.296 | 606.483 | 680.791 | 749.531 | 815.89 | 884.525 | 831.517 | 790.321 | 733.833 | 683.572 | 630.31 | 573.001 | 499.141 | 420.232 | 334.192 | 242.773 | 156.465 | 76.355 | 0 | 0 | 0 | 0 | 0
Hydrogen Evolution | Lct_BB002 | Number | SPEN | Shrubhill |  | 506.984 | 619.09 | 739.866 | 896.068 | 1063.426 | 1248.97 | 1439.264 | 1615.606 | 1778.735 | 1936.214 | 2099.094 | 1973.299 | 1875.535 | 1741.482 | 1622.206 | 1495.809 | 1359.807 | 1184.526 | 997.264 | 793.082 | 576.132 | 371.312 | 181.2 | 0 | 0 | 0 | 0 | 0
Hydrogen Evolution | Lct_BB002 | Number | SPEN | Sighthill |  | 837.59 | 1022.801 | 1222.334 | 1480.396 | 1756.89 | 2063.427 | 2377.812 | 2669.147 | 2938.654 | 3198.825 | 3467.919 | 3260.093 | 3098.576 | 2877.107 | 2680.051 | 2471.23 | 2246.541 | 1956.959 | 1647.584 | 1310.253 | 951.83 | 613.446 | 299.361 | 0 | 0 | 0 | 0 | 0
Hydrogen Evolution | Lct_BB002 | Number | SPEN | Spango Valley |  | 190.834 | 233.032 | 278.494 | 337.29 | 400.285 | 470.126 | 541.755 | 608.132 | 669.536 | 728.812 | 790.122 | 742.772 | 705.972 | 655.513 | 610.616 | 563.039 | 511.846 | 445.869 | 375.381 | 298.525 | 216.863 | 139.766 | 68.206 | 0 | 0 | 0 | 0 | 0
Hydrogen Evolution | Lct_BB002 | Number | SPEN | St Andrews Cross |  | 310.045 | 378.603 | 452.463 | 547.987 | 650.335 | 763.804 | 880.177 | 988.019 | 1087.78 | 1184.085 | 1283.694 | 1206.765 | 1146.977 | 1064.998 | 992.055 | 914.757 | 831.586 | 724.393 | 609.874 | 485.007 | 352.332 | 227.075 | 110.812 | 0 | 0 | 0 | 0 | 0
Hydrogen Evolution | Lct_BB002 | Number | SPEN | Stirling |  | 98.957 | 121.395 | 147.068 | 182.117 | 222.728 | 271.46 | 312.82 | 351.148 | 386.603 | 420.831 | 456.232 | 428.891 | 407.642 | 378.506 | 352.582 | 325.11 | 295.55 | 257.453 | 216.753 | 172.374 | 125.221 | 80.704 | 39.383 | 0 | 0 | 0 | 0 | 0
Hydrogen Evolution | Lct_BB002 | Number | SPEN | Strathaven |  | 611.247 | 746.408 | 892.02 | 1080.346 | 1282.122 | 1505.823 | 1735.251 | 1947.859 | 2144.536 | 2334.4 | 2530.777 | 2379.112 | 2261.242 | 2099.621 | 1955.816 | 1803.425 | 1639.454 | 1428.126 | 1202.354 | 956.181 | 694.615 | 447.673 | 218.464 | 0 | 0 | 0 | 0 | 0
Hydrogen Evolution | Lct_BB002 | Number | SPEN | Strathleven |  | 502.342 | 616.247 | 746.572 | 924.49 | 1130.65 | 1378.031 | 1587.988 | 1782.552 | 1962.539 | 2136.29 | 2316.001 | 2177.207 | 2069.34 | 1921.436 | 1789.835 | 1650.376 | 1500.321 | 1306.927 | 1100.315 | 875.034 | 635.666 | 409.681 | 199.924 | 0 | 0 | 0 | 0 | 0
Hydrogen Evolution | Lct_BB002 | Number | SPEN | Telford Road |  | 270.136 | 329.869 | 394.222 | 477.451 | 566.624 | 665.487 | 766.881 | 860.842 | 947.762 | 1031.671 | 1118.458 | 1051.431 | 999.339 | 927.912 | 864.358 | 797.01 | 724.544 | 631.15 | 531.371 | 422.577 | 306.98 | 197.846 | 96.549 | 0 | 0 | 0 | 0 | 0
Hydrogen Evolution | Lct_BB002 | Number | SPEN | Tongland |  | 43.615 | 53.259 | 63.649 | 77.087 | 91.485 | 107.447 | 123.818 | 138.988 | 153.022 | 166.569 | 180.582 | 169.76 | 161.349 | 149.817 | 139.556 | 128.682 | 116.982 | 101.903 | 85.793 | 68.228 | 49.564 | 31.943 | 15.588 | 0 | 0 | 0 | 0 | 0
Hydrogen Evolution | Lct_BB002 | Number | SPEN | West George Street |  | 17.668 | 21.674 | 26.257 | 32.515 | 39.766 | 48.466 | 55.851 | 62.694 | 69.024 | 75.135 | 81.455 | 76.574 | 72.78 | 67.578 | 62.95 | 58.045 | 52.767 | 45.966 | 38.699 | 30.776 | 22.357 | 14.409 | 7.031 | 0 | 0 | 0 | 0 | 0
Hydrogen Evolution | Lct_BB002 | Number | SPEN | Westfield |  | 258.215 | 316.764 | 383.754 | 475.208 | 581.179 | 708.338 | 816.261 | 916.271 | 1008.788 | 1098.1 | 1190.475 | 1119.132 | 1063.687 | 987.66 | 920.014 | 848.33 | 771.198 | 671.789 | 565.586 | 449.787 | 326.746 | 210.585 | 102.765 | 0 | 0 | 0 | 0 | 0
Hydrogen Evolution | Lct_BB002 | Number | SPEN | Whitehouse |  | 680.068 | 830.447 | 992.455 | 1201.984 | 1426.479 | 1675.367 | 1930.627 | 2167.172 | 2385.993 | 2597.235 | 2815.722 | 2646.981 | 2515.84 | 2336.022 | 2176.025 | 2006.476 | 1824.043 | 1588.921 | 1337.729 | 1063.839 | 772.823 | 498.078 | 243.062 | 0 | 0 | 0 | 0 | 0
Hydrogen Evolution | Lct_BB002 | Number | SPEN | Wishaw |  | 714.343 | 872.301 | 1042.474 | 1262.564 | 1498.373 | 1759.804 | 2027.929 | 2276.396 | 2506.246 | 2728.134 | 2957.633 | 2780.387 | 2642.637 | 2453.756 | 2285.696 | 2107.601 | 1915.974 | 1669.002 | 1405.15 | 1117.456 | 811.773 | 523.18 | 255.312 | 0 | 0 | 0 | 0 | 0
Hydrogen Evolution | Lct_BB002 | Number | SPEN Manweb | Birkenhead |  | 2123.473 | 2600.368 | 3133.934 | 3848.362 | 4654.207 | 5596.547 | 6449.24 | 7239.417 | 7970.389 | 8676.039 | 9405.892 | 8842.215 | 8404.139 | 7803.458 | 7268.992 | 6702.614 | 6093.199 | 5307.777 | 4468.672 | 3553.744 | 2581.608 | 1663.824 | 811.945 | 0 | 0 | 0 | 0 | 0
Hydrogen Evolution | Lct_BB002 | Number | SPEN Manweb | Capenhurst |  | 1137.108 | 1392.483 | 1678.204 | 2060.777 | 2492.302 | 2996.92 | 3453.533 | 3876.668 | 4268.1 | 4645.971 | 5036.804 | 4734.958 | 4500.37 | 4178.709 | 3892.505 | 3589.213 | 3262.875 | 2842.286 | 2392.949 | 1903.01 | 1382.437 | 890.968 | 434.792 | 0 | 0 | 0 | 0 | 0
Hydrogen Evolution | Lct_BB002 | Number | SPEN Manweb | Carrington |  | 2310.021 | 2825.639 | 3394.111 | 4145.306 | 4976.645 | 5930.412 | 6833.974 | 7671.289 | 8445.868 | 9193.614 | 9967.007 | 9369.703 | 8905.494 | 8268.979 | 7702.628 | 7102.463 | 6456.693 | 5624.416 | 4735.254 | 3765.745 | 2735.616 | 1763.08 | 860.382 | 0 | 0 | 0 | 0 | 0
Hydrogen Evolution | Lct_BB002 | Number | SPEN Manweb | Connah's Quay |  | 555.962 | 696.354 | 894.639 | 1208.957 | 1641.714 | 2237.778 | 2578.727 | 2894.679 | 3186.958 | 3469.112 | 3760.944 | 3535.558 | 3360.393 | 3120.211 | 2906.505 | 2680.039 | 2436.364 | 2122.314 | 1786.798 | 1420.964 | 1032.256 | 665.279 | 324.656 | 0 | 0 | 0 | 0 | 0
Hydrogen Evolution | Lct_BB002 | Number | SPEN Manweb | Fiddlers Ferry |  | 3594.678 | 4440.727 | 5490.111 | 7016.991 | 8934.367 | 11401.031 | 13138.099 | 14747.812 | 16236.915 | 17674.432 | 19161.257 | 18012.959 | 17120.531 | 15896.851 | 14808.06 | 13654.261 | 12412.789 | 10812.763 | 9103.376 | 7239.526 | 5259.136 | 3389.466 | 1654.057 | 0 | 0 | 0 | 0 | 0
Hydrogen Evolution | Lct_BB002 | Number | SPEN Manweb | Frodsham |  | 4490.254 | 5498.688 | 6626.955 | 8137.671 | 9841.696 | 11834.349 | 13637.438 | 15308.331 | 16854.03 | 18346.183 | 19889.517 | 18697.576 | 17771.229 | 16501.041 | 15370.868 | 14173.217 | 12884.56 | 11223.722 | 9449.368 | 7514.678 | 5459.019 | 3518.289 | 1716.923 | 0 | 0 | 0 | 0 | 0
Hydrogen Evolution | Lct_BB002 | Number | SPEN Manweb | Kirkby (_D) |  | 1112.53 | 1374.377 | 1699.155 | 2171.714 | 2765.13 | 3528.547 | 4066.158 | 4564.354 | 5025.222 | 5470.125 | 5930.287 | 5574.897 | 5298.696 | 4919.975 | 4583.001 | 4225.907 | 3841.679 | 3346.482 | 2817.437 | 2240.587 | 1627.669 | 1049.018 | 511.92 | 0 | 0 | 0 | 0 | 0
Hydrogen Evolution | Lct_BB002 | Number | SPEN Manweb | Legacy |  | 2029.595 | 2537.348 | 3243.242 | 4351.674 | 5863.503 | 7932.388 | 9140.972 | 10260.947 | 11297.006 | 12297.174 | 13331.648 | 12532.708 | 11911.791 | 11060.403 | 10302.865 | 9500.097 | 8636.33 | 7523.095 | 6333.771 | 5036.977 | 3659.1 | 2358.257 | 1150.828 | 0 | 0 | 0 | 0 | 0
Hydrogen Evolution | Lct_BB002 | Number | SPEN Manweb | Lister Drive |  | 2494.199 | 3081.238 | 3809.362 | 4868.802 | 6199.19 | 7910.706 | 9115.987 | 10232.9 | 11266.127 | 12263.562 | 13295.208 | 12498.452 | 11879.232 | 11030.171 | 10274.704 | 9474.13 | 8612.724 | 7502.531 | 6316.459 | 5023.209 | 3649.098 | 2351.811 | 1147.682 | 0 | 0 | 0 | 0 | 0
Hydrogen Evolution | Lct_BB002 | Number | SPEN Manweb | Pentir |  | 442.242 | 556.985 | 726.282 | 1001.445 | 1389.486 | 1932.627 | 2227.083 | 2499.951 | 2752.374 | 2996.052 | 3248.089 | 3053.437 | 2902.159 | 2694.728 | 2510.164 | 2314.58 | 2104.133 | 1832.908 | 1543.144 | 1227.196 | 891.494 | 574.56 | 280.385 | 0 | 0 | 0 | 0 | 0
Hydrogen Evolution | Lct_BB002 | Number | SPEN Manweb | Rainhill |  | 1706.364 | 2107.976 | 2606.11 | 3330.907 | 4241.069 | 5411.974 | 6236.546 | 7000.663 | 7707.528 | 8389.905 | 9095.689 | 8550.601 | 8126.973 | 7546.102 | 7029.262 | 6481.564 | 5892.247 | 5132.728 | 4321.297 | 3436.542 | 2496.468 | 1608.951 | 785.167 | 0 | 0 | 0 | 0 | 0
Hydrogen Evolution | Lct_BB002 | Number | SPEN Manweb | St. Asaph |  | 542.079 | 682.725 | 890.242 | 1227.524 | 1703.166 | 2368.922 | 2729.853 | 3064.321 | 3373.729 | 3672.418 | 3981.353 | 3742.758 | 3557.328 | 3303.07 | 3076.84 | 2837.102 | 2579.147 | 2246.691 | 1891.512 | 1504.239 | 1092.751 | 704.268 | 343.682 | 0 | 0 | 0 | 0 | 0
Hydrogen Evolution | Lct_BB002 | Number | SPEN Manweb | Trawsfynydd |  | 1203.048 | 1516.546 | 1982.213 | 2741.87 | 3816.851 | 5324.902 | 6136.208 | 6888.032 | 7583.524 | 8254.923 | 8949.351 | 8413.033 | 7996.221 | 7424.695 | 6916.171 | 6377.284 | 5797.449 | 5050.149 | 4251.773 | 3381.253 | 2456.303 | 1583.065 | 772.535 | 0 | 0 | 0 | 0 | 0
Hydrogen Evolution | Lct_BB002 | Number | SPEN Manweb | Wylfa |  | 249.157 | 316.056 | 419.935 | 593.419 | 844.205 | 1200.875 | 1383.841 | 1553.393 | 1710.241 | 1861.655 | 2018.263 | 1897.312 | 1803.312 | 1674.422 | 1559.739 | 1438.209 | 1307.444 | 1138.913 | 958.862 | 762.542 | 553.947 | 357.014 | 174.223 | 0 | 0 | 0 | 0 | 0
Hydrogen Evolution | Lct_BB002 | Number | SPTL | Direct(SPTL) |  | 1708.493 | 2086.281 | 2493.283 | 3019.67 | 3583.654 | 4208.92 | 4850.193 | 5444.451 | 5994.183 | 6524.872 | 7073.763 | 6649.846 | 6320.388 | 5868.642 | 5466.693 | 5040.745 | 4582.43 | 3991.749 | 3360.694 | 2672.616 | 1941.516 | 1251.289 | 610.628 | 0 | 0 | 0 | 0 | 0
Hydrogen Evolution | Lct_BB002 | Number | SSEN (SHEPD) | Abernethy |  | 206.37 | 251.503 | 298.779 | 358.266 | 419.252 | 483.535 | 557.207 | 625.478 | 688.633 | 749.6 | 812.659 | 763.958 | 726.108 | 674.21 | 628.033 | 579.098 | 526.446 | 458.586 | 386.088 | 307.04 | 223.048 | 143.753 | 70.151 | 0 | 0 | 0 | 0 | 0
Hydrogen Evolution | Lct_BB002 | Number | SSEN (SHEPD) | Alness |  | 339.278 | 417.437 | 510.093 | 640.327 | 797.112 | 991.83 | 1142.946 | 1282.983 | 1412.527 | 1537.584 | 1666.93 | 1567.034 | 1489.397 | 1382.943 | 1288.224 | 1187.85 | 1079.848 | 940.654 | 791.946 | 629.801 | 457.517 | 294.866 | 143.894 | 0 | 0 | 0 | 0 | 0
Hydrogen Evolution | Lct_BB002 | Number | SSEN (SHEPD) | Arbroath |  | 75.824 | 92.407 | 109.778 | 131.634 | 154.042 | 177.661 | 204.729 | 229.813 | 253.018 | 275.418 | 298.587 | 280.694 | 266.787 | 247.719 | 230.752 | 212.773 | 193.427 | 168.494 | 141.857 | 112.813 | 81.952 | 52.818 | 25.775 | 0 | 0 | 0 | 0 | 0
Hydrogen Evolution | Lct_BB002 | Number | SSEN (SHEPD) | Ardkinglas |  | 0 | 0 | 0 | 0 | 0 | 0 | 0 | 0 | 0 | 0 | 0 | 0 | 0 | 0 | 0 | 0 | 0 | 0 | 0 | 0 | 0 | 0 | 0 | 0 | 0 | 0 | 0 | 0
Hydrogen Evolution | Lct_BB002 | Number | SSEN (SHEPD) | Ardmore |  | 254.675 | 315.592 | 393.62 | 509.794 | 659.571 | 856.281 | 986.744 | 1107.643 | 1219.483 | 1327.448 | 1439.117 | 1352.874 | 1285.847 | 1193.942 | 1112.168 | 1025.511 | 932.27 | 812.099 | 683.714 | 543.729 | 394.99 | 254.568 | 124.229 | 0 | 0 | 0 | 0 | 0
Hydrogen Evolution | Lct_BB002 | Number | SSEN (SHEPD) | Beauly |  | 119.072 | 147.553 | 184.035 | 238.351 | 308.378 | 400.349 | 461.346 | 517.871 | 570.162 | 620.64 | 672.85 | 632.528 | 601.19 | 558.22 | 519.987 | 479.471 | 435.877 | 379.692 | 319.666 | 254.217 | 184.675 | 119.022 | 58.082 | 0 | 0 | 0 | 0 | 0
Hydrogen Evolution | Lct_BB002 | Number | SSEN (SHEPD) | Berryburn |  | 0 | 0 | 0 | 0 | 0 | 0 | 0 | 0 | 0 | 0 | 0 | 0 | 0 | 0 | 0 | 0 | 0 | 0 | 0 | 0 | 0 | 0 | 0 | 0 | 0 | 0 | 0 | 0
Hydrogen Evolution | Lct_BB002 | Number | SSEN (SHEPD) | Boat of Garten |  | 121.705 | 150.816 | 188.104 | 243.622 | 315.198 | 409.202 | 471.548 | 529.324 | 582.77 | 634.365 | 687.73 | 646.515 | 614.485 | 570.565 | 531.486 | 490.074 | 445.516 | 388.088 | 326.735 | 259.839 | 188.759 | 121.654 | 59.367 | 0 | 0 | 0 | 0 | 0
Hydrogen Evolution | Lct_BB002 | Number | SSEN (SHEPD) | Braco West |  | 451.713 | 550.504 | 653.985 | 784.193 | 917.683 | 1058.389 | 1219.646 | 1369.08 | 1507.318 | 1640.766 | 1778.793 | 1672.193 | 1589.346 | 1475.749 | 1374.673 | 1267.563 | 1152.314 | 1003.779 | 845.092 | 672.065 | 488.22 | 314.653 | 153.551 | 0 | 0 | 0 | 0 | 0
Hydrogen Evolution | Lct_BB002 | Number | SSEN (SHEPD) | Bridge of Dun |  | 313.223 | 381.725 | 453.48 | 543.768 | 636.332 | 733.899 | 845.716 | 949.336 | 1045.191 | 1137.726 | 1233.435 | 1159.517 | 1102.07 | 1023.301 | 953.214 | 878.942 | 799.027 | 696.031 | 585.996 | 466.018 | 338.537 | 218.184 | 106.474 | 0 | 0 | 0 | 0 | 0
Hydrogen Evolution | Lct_BB002 | Number | SSEN (SHEPD) | Broadford-Skye |  | 62.857 | 77.892 | 97.151 | 125.824 | 162.791 | 211.342 | 243.542 | 273.382 | 300.985 | 327.633 | 355.194 | 333.908 | 317.365 | 294.681 | 274.498 | 253.11 | 230.097 | 200.437 | 168.75 | 134.2 | 97.489 | 62.831 | 30.661 | 0 | 0 | 0 | 0 | 0
Hydrogen Evolution | Lct_BB002 | Number | SSEN (SHEPD) | Brora |  | 81.523 | 100.304 | 122.568 | 153.861 | 191.534 | 238.322 | 274.633 | 308.281 | 339.409 | 369.458 | 400.538 | 376.534 | 357.879 | 332.3 | 309.541 | 285.422 | 259.471 | 226.025 | 190.293 | 151.332 | 109.934 | 70.852 | 34.576 | 0 | 0 | 0 | 0 | 0
Hydrogen Evolution | Lct_BB002 | Number | SSEN (SHEPD) | Burghmuir |  | 113.285 | 138.061 | 164.013 | 196.668 | 230.146 | 265.434 | 305.876 | 343.353 | 378.021 | 411.489 | 446.105 | 419.37 | 398.593 | 370.104 | 344.755 | 317.893 | 288.989 | 251.738 | 211.941 | 168.548 | 122.441 | 78.912 | 38.509 | 0 | 0 | 0 | 0 | 0
Hydrogen Evolution | Lct_BB002 | Number | SSEN (SHEPD) | Carradale |  | 190.336 | 234.621 | 288.252 | 364.899 | 459.104 | 578.184 | 666.276 | 747.91 | 823.427 | 896.328 | 971.73 | 913.496 | 868.238 | 806.182 | 750.965 | 692.452 | 629.493 | 548.351 | 461.662 | 367.14 | 266.708 | 171.891 | 83.883 | 0 | 0 | 0 | 0 | 0
Hydrogen Evolution | Lct_BB002 | Number | SSEN (SHEPD) | Cassley |  | 9.655 | 11.879 | 14.516 | 18.222 | 22.684 | 28.225 | 32.525 | 36.51 | 40.197 | 43.755 | 47.436 | 44.593 | 42.384 | 39.355 | 36.659 | 33.803 | 30.729 | 26.768 | 22.537 | 17.922 | 13.02 | 8.391 | 4.095 | 0 | 0 | 0 | 0 | 0
Hydrogen Evolution | Lct_BB002 | Number | SSEN (SHEPD) | Ceannacroc |  | 19.164 | 23.748 | 29.62 | 38.362 | 49.633 | 64.435 | 74.253 | 83.35 | 91.766 | 99.891 | 108.294 | 101.804 | 96.76 | 89.844 | 83.691 | 77.17 | 70.153 | 61.11 | 51.45 | 40.916 | 29.723 | 19.156 | 9.348 | 0 | 0 | 0 | 0 | 0
Hydrogen Evolution | Lct_BB002 | Number | SSEN (SHEPD) | Charleston |  | 136.826 | 166.75 | 198.095 | 237.535 | 277.97 | 320.591 | 369.436 | 414.701 | 456.573 | 496.995 | 538.804 | 506.515 | 481.42 | 447.011 | 416.395 | 383.95 | 349.041 | 304.049 | 255.982 | 203.572 | 147.884 | 95.31 | 46.511 | 0 | 0 | 0 | 0 | 0
Hydrogen Evolution | Lct_BB002 | Number | SSEN (SHEPD) | Clachan |  | 56.476 | 69.616 | 85.53 | 108.272 | 136.225 | 171.558 | 197.696 | 221.918 | 244.326 | 265.957 | 288.33 | 271.051 | 257.622 | 239.209 | 222.825 | 205.463 | 186.782 | 162.706 | 136.984 | 108.937 | 79.137 | 51.003 | 24.89 | 0 | 0 | 0 | 0 | 0
Hydrogen Evolution | Lct_BB002 | Number | SSEN (SHEPD) | Clayhills |  | 125.285 | 152.906 | 182.441 | 220.365 | 260.546 | 304.542 | 350.943 | 393.941 | 433.718 | 472.117 | 511.832 | 481.159 | 457.321 | 424.634 | 395.55 | 364.73 | 331.568 | 288.829 | 243.168 | 193.381 | 140.481 | 90.539 | 44.183 | 0 | 0 | 0 | 0 | 0
Hydrogen Evolution | Lct_BB002 | Number | SSEN (SHEPD) | Coupar Angus |  | 508.52 | 619.734 | 736.228 | 882.811 | 1033.089 | 1191.49 | 1373.026 | 1541.252 | 1696.874 | 1847.105 | 2002.489 | 1882.484 | 1789.219 | 1661.335 | 1547.549 | 1426.968 | 1297.226 | 1130.011 | 951.368 | 756.582 | 549.617 | 354.224 | 172.861 | 0 | 0 | 0 | 0 | 0
Hydrogen Evolution | Lct_BB002 | Number | SSEN (SHEPD) | Craigiebuckler |  | 332.159 | 405.388 | 483.692 | 584.239 | 690.766 | 807.412 | 930.43 | 1044.428 | 1149.885 | 1251.689 | 1356.985 | 1275.663 | 1212.462 | 1125.802 | 1048.695 | 966.984 | 879.064 | 765.751 | 644.694 | 512.697 | 372.448 | 240.039 | 117.139 | 0 | 0 | 0 | 0 | 0
Hydrogen Evolution | Lct_BB002 | Number | SSEN (SHEPD) | Dallas |  | 0 | 0 | 0 | 0 | 0 | 0 | 0 | 0 | 0 | 0 | 0 | 0 | 0 | 0 | 0 | 0 | 0 | 0 | 0 | 0 | 0 | 0 | 0 | 0 | 0 | 0 | 0 | 0
Hydrogen Evolution | Lct_BB002 | Number | SSEN (SHEPD) | Dounreay |  | 106.484 | 131.014 | 160.095 | 200.969 | 250.177 | 311.29 | 358.719 | 402.67 | 443.328 | 482.577 | 523.173 | 491.82 | 467.454 | 434.043 | 404.315 | 372.812 | 338.915 | 295.228 | 248.556 | 197.666 | 143.594 | 92.545 | 45.162 | 0 | 0 | 0 | 0 | 0
Hydrogen Evolution | Lct_BB002 | Number | SSEN (SHEPD) | Dudhope |  | 78.34 | 95.473 | 113.42 | 136.001 | 159.152 | 183.555 | 211.522 | 237.438 | 261.412 | 284.556 | 308.494 | 290.006 | 275.638 | 255.937 | 238.408 | 219.832 | 199.844 | 174.084 | 146.563 | 116.555 | 84.671 | 54.57 | 26.63 | 0 | 0 | 0 | 0 | 0
Hydrogen Evolution | Lct_BB002 | Number | SSEN (SHEPD) | Dunbeath |  | 0 | 0 | 0 | 0 | 0 | 0 | 0 | 0 | 0 | 0 | 0 | 0 | 0 | 0 | 0 | 0 | 0 | 0 | 0 | 0 | 0 | 0 | 0 | 0 | 0 | 0 | 0 | 0
Hydrogen Evolution | Lct_BB002 | Number | SSEN (SHEPD) | Dunoon |  | 83.484 | 102.414 | 124.073 | 153.641 | 187.903 | 229.015 | 263.908 | 296.243 | 326.154 | 355.03 | 384.896 | 361.83 | 343.904 | 319.324 | 297.453 | 274.276 | 249.338 | 217.198 | 182.862 | 145.422 | 105.641 | 68.085 | 33.225 | 0 | 0 | 0 | 0 | 0
Hydrogen Evolution | Lct_BB002 | Number | SSEN (SHEPD) | Dunvegan |  | 43.491 | 53.894 | 67.219 | 87.058 | 112.636 | 146.228 | 168.507 | 189.153 | 208.252 | 226.689 | 245.759 | 231.031 | 219.585 | 203.89 | 189.926 | 175.127 | 159.204 | 138.683 | 116.758 | 92.853 | 67.453 | 43.473 | 21.215 | 0 | 0 | 0 | 0 | 0
Hydrogen Evolution | Lct_BB002 | Number | SSEN (SHEPD) | Dyce |  | 342.069 | 417.483 | 498.122 | 601.67 | 711.375 | 831.5 | 958.188 | 1075.588 | 1184.191 | 1289.032 | 1397.47 | 1313.722 | 1248.635 | 1159.39 | 1079.982 | 995.833 | 905.29 | 788.597 | 663.928 | 527.993 | 383.56 | 247.201 | 120.634 | 0 | 0 | 0 | 0 | 0
Hydrogen Evolution | Lct_BB002 | Number | SSEN (SHEPD) | Elgin |  | 269.037 | 333.389 | 415.817 | 538.542 | 696.765 | 904.568 | 1042.389 | 1170.105 | 1288.251 | 1402.305 | 1520.271 | 1429.164 | 1358.358 | 1261.27 | 1174.885 | 1083.341 | 984.842 | 857.894 | 722.27 | 574.39 | 417.265 | 268.923 | 131.234 | 0 | 0 | 0 | 0 | 0
Hydrogen Evolution | Lct_BB002 | Number | SSEN (SHEPD) | Fasnakyle |  | 9.595 | 11.89 | 14.83 | 19.207 | 24.85 | 32.261 | 37.176 | 41.731 | 45.945 | 50.013 | 54.22 | 50.971 | 48.445 | 44.983 | 41.902 | 38.637 | 35.124 | 30.596 | 25.759 | 20.485 | 14.882 | 9.591 | 4.68 | 0 | 0 | 0 | 0 | 0
Hydrogen Evolution | Lct_BB002 | Number | SSEN (SHEPD) | Fetteresso |  | 0 | 0 | 0 | 0 | 0 | 0 | 0 | 0 | 0 | 0 | 0 | 0 | 0 | 0 | 0 | 0 | 0 | 0 | 0 | 0 | 0 | 0 | 0 | 0 | 0 | 0 | 0 | 0
Hydrogen Evolution | Lct_BB002 | Number | SSEN (SHEPD) | Fiddes |  | 162.008 | 197.725 | 235.916 | 284.958 | 336.915 | 393.808 | 453.809 | 509.411 | 560.846 | 610.5 | 661.857 | 622.193 | 591.368 | 549.1 | 511.492 | 471.638 | 428.756 | 373.488 | 314.444 | 250.064 | 181.658 | 117.077 | 57.134 | 0 | 0 | 0 | 0 | 0
Hydrogen Evolution | Lct_BB002 | Number | SSEN (SHEPD) | Finstown |  | 0 | 0 | 0 | 0 | 0 | 0 | 0 | 0 | 0 | 0 | 0 | 0 | 0 | 0 | 0 | 0 | 0 | 0 | 0 | 0 | 0 | 0 | 0 | 0 | 0 | 0 | 0 | 0
Hydrogen Evolution | Lct_BB002 | Number | SSEN (SHEPD) | Fort Augustus |  | 21.045 | 26.079 | 32.526 | 42.126 | 54.503 | 70.758 | 81.539 | 91.529 | 100.771 | 109.692 | 118.92 | 111.793 | 106.255 | 98.66 | 91.903 | 84.742 | 77.037 | 67.107 | 56.498 | 44.93 | 32.64 | 21.036 | 10.266 | 0 | 0 | 0 | 0 | 0
Hydrogen Evolution | Lct_BB002 | Number | SSEN (SHEPD) | Fort William |  | 145.872 | 180.763 | 225.456 | 291.997 | 377.786 | 490.457 | 565.183 | 634.431 | 698.49 | 760.33 | 824.292 | 774.893 | 736.502 | 683.861 | 637.023 | 587.388 | 533.982 | 465.151 | 391.615 | 311.435 | 226.241 | 145.81 | 71.155 | 0 | 0 | 0 | 0 | 0
Hydrogen Evolution | Lct_BB002 | Number | SSEN (SHEPD) | Fraserburgh |  | 183.325 | 223.742 | 266.959 | 322.453 | 381.247 | 445.626 | 513.522 | 576.44 | 634.643 | 690.831 | 748.946 | 704.063 | 669.181 | 621.352 | 578.795 | 533.697 | 485.172 | 422.633 | 355.819 | 282.967 | 205.561 | 132.482 | 64.651 | 0 | 0 | 0 | 0 | 0
Hydrogen Evolution | Lct_BB002 | Number | SSEN (SHEPD) | Glenfarclas |  | 0 | 0 | 0 | 0 | 0 | 0 | 0 | 0 | 0 | 0 | 0 | 0 | 0 | 0 | 0 | 0 | 0 | 0 | 0 | 0 | 0 | 0 | 0 | 0 | 0 | 0 | 0 | 0
Hydrogen Evolution | Lct_BB002 | Number | SSEN (SHEPD) | Grudie Bridge |  | 89.184 | 110.516 | 137.84 | 178.523 | 230.973 | 299.857 | 345.544 | 387.881 | 427.046 | 464.854 | 503.958 | 473.757 | 450.286 | 418.102 | 389.465 | 359.119 | 326.468 | 284.386 | 239.427 | 190.406 | 138.32 | 89.146 | 43.503 | 0 | 0 | 0 | 0 | 0
Hydrogen Evolution | Lct_BB002 | Number | SSEN (SHEPD) | Inverness |  | 502.495 | 622.689 | 776.645 | 1005.864 | 1301.388 | 1689.512 | 1946.927 | 2185.47 | 2406.139 | 2619.164 | 2839.496 | 2669.33 | 2537.082 | 2355.745 | 2194.398 | 2023.417 | 1839.444 | 1602.337 | 1349.024 | 1072.821 | 779.348 | 502.283 | 245.114 | 0 | 0 | 0 | 0 | 0
Hydrogen Evolution | Lct_BB002 | Number | SSEN (SHEPD) | Keith |  | 238.195 | 295.17 | 368.149 | 476.804 | 616.89 | 800.87 | 922.892 | 1035.966 | 1140.569 | 1241.548 | 1345.991 | 1265.328 | 1202.639 | 1116.681 | 1040.199 | 959.15 | 871.942 | 759.547 | 639.471 | 508.544 | 369.43 | 238.095 | 116.19 | 0 | 0 | 0 | 0 | 0
Hydrogen Evolution | Lct_BB002 | Number | SSEN (SHEPD) | Killin |  | 428.068 | 521.686 | 619.751 | 743.143 | 869.645 | 1002.986 | 1155.801 | 1297.413 | 1428.414 | 1554.877 | 1685.678 | 1584.659 | 1506.149 | 1398.498 | 1302.713 | 1201.21 | 1091.993 | 951.234 | 800.854 | 636.885 | 462.663 | 298.182 | 145.513 | 0 | 0 | 0 | 0 | 0
Hydrogen Evolution | Lct_BB002 | Number | SSEN (SHEPD) | Kinlochleven |  | 10.342 | 12.816 | 15.985 | 20.702 | 26.785 | 34.773 | 40.071 | 44.98 | 49.522 | 53.906 | 58.441 | 54.939 | 52.217 | 48.485 | 45.164 | 41.645 | 37.859 | 32.979 | 27.765 | 22.08 | 16.04 | 10.338 | 5.045 | 0 | 0 | 0 | 0 | 0
Hydrogen Evolution | Lct_BB002 | Number | SSEN (SHEPD) | Kintore |  | 668.97 | 816.454 | 974.158 | 1176.661 | 1391.206 | 1626.132 | 1873.89 | 2103.484 | 2315.875 | 2520.908 | 2732.974 | 2569.193 | 2441.905 | 2267.372 | 2112.077 | 1947.51 | 1770.439 | 1542.227 | 1298.417 | 1032.575 | 750.112 | 483.44 | 235.919 | 0 | 0 | 0 | 0 | 0
Hydrogen Evolution | Lct_BB002 | Number | SSEN (SHEPD) | Lairg |  | 13.909 | 17.114 | 20.912 | 26.252 | 32.679 | 40.662 | 46.858 | 52.599 | 57.91 | 63.037 | 68.34 | 64.244 | 61.061 | 56.697 | 52.814 | 48.699 | 44.271 | 38.564 | 32.468 | 25.82 | 18.757 | 12.089 | 5.899 | 0 | 0 | 0 | 0 | 0
Hydrogen Evolution | Lct_BB002 | Number | SSEN (SHEPD) | Lunanhead |  | 501.792 | 611.535 | 726.488 | 871.131 | 1019.421 | 1175.727 | 1354.861 | 1520.862 | 1674.425 | 1822.669 | 1975.997 | 1857.579 | 1765.548 | 1639.356 | 1527.075 | 1408.09 | 1280.064 | 1115.062 | 938.782 | 746.573 | 542.346 | 349.537 | 170.574 | 0 | 0 | 0 | 0 | 0
Hydrogen Evolution | Lct_BB002 | Number | SSEN (SHEPD) | Lyndhurst |  | 163.191 | 198.881 | 236.266 | 283.307 | 331.533 | 382.366 | 440.624 | 494.61 | 544.551 | 592.762 | 642.627 | 604.116 | 574.186 | 533.146 | 496.63 | 457.934 | 416.298 | 362.637 | 305.308 | 242.798 | 176.38 | 113.675 | 55.474 | 0 | 0 | 0 | 0 | 0
Hydrogen Evolution | Lct_BB002 | Number | SSEN (SHEPD) | Macduff |  | 97.976 | 121.411 | 151.429 | 196.122 | 253.743 | 329.419 | 379.609 | 426.12 | 469.145 | 510.681 | 553.641 | 520.462 | 494.676 | 459.32 | 427.86 | 394.523 | 358.652 | 312.421 | 263.031 | 209.177 | 151.956 | 97.934 | 47.792 | 0 | 0 | 0 | 0 | 0
Hydrogen Evolution | Lct_BB002 | Number | SSEN (SHEPD) | Milton of Craigie |  | 384.349 | 468.406 | 556.455 | 667.245 | 780.828 | 900.55 | 1037.759 | 1164.908 | 1282.53 | 1396.077 | 1513.519 | 1422.817 | 1352.325 | 1255.669 | 1169.667 | 1078.53 | 980.468 | 854.084 | 719.062 | 571.839 | 415.411 | 267.729 | 130.652 | 0 | 0 | 0 | 0 | 0
Hydrogen Evolution | Lct_BB002 | Number | SSEN (SHEPD) | Mybster |  | 87.359 | 107.484 | 131.341 | 164.875 | 205.244 | 255.381 | 294.291 | 330.349 | 363.704 | 395.904 | 429.209 | 403.487 | 383.497 | 356.087 | 331.698 | 305.853 | 278.044 | 242.204 | 203.914 | 162.164 | 117.804 | 75.923 | 37.051 | 0 | 0 | 0 | 0 | 0
Hydrogen Evolution | Lct_BB002 | Number | SSEN (SHEPD) | Nairn |  | 167.496 | 207.559 | 258.877 | 335.282 | 433.789 | 563.161 | 648.965 | 728.478 | 802.033 | 873.04 | 946.483 | 889.762 | 845.68 | 785.235 | 731.454 | 674.461 | 613.138 | 534.103 | 449.667 | 357.601 | 259.778 | 167.425 | 81.703 | 0 | 0 | 0 | 0 | 0
Hydrogen Evolution | Lct_BB002 | Number | SSEN (SHEPD) | Orrin |  | 0 | 0 | 0 | 0 | 0 | 0 | 0 | 0 | 0 | 0 | 0 | 0 | 0 | 0 | 0 | 0 | 0 | 0 | 0 | 0 | 0 | 0 | 0 | 0 | 0 | 0 | 0 | 0
Hydrogen Evolution | Lct_BB002 | Number | SSEN (SHEPD) | Persley |  | 440.54 | 537.664 | 641.517 | 774.873 | 916.159 | 1070.865 | 1234.023 | 1385.218 | 1525.085 | 1660.107 | 1799.76 | 1691.904 | 1608.081 | 1493.144 | 1390.877 | 1282.504 | 1165.897 | 1015.611 | 855.053 | 679.987 | 493.975 | 318.363 | 155.361 | 0 | 0 | 0 | 0 | 0
Hydrogen Evolution | Lct_BB002 | Number | SSEN (SHEPD) | Peterhead Grange |  | 198.526 | 242.295 | 289.095 | 349.191 | 412.86 | 482.578 | 556.104 | 624.239 | 687.269 | 748.116 | 811.049 | 762.445 | 724.67 | 672.875 | 626.789 | 577.952 | 525.403 | 457.678 | 385.324 | 306.431 | 222.606 | 143.468 | 70.012 | 0 | 0 | 0 | 0 | 0
Hydrogen Evolution | Lct_BB002 | Number | SSEN (SHEPD) | Peterhead Shell |  | 97.383 | 118.852 | 141.809 | 171.288 | 202.519 | 236.718 | 272.784 | 306.206 | 337.124 | 366.971 | 397.842 | 374 | 355.47 | 330.063 | 307.457 | 283.501 | 257.724 | 224.503 | 189.012 | 150.313 | 109.194 | 70.375 | 34.343 | 0 | 0 | 0 | 0 | 0
Hydrogen Evolution | Lct_BB002 | Number | SSEN (SHEPD) | Port Ann |  | 276.633 | 340.997 | 418.944 | 530.342 | 667.259 | 840.329 | 968.362 | 1087.008 | 1196.764 | 1302.718 | 1412.307 | 1327.67 | 1261.892 | 1171.699 | 1091.448 | 1006.406 | 914.902 | 796.969 | 670.977 | 533.599 | 387.632 | 249.825 | 121.915 | 0 | 0 | 0 | 0 | 0
Hydrogen Evolution | Lct_BB002 | Number | SSEN (SHEPD) | Quoich |  | 2.399 | 2.973 | 3.707 | 4.802 | 6.212 | 8.065 | 9.294 | 10.433 | 11.486 | 12.503 | 13.555 | 12.743 | 12.111 | 11.246 | 10.475 | 9.659 | 8.781 | 7.649 | 6.44 | 5.121 | 3.72 | 2.398 | 1.17 | 0 | 0 | 0 | 0 | 0
Hydrogen Evolution | Lct_BB002 | Number | SSEN (SHEPD) | Rannoch |  | 251.352 | 306.323 | 363.904 | 436.356 | 510.636 | 588.931 | 678.66 | 761.812 | 838.733 | 912.989 | 989.792 | 930.476 | 884.377 | 821.166 | 764.924 | 705.323 | 641.194 | 558.543 | 470.243 | 373.964 | 271.665 | 175.086 | 85.442 | 0 | 0 | 0 | 0 | 0
Hydrogen Evolution | Lct_BB002 | Number | SSEN (SHEPD) | Redmoss |  | 377.413 | 460.619 | 549.591 | 663.837 | 784.877 | 917.415 | 1057.193 | 1186.723 | 1306.547 | 1422.221 | 1541.863 | 1449.462 | 1377.65 | 1279.183 | 1191.571 | 1098.727 | 998.829 | 870.078 | 732.528 | 582.548 | 423.191 | 272.743 | 133.098 | 0 | 0 | 0 | 0 | 0
Hydrogen Evolution | Lct_BB002 | Number | SSEN (SHEPD) | Rothienorman |  | 0 | 0 | 0 | 0 | 0 | 0 | 0 | 0 | 0 | 0 | 0 | 0 | 0 | 0 | 0 | 0 | 0 | 0 | 0 | 0 | 0 | 0 | 0 | 0 | 0 | 0 | 0 | 0
Hydrogen Evolution | Lct_BB002 | Number | SSEN (SHEPD) | Shin |  | 14.607 | 17.972 | 21.962 | 27.569 | 34.319 | 42.702 | 49.208 | 55.238 | 60.815 | 66.199 | 71.768 | 67.467 | 64.125 | 59.541 | 55.463 | 51.142 | 46.492 | 40.499 | 34.096 | 27.115 | 19.698 | 12.695 | 6.195 | 0 | 0 | 0 | 0 | 0
Hydrogen Evolution | Lct_BB002 | Number | SSEN (SHEPD) | Sloy |  | 46.536 | 57.363 | 70.476 | 89.216 | 112.248 | 141.362 | 162.9 | 182.859 | 201.323 | 219.147 | 237.582 | 223.344 | 212.279 | 197.106 | 183.606 | 169.3 | 153.907 | 134.068 | 112.873 | 89.763 | 65.208 | 42.026 | 20.509 | 0 | 0 | 0 | 0 | 0
Hydrogen Evolution | Lct_BB002 | Number | SSEN (SHEPD) | St Fergus Gas Terminal |  | 42.036 | 51.304 | 61.213 | 73.938 | 87.419 | 102.181 | 117.75 | 132.177 | 145.523 | 158.406 | 171.732 | 161.441 | 153.442 | 142.475 | 132.717 | 122.376 | 111.249 | 96.909 | 81.589 | 64.884 | 47.135 | 30.378 | 14.824 | 0 | 0 | 0 | 0 | 0
Hydrogen Evolution | Lct_BB002 | Number | SSEN (SHEPD) | Strichen |  | 155.075 | 189.264 | 225.822 | 272.764 | 322.499 | 376.957 | 434.391 | 487.613 | 536.848 | 584.377 | 633.537 | 595.57 | 566.063 | 525.604 | 489.605 | 451.457 | 410.409 | 357.507 | 300.989 | 239.364 | 173.885 | 112.067 | 54.689 | 0 | 0 | 0 | 0 | 0
Hydrogen Evolution | Lct_BB002 | Number | SSEN (SHEPD) | Tarland |  | 189.242 | 230.963 | 275.575 | 332.86 | 393.552 | 460.009 | 530.096 | 595.045 | 655.127 | 713.128 | 773.119 | 726.787 | 690.779 | 641.406 | 597.476 | 550.922 | 500.831 | 436.274 | 367.303 | 292.1 | 212.196 | 136.758 | 66.738 | 0 | 0 | 0 | 0 | 0
Hydrogen Evolution | Lct_BB002 | Number | SSEN (SHEPD) | Taynuilt |  | 457.167 | 563.535 | 692.35 | 876.449 | 1102.719 | 1388.734 | 1600.323 | 1796.399 | 1977.783 | 2152.884 | 2333.991 | 2194.119 | 2085.414 | 1936.36 | 1803.737 | 1663.195 | 1511.974 | 1317.079 | 1108.862 | 881.831 | 640.604 | 412.863 | 201.477 | 0 | 0 | 0 | 0 | 0
Hydrogen Evolution | Lct_BB002 | Number | SSEN (SHEPD) | Thurso |  | 397.912 | 489.578 | 598.246 | 750.987 | 934.868 | 1163.237 | 1340.469 | 1504.706 | 1656.638 | 1803.307 | 1955.006 | 1837.846 | 1746.793 | 1621.942 | 1510.853 | 1393.132 | 1266.466 | 1103.217 | 928.809 | 738.642 | 536.585 | 345.824 | 168.762 | 0 | 0 | 0 | 0 | 0
Hydrogen Evolution | Lct_BB002 | Number | SSEN (SHEPD) | Tummel Bridge |  | 508.62 | 619.856 | 736.373 | 882.985 | 1033.292 | 1191.725 | 1373.296 | 1541.556 | 1697.209 | 1847.469 | 2002.884 | 1882.855 | 1789.571 | 1661.663 | 1547.854 | 1427.25 | 1297.481 | 1130.234 | 951.556 | 756.732 | 549.726 | 354.293 | 172.895 | 0 | 0 | 0 | 0 | 0
Hydrogen Evolution | Lct_BB002 | Number | SSEN (SHEPD) | Willowdale |  | 202.283 | 246.88 | 294.566 | 355.799 | 420.674 | 491.71 | 566.628 | 636.052 | 700.275 | 762.273 | 826.398 | 776.874 | 738.384 | 685.609 | 638.651 | 588.889 | 535.346 | 466.339 | 392.616 | 312.231 | 226.819 | 146.183 | 71.337 | 0 | 0 | 0 | 0 | 0
Hydrogen Evolution | Lct_BB002 | Number | SSEN (SHEPD) | Woodhill |  | 435.38 | 531.367 | 634.003 | 765.797 | 905.428 | 1058.322 | 1219.569 | 1368.994 | 1507.222 | 1640.663 | 1778.68 | 1672.087 | 1589.246 | 1475.655 | 1374.586 | 1267.483 | 1152.241 | 1003.715 | 845.038 | 672.023 | 488.189 | 314.634 | 153.541 | 0 | 0 | 0 | 0 | 0
Hydrogen Evolution | Lct_BB002 | Number | SSEN South | Acton Lane 66kV |  | 268.692 | 319.105 | 349.163 | 358.195 | 318.376 | 214.269 | 246.915 | 277.167 | 305.153 | 332.17 | 360.113 | 338.532 | 321.76 | 298.762 | 278.3 | 256.615 | 233.283 | 203.213 | 171.087 | 136.058 | 98.839 | 63.701 | 31.086 | 0 | 0 | 0 | 0 | 0
Hydrogen Evolution | Lct_BB002 | Number | SSEN South | Axminster_H |  | 1110.596 | 1360.163 | 1639.777 | 2014.631 | 2438.19 | 2934.342 | 3381.421 | 3795.721 | 4178.979 | 4548.96 | 4931.632 | 4636.089 | 4406.4 | 4091.455 | 3811.227 | 3514.268 | 3194.744 | 2782.937 | 2342.983 | 1863.274 | 1353.571 | 872.364 | 425.713 | 0 | 0 | 0 | 0 | 0
Hydrogen Evolution | Lct_BB002 | Number | SSEN South | Botley Wood |  | 1206.284 | 1476.864 | 1778.723 | 2181.866 | 2634.934 | 3162.831 | 3644.722 | 4091.282 | 4504.384 | 4903.174 | 5315.644 | 4997.087 | 4749.513 | 4410.044 | 4107.996 | 3787.914 | 3443.509 | 2999.636 | 2525.424 | 2008.362 | 1458.97 | 940.293 | 458.862 | 0 | 0 | 0 | 0 | 0
Hydrogen Evolution | Lct_BB002 | Number | SSEN South | Bramley |  | 12165.022 | 14711.139 | 17066.507 | 19635.84 | 21597.607 | 22814.21 | 26290.199 | 29511.339 | 32491.131 | 35367.698 | 38342.931 | 36045.113 | 34259.305 | 31810.642 | 29631.898 | 27323.072 | 24838.805 | 21637.048 | 18216.453 | 14486.766 | 10523.875 | 6782.543 | 3309.877 | 0 | 0 | 0 | 0 | 0
Hydrogen Evolution | Lct_BB002 | Number | SSEN South | Chickerell |  | 858.673 | 1051.63 | 1267.817 | 1557.641 | 1885.122 | 2268.729 | 2614.394 | 2934.716 | 3231.037 | 3517.094 | 3812.962 | 3584.458 | 3406.871 | 3163.367 | 2946.705 | 2717.107 | 2470.062 | 2151.668 | 1811.511 | 1440.617 | 1046.533 | 674.481 | 329.146 | 0 | 0 | 0 | 0 | 0
Hydrogen Evolution | Lct_BB002 | Number | SSEN South | Cowley |  | 7269.009 | 8768.458 | 10093.103 | 11448.575 | 12307.503 | 12540.953 | 14451.702 | 16222.36 | 17860.349 | 19441.596 | 21077.079 | 19813.97 | 18832.313 | 17486.285 | 16288.631 | 15019.471 | 13653.871 | 11893.868 | 10013.57 | 7963.364 | 5784.966 | 3728.359 | 1819.437 | 0 | 0 | 0 | 0 | 0
Hydrogen Evolution | Lct_BB002 | Number | SSEN South | Ealing |  | 2328.084 | 2764.89 | 3025.322 | 3103.586 | 2758.573 | 1856.532 | 2139.395 | 2401.519 | 2644.002 | 2878.086 | 3120.199 | 2933.212 | 2787.89 | 2588.627 | 2411.329 | 2223.446 | 2021.286 | 1760.739 | 1482.384 | 1178.877 | 856.392 | 551.937 | 269.345 | 0 | 0 | 0 | 0 | 0
Hydrogen Evolution | Lct_BB002 | Number | SSEN South | Fawley |  | 1556.66 | 1905.833 | 2295.37 | 2815.61 | 3400.276 | 4081.505 | 4703.366 | 5279.634 | 5812.725 | 6327.348 | 6859.623 | 6448.539 | 6129.054 | 5690.984 | 5301.203 | 4888.149 | 4443.709 | 3870.909 | 3258.958 | 2591.71 | 1882.741 | 1213.41 | 592.143 | 0 | 0 | 0 | 0 | 0
Hydrogen Evolution | Lct_BB002 | Number | SSEN South | Fleet |  | 12165.022 | 14711.139 | 17066.507 | 19635.84 | 21597.607 | 22814.21 | 26290.199 | 29511.339 | 32491.131 | 35367.698 | 38342.931 | 36045.113 | 34259.305 | 31810.642 | 29631.898 | 27323.072 | 24838.805 | 21637.048 | 18216.453 | 14486.766 | 10523.875 | 6782.543 | 3309.877 | 0 | 0 | 0 | 0 | 0
Hydrogen Evolution | Lct_BB002 | Number | SSEN South | Iver 132kV |  | 2668.406 | 3199.372 | 3612.193 | 3950.231 | 3987.517 | 3635.27 | 4189.142 | 4702.406 | 5177.213 | 5635.572 | 6109.652 | 5743.513 | 5458.958 | 5068.782 | 4721.616 | 4353.722 | 3957.873 | 3447.698 | 2902.652 | 2308.355 | 1676.899 | 1080.746 | 527.404 | 0 | 0 | 0 | 0 | 0
Hydrogen Evolution | Lct_BB002 | Number | SSEN South | Iver 66kV |  | 2668.406 | 3199.372 | 3612.193 | 3950.231 | 3987.517 | 3635.27 | 4189.142 | 4702.406 | 5177.213 | 5635.572 | 6109.652 | 5743.513 | 5458.958 | 5068.782 | 4721.616 | 4353.722 | 3957.873 | 3447.698 | 2902.652 | 2308.355 | 1676.899 | 1080.746 | 527.404 | 0 | 0 | 0 | 0 | 0
Hydrogen Evolution | Lct_BB002 | Number | SSEN South | Laleham |  | 2090.358 | 2506.303 | 2829.696 | 3094.506 | 3123.715 | 2847.774 | 3281.662 | 3683.74 | 4055.691 | 4414.757 | 4786.139 | 4499.315 | 4276.402 | 3970.749 | 3698.789 | 3410.59 | 3100.493 | 2700.835 | 2273.861 | 1808.304 | 1313.638 | 846.628 | 413.154 | 0 | 0 | 0 | 0 | 0
Hydrogen Evolution | Lct_BB002 | Number | SSEN South | Lovedean |  | 4904.613 | 6004.764 | 7232.088 | 8871.223 | 10713.345 | 12859.714 | 14819.029 | 16634.693 | 18314.317 | 19935.755 | 21612.808 | 20317.594 | 19310.985 | 17930.744 | 16702.649 | 15401.23 | 14000.92 | 12196.182 | 10268.091 | 8165.773 | 5932.006 | 3823.125 | 1865.682 | 0 | 0 | 0 | 0 | 0
Hydrogen Evolution | Lct_BB002 | Number | SSEN South | Mannington |  | 7668.817 | 9392.114 | 11322.88 | 13911.302 | 16836.038 | 20262.034 | 23349.171 | 26209.97 | 28856.419 | 31411.19 | 34053.591 | 32012.824 | 30426.791 | 28252.054 | 26317.042 | 24266.499 | 22060.141 | 19216.558 | 16178.618 | 12866.163 | 9346.592 | 6023.795 | 2939.608 | 0 | 0 | 0 | 0 | 0
Hydrogen Evolution | Lct_BB002 | Number | SSEN South | Melksham |  | 5169.17 | 6300.979 | 7490.084 | 8990.802 | 10537.023 | 12176.532 | 14031.757 | 15750.963 | 17341.355 | 18876.652 | 20464.611 | 19238.206 | 18285.075 | 16978.16 | 15815.308 | 14583.028 | 13257.111 | 11548.25 | 9722.591 | 7731.96 | 5616.864 | 3620.018 | 1766.567 | 0 | 0 | 0 | 0 | 0
Hydrogen Evolution | Lct_BB002 | Number | SSEN South | Minety |  | 4298.184 | 5239.287 | 6228.033 | 7475.886 | 8761.574 | 10124.832 | 11667.458 | 13096.984 | 14419.401 | 15696.007 | 17016.401 | 15996.64 | 15204.108 | 14117.403 | 13150.488 | 12125.842 | 11023.337 | 9602.413 | 8084.371 | 6429.154 | 4670.443 | 3010.059 | 1468.907 | 0 | 0 | 0 | 0 | 0
Hydrogen Evolution | Lct_BB002 | Number | SSEN South | North Hyde |  | 1464.085 | 1755.412 | 1981.916 | 2167.388 | 2187.846 | 1994.577 | 2298.473 | 2580.087 | 2840.601 | 3092.091 | 3352.207 | 3151.315 | 2995.187 | 2781.108 | 2590.627 | 2388.774 | 2171.582 | 1891.662 | 1592.609 | 1266.534 | 920.071 | 592.977 | 289.373 | 0 | 0 | 0 | 0 | 0
Hydrogen Evolution | Lct_BB002 | Number | SSEN South | Nursling |  | 3783.206 | 4631.815 | 5578.519 | 6842.877 | 8263.81 | 9919.427 | 11430.757 | 12831.282 | 14126.871 | 15377.578 | 16671.184 | 15672.112 | 14895.658 | 13830.999 | 12883.7 | 11879.842 | 10799.703 | 9407.606 | 7920.361 | 6298.724 | 4575.692 | 2948.993 | 1439.107 | 0 | 0 | 0 | 0 | 0
Hydrogen Evolution | Lct_BB002 | Number | UKPN Eastern | Amersham Main |  | 1379.722 | 1654.262 | 1867.715 | 2042.5 | 2061.78 | 1879.647 | 2166.031 | 2431.419 | 2676.922 | 2913.92 | 3159.047 | 2969.732 | 2822.6 | 2620.857 | 2441.351 | 2251.129 | 2046.452 | 1782.661 | 1500.841 | 1193.555 | 867.055 | 558.809 | 272.698 | 0 | 0 | 0 | 0 | 0
Hydrogen Evolution | Lct_BB002 | Number | UKPN Eastern | Braintree |  | 1642.25 | 2002.958 | 2385.004 | 2871.053 | 3378.44 | 3924.757 | 4522.735 | 5076.872 | 5589.489 | 6084.349 | 6596.182 | 6200.885 | 5893.671 | 5472.424 | 5097.612 | 4700.422 | 4273.05 | 3722.248 | 3133.799 | 2492.176 | 1810.435 | 1166.809 | 569.402 | 0 | 0 | 0 | 0 | 0
Hydrogen Evolution | Lct_BB002 | Number | UKPN Eastern | Bramford |  | 3788.588 | 4664.156 | 5709.345 | 7186.51 | 8977.159 | 11214.333 | 12922.957 | 14506.309 | 15971.027 | 17385.005 | 18847.482 | 17717.988 | 16840.174 | 15636.532 | 14565.57 | 13430.666 | 12209.523 | 10635.698 | 8954.304 | 7120.975 | 5173.015 | 3333.962 | 1626.971 | 0 | 0 | 0 | 0 | 0
Hydrogen Evolution | Lct_BB002 | Number | UKPN Eastern | Brimsdown |  | 5976.617 | 7164.615 | 8084.551 | 8831.489 | 8897.249 | 8080.33 | 9311.455 | 10452.318 | 11507.7 | 12526.521 | 13580.288 | 12766.448 | 12133.951 | 11266.684 | 10495.017 | 9677.278 | 8797.401 | 7663.403 | 6451.898 | 5130.918 | 3727.343 | 2402.239 | 1172.291 | 0 | 0 | 0 | 0 | 0
Hydrogen Evolution | Lct_BB002 | Number | UKPN Eastern | Burwell Main |  | 2690.579 | 3259.493 | 3802.242 | 4417.876 | 4934.303 | 5333.397 | 6145.997 | 6899.02 | 7595.621 | 8268.091 | 8963.627 | 8426.454 | 8008.977 | 7436.54 | 6927.204 | 6387.457 | 5806.697 | 5058.206 | 4258.555 | 3386.647 | 2460.221 | 1585.591 | 773.767 | 0 | 0 | 0 | 0 | 0
Hydrogen Evolution | Lct_BB002 | Number | UKPN Eastern | Clacton |  | 3788.588 | 4664.156 | 5709.345 | 7186.51 | 8977.159 | 11214.333 | 12922.957 | 14506.309 | 15971.027 | 17385.005 | 18847.482 | 17717.988 | 16840.174 | 15636.532 | 14565.57 | 13430.666 | 12209.523 | 10635.698 | 8954.304 | 7120.975 | 5173.015 | 3333.962 | 1626.971 | 0 | 0 | 0 | 0 | 0
Hydrogen Evolution | Lct_BB002 | Number | UKPN Eastern | Eaton Socon |  | 3397.809 | 4117.152 | 4805.916 | 5590.65 | 6255.506 | 6779.483 | 7812.41 | 8769.605 | 9655.082 | 10509.884 | 11394.006 | 10711.185 | 10180.514 | 9452.868 | 8805.431 | 8119.339 | 7381.113 | 6429.677 | 5413.211 | 4304.895 | 3127.28 | 2015.504 | 983.565 | 0 | 0 | 0 | 0 | 0
Hydrogen Evolution | Lct_BB002 | Number | UKPN Eastern | Elstree |  | 5888.973 | 7060.774 | 7971.841 | 8717.864 | 8800.152 | 8022.768 | 9245.122 | 10377.858 | 11425.721 | 12437.285 | 13483.546 | 12675.503 | 12047.511 | 11186.423 | 10420.253 | 9608.339 | 8734.73 | 7608.811 | 6405.936 | 5094.367 | 3700.79 | 2385.126 | 1163.94 | 0 | 0 | 0 | 0 | 0
Hydrogen Evolution | Lct_BB002 | Number | UKPN Eastern | Loudwater |  | 628.275 | 753.29 | 850.489 | 930.08 | 938.859 | 855.922 | 986.331 | 1107.179 | 1218.972 | 1326.892 | 1438.515 | 1352.307 | 1285.309 | 1193.442 | 1111.702 | 1025.082 | 931.879 | 811.759 | 683.428 | 543.501 | 394.825 | 254.461 | 124.177 | 0 | 0 | 0 | 0 | 0
Hydrogen Evolution | Lct_BB002 | Number | UKPN Eastern | Mill Hill |  | 5176.087 | 6206.036 | 7006.814 | 7662.528 | 7734.855 | 7051.577 | 8125.96 | 9121.572 | 10042.588 | 10931.697 | 11851.303 | 11141.077 | 10589.107 | 9832.257 | 9158.836 | 8445.207 | 7677.353 | 6687.731 | 5630.47 | 4477.671 | 3252.793 | 2096.396 | 1023.04 | 0 | 0 | 0 | 0 | 0
Hydrogen Evolution | Lct_BB002 | Number | UKPN Eastern | Norwich Main |  | 1705.755 | 2112.889 | 2632.211 | 3403.163 | 4393.88 | 5691.769 | 6558.971 | 7362.592 | 8106.001 | 8823.657 | 9565.929 | 8992.661 | 8547.131 | 7936.23 | 7392.67 | 6816.656 | 6196.872 | 5398.086 | 4544.705 | 3614.209 | 2625.533 | 1692.133 | 825.76 | 0 | 0 | 0 | 0 | 0
Hydrogen Evolution | Lct_BB002 | Number | UKPN Eastern | Pelham |  | 5531.69 | 6712.556 | 7870.696 | 9228.241 | 10450.017 | 11522.615 | 13278.209 | 14905.088 | 16410.071 | 17862.919 | 19365.599 | 18205.056 | 17303.11 | 16066.381 | 14965.978 | 13799.875 | 12545.163 | 10928.074 | 9200.458 | 7316.73 | 5315.221 | 3425.612 | 1671.697 | 0 | 0 | 0 | 0 | 0
Hydrogen Evolution | Lct_BB002 | Number | UKPN Eastern | Rayleigh |  | 5532.759 | 6764.661 | 8114.666 | 9888.774 | 11836.209 | 14051.723 | 16192.653 | 18176.617 | 20011.93 | 21783.664 | 23616.169 | 22200.898 | 21100.983 | 19592.803 | 18250.872 | 16828.82 | 15298.711 | 13326.685 | 11219.874 | 8922.685 | 6481.863 | 4177.503 | 2038.619 | 0 | 0 | 0 | 0 | 0
Hydrogen Evolution | Lct_BB002 | Number | UKPN Eastern | Rye House |  | 4278.152 | 5173.84 | 6003.217 | 6909.071 | 7602.95 | 8037.057 | 9261.589 | 10396.341 | 11446.071 | 12459.437 | 13507.561 | 12698.079 | 12068.969 | 11206.347 | 10438.812 | 9625.452 | 8750.287 | 7622.363 | 6417.346 | 5103.44 | 3707.382 | 2389.374 | 1166.013 | 0 | 0 | 0 | 0 | 0
Hydrogen Evolution | Lct_BB002 | Number | UKPN Eastern | Sheringham Shoal |  | 1705.755 | 2112.889 | 2632.211 | 3403.163 | 4393.88 | 5691.769 | 6558.971 | 7362.592 | 8106.001 | 8823.657 | 9565.929 | 8992.661 | 8547.131 | 7936.23 | 7392.67 | 6816.656 | 6196.872 | 5398.086 | 4544.705 | 3614.209 | 2625.533 | 1692.133 | 825.76 | 0 | 0 | 0 | 0 | 0
Hydrogen Evolution | Lct_BB002 | Number | UKPN Eastern | Sundon |  | 8881.469 | 10743.683 | 12475.887 | 14379.064 | 15858.979 | 16822.28 | 19385.334 | 21760.473 | 23957.652 | 26078.716 | 28272.533 | 26578.215 | 25261.432 | 23455.886 | 21849.369 | 20146.933 | 18315.134 | 15954.287 | 13432.079 | 10681.958 | 7759.882 | 5001.174 | 2440.57 | 0 | 0 | 0 | 0 | 0
Hydrogen Evolution | Lct_BB002 | Number | UKPN Eastern | Tilbury |  | 1766.246 | 2149.965 | 2544.925 | 3033.061 | 3518.447 | 4011.008 | 4622.128 | 5188.443 | 5712.326 | 6218.06 | 6741.141 | 6337.158 | 6023.192 | 5592.688 | 5209.639 | 4803.72 | 4366.956 | 3804.049 | 3202.668 | 2546.945 | 1850.222 | 1192.451 | 581.916 | 0 | 0 | 0 | 0 | 0
Hydrogen Evolution | Lct_BB002 | Number | UKPN Eastern | Tottenham |  | 4349.863 | 5212.239 | 5873.238 | 6398.312 | 6413.835 | 5768.331 | 6647.198 | 7461.629 | 8215.038 | 8942.348 | 9694.604 | 9113.625 | 8662.102 | 8042.984 | 7492.112 | 6908.349 | 6280.229 | 5470.698 | 4605.837 | 3662.825 | 2660.85 | 1714.894 | 836.867 | 0 | 0 | 0 | 0 | 0
Hydrogen Evolution | Lct_BB002 | Number | UKPN Eastern | Walpole (_A) |  | 5720.385 | 7041.214 | 8614.85 | 10835.462 | 13522.157 | 16873.278 | 19444.102 | 21826.442 | 24030.281 | 26157.776 | 28358.244 | 26658.789 | 25338.014 | 23526.994 | 21915.607 | 20208.01 | 18370.658 | 16002.654 | 13472.799 | 10714.341 | 7783.406 | 5016.336 | 2447.969 | 0 | 0 | 0 | 0 | 0
Hydrogen Evolution | Lct_BB002 | Number | UKPN Eastern | Warley |  | 3023.722 | 3662.533 | 4270.428 | 4957.821 | 5530.409 | 5966.658 | 6875.742 | 7718.175 | 8497.488 | 9249.803 | 10027.924 | 9426.969 | 8959.923 | 8319.517 | 7749.705 | 7145.872 | 6496.155 | 5658.792 | 4764.195 | 3788.76 | 2752.336 | 1773.856 | 865.64 | 0 | 0 | 0 | 0 | 0
Hydrogen Evolution | Lct_BB002 | Number | UKPN Eastern | Watford South |  | 3899.098 | 4674.95 | 5278.168 | 5772.112 | 5826.595 | 5311.888 | 6121.21 | 6871.196 | 7564.988 | 8234.746 | 8927.477 | 8392.471 | 7976.677 | 7406.548 | 6899.266 | 6361.697 | 5783.279 | 5037.806 | 4241.381 | 3372.989 | 2450.299 | 1579.196 | 770.647 | 0 | 0 | 0 | 0 | 0
Hydrogen Evolution | Lct_BB002 | Number | UKPN Eastern | West Thurrock |  | 61.768 | 74.014 | 83.4 | 90.856 | 91.076 | 81.91 | 94.39 | 105.955 | 116.653 | 126.981 | 137.663 | 129.413 | 123.002 | 114.21 | 106.388 | 98.099 | 89.179 | 77.684 | 65.403 | 52.012 | 37.784 | 24.351 | 11.884 | 0 | 0 | 0 | 0 | 0
Hydrogen Evolution | Lct_BB002 | Number | UKPN Eastern | Wymondley |  | 5505.594 | 6680.889 | 7833.566 | 9184.707 | 10400.719 | 11468.258 | 13215.569 | 14834.773 | 16332.656 | 17778.65 | 19274.242 | 18119.174 | 17221.483 | 15990.588 | 14895.376 | 13734.774 | 12485.981 | 10876.521 | 9157.055 | 7282.214 | 5290.146 | 3409.452 | 1663.81 | 0 | 0 | 0 | 0 | 0
Hydrogen Evolution | Lct_BB002 | Number | UKPN London | Acton Lane 22kV |  | 474.583 | 563.626 | 616.715 | 632.669 | 562.338 | 378.456 | 436.118 | 489.552 | 538.983 | 586.701 | 636.056 | 597.939 | 568.314 | 527.695 | 491.552 | 453.252 | 412.041 | 358.929 | 302.186 | 240.315 | 174.577 | 112.513 | 54.906 | 0 | 0 | 0 | 0 | 0
Hydrogen Evolution | Lct_BB002 | Number | UKPN London | Barking |  | 1710.249 | 2049.312 | 2309.199 | 2515.643 | 2521.747 | 2267.952 | 2613.499 | 2933.711 | 3229.931 | 3515.89 | 3811.656 | 3583.231 | 3405.705 | 3162.284 | 2945.696 | 2716.176 | 2469.216 | 2150.931 | 1810.891 | 1440.124 | 1046.175 | 674.25 | 329.034 | 0 | 0 | 0 | 0 | 0
Hydrogen Evolution | Lct_BB002 | Number | UKPN London | Barking West |  | 1710.249 | 2049.312 | 2309.199 | 2515.643 | 2521.747 | 2267.952 | 2613.499 | 2933.711 | 3229.931 | 3515.89 | 3811.656 | 3583.231 | 3405.705 | 3162.284 | 2945.696 | 2716.176 | 2469.216 | 2150.931 | 1810.891 | 1440.124 | 1046.175 | 674.25 | 329.034 | 0 | 0 | 0 | 0 | 0
Hydrogen Evolution | Lct_BB002 | Number | UKPN London | Beddington (_C) |  | 2214.995 | 2656.728 | 3003.128 | 3291.817 | 3336.866 | 3066.679 | 3533.92 | 3966.905 | 4367.448 | 4754.115 | 5154.045 | 4845.173 | 4605.125 | 4275.976 | 3983.11 | 3672.759 | 3338.824 | 2908.445 | 2448.65 | 1947.306 | 1414.616 | 911.707 | 444.913 | 0 | 0 | 0 | 0 | 0
Hydrogen Evolution | Lct_BB002 | Number | UKPN London | Canal Bank |  | 428.796 | 509.248 | 557.216 | 571.631 | 508.085 | 341.943 | 394.042 | 442.321 | 486.983 | 530.097 | 574.691 | 540.25 | 513.484 | 476.783 | 444.128 | 409.523 | 372.288 | 324.3 | 273.031 | 217.13 | 157.734 | 101.658 | 49.609 | 0 | 0 | 0 | 0 | 0
Hydrogen Evolution | Lct_BB002 | Number | UKPN London | City Road |  | 3414.066 | 4054.628 | 4436.544 | 4551.315 | 4045.364 | 2722.549 | 3137.358 | 3521.755 | 3877.35 | 4220.627 | 4575.678 | 4301.467 | 4088.356 | 3796.143 | 3536.142 | 3260.616 | 2964.155 | 2582.071 | 2173.872 | 1728.788 | 1255.873 | 809.399 | 394.986 | 0 | 0 | 0 | 0 | 0
Hydrogen Evolution | Lct_BB002 | Number | UKPN London | Greenford |  | 410.75 | 487.817 | 533.766 | 547.574 | 486.703 | 327.553 | 377.459 | 423.707 | 466.489 | 507.789 | 550.505 | 517.515 | 491.875 | 456.719 | 425.437 | 392.289 | 356.621 | 310.652 | 261.541 | 207.993 | 151.096 | 97.38 | 47.521 | 0 | 0 | 0 | 0 | 0
Hydrogen Evolution | Lct_BB002 | Number | UKPN London | Hackney 132kV |  | 1569.421 | 1880.565 | 2119.052 | 2308.498 | 2314.098 | 2081.202 | 2398.295 | 2692.14 | 2963.969 | 3226.38 | 3497.793 | 3288.177 | 3125.268 | 2901.892 | 2703.138 | 2492.518 | 2265.893 | 1973.816 | 1661.776 | 1321.54 | 960.029 | 618.73 | 301.94 | 0 | 0 | 0 | 0 | 0
Hydrogen Evolution | Lct_BB002 | Number | UKPN London | Hackney 66kV |  | 1569.421 | 1880.565 | 2119.052 | 2308.498 | 2314.098 | 2081.202 | 2398.295 | 2692.14 | 2963.969 | 3226.38 | 3497.793 | 3288.177 | 3125.268 | 2901.892 | 2703.138 | 2492.518 | 2265.893 | 1973.816 | 1661.776 | 1321.54 | 960.029 | 618.73 | 301.94 | 0 | 0 | 0 | 0 | 0
Hydrogen Evolution | Lct_BB002 | Number | UKPN London | Hurst |  | 3155.452 | 3784.738 | 4278.215 | 4689.477 | 4753.653 | 4368.749 | 5034.375 | 5651.199 | 6221.807 | 6772.647 | 7342.382 | 6902.367 | 6560.398 | 6091.498 | 5674.285 | 5232.162 | 4756.444 | 4143.331 | 3488.313 | 2774.106 | 2015.243 | 1298.806 | 633.816 | 0 | 0 | 0 | 0 | 0
Hydrogen Evolution | Lct_BB002 | Number | UKPN London | Islington |  | 1383.679 | 1643.291 | 1798.077 | 1844.592 | 1639.537 | 1103.416 | 1271.533 | 1427.324 | 1571.442 | 1710.568 | 1854.466 | 1743.332 | 1656.961 | 1538.53 | 1433.155 | 1321.488 | 1201.336 | 1046.482 | 881.044 | 700.656 | 508.99 | 328.04 | 160.083 | 0 | 0 | 0 | 0 | 0
Hydrogen Evolution | Lct_BB002 | Number | UKPN London | Littlebrook (_C) |  | 1413.013 | 1694.808 | 1915.787 | 2099.95 | 2128.688 | 1956.328 | 2254.396 | 2530.61 | 2786.128 | 3032.795 | 3287.922 | 3090.883 | 2937.75 | 2727.776 | 2540.948 | 2342.965 | 2129.938 | 1855.386 | 1562.068 | 1242.246 | 902.427 | 581.606 | 283.823 | 0 | 0 | 0 | 0 | 0
Hydrogen Evolution | Lct_BB002 | Number | UKPN London | Lodge Road |  | 2976.466 | 3534.924 | 3867.888 | 3967.948 | 3526.848 | 2373.585 | 2735.226 | 3070.352 | 3380.369 | 3679.646 | 3989.189 | 3750.124 | 3564.329 | 3309.571 | 3082.895 | 2842.685 | 2584.223 | 2251.113 | 1895.235 | 1507.199 | 1094.901 | 705.654 | 344.359 | 0 | 0 | 0 | 0 | 0
Hydrogen Evolution | Lct_BB002 | Number | UKPN London | New Cross |  | 3288.695 | 3919.933 | 4341.38 | 4568.274 | 4283.628 | 3328.727 | 3835.894 | 4305.878 | 4740.647 | 5160.355 | 5594.459 | 5259.193 | 4998.634 | 4641.359 | 4323.468 | 3986.596 | 3624.127 | 3156.972 | 2657.887 | 2113.704 | 1535.495 | 989.613 | 482.93 | 0 | 0 | 0 | 0 | 0
Hydrogen Evolution | Lct_BB002 | Number | UKPN London | Perivale |  | 298.549 | 354.564 | 387.961 | 397.998 | 353.754 | 238.078 | 274.352 | 307.966 | 339.062 | 369.08 | 400.128 | 376.149 | 357.513 | 331.96 | 309.224 | 285.13 | 259.206 | 225.794 | 190.098 | 151.177 | 109.822 | 70.779 | 34.54 | 0 | 0 | 0 | 0 | 0
Hydrogen Evolution | Lct_BB002 | Number | UKPN London | Redbridge |  | 1721.999 | 2063.392 | 2325.064 | 2532.928 | 2539.073 | 2283.534 | 2631.455 | 2953.868 | 3252.123 | 3540.046 | 3837.845 | 3607.85 | 3429.104 | 3184.011 | 2965.935 | 2734.838 | 2486.181 | 2165.709 | 1823.333 | 1450.019 | 1053.362 | 678.883 | 331.294 | 0 | 0 | 0 | 0 | 0
Hydrogen Evolution | Lct_BB002 | Number | UKPN London | St John's Wood |  | 3148.075 | 3738.731 | 4090.892 | 4196.721 | 3730.189 | 2510.434 | 2892.926 | 3247.374 | 3575.265 | 3891.797 | 4219.186 | 3966.339 | 3769.831 | 3500.385 | 3260.64 | 3006.581 | 2733.217 | 2380.901 | 2004.505 | 1594.097 | 1158.028 | 746.339 | 364.213 | 0 | 0 | 0 | 0 | 0
Hydrogen Evolution | Lct_BB002 | Number | UKPN London | Wesley Avenue (Willesden) |  | 75.312 | 89.442 | 97.867 | 100.399 | 89.238 | 60.057 | 69.208 | 77.687 | 85.531 | 93.104 | 100.936 | 94.887 | 90.186 | 83.74 | 78.005 | 71.927 | 65.387 | 56.959 | 47.954 | 38.136 | 27.704 | 17.855 | 8.713 | 0 | 0 | 0 | 0 | 0
Hydrogen Evolution | Lct_BB002 | Number | UKPN London | West Ham |  | 2235.799 | 2679.054 | 3018.803 | 3288.687 | 3296.666 | 2964.882 | 3416.613 | 3835.225 | 4222.472 | 4596.304 | 4982.958 | 4684.339 | 4452.26 | 4134.037 | 3850.893 | 3550.843 | 3227.993 | 2811.9 | 2367.368 | 1882.666 | 1367.658 | 881.444 | 430.144 | 0 | 0 | 0 | 0 | 0
Hydrogen Evolution | Lct_BB002 | Number | UKPN London | Willesden 132kV |  | 2476.261 | 2940.868 | 3217.876 | 3301.121 | 2934.15 | 1974.696 | 2275.562 | 2554.369 | 2812.287 | 3061.27 | 3318.793 | 3119.904 | 2965.332 | 2753.387 | 2564.805 | 2364.963 | 2149.936 | 1872.806 | 1576.735 | 1253.91 | 910.9 | 587.067 | 286.488 | 0 | 0 | 0 | 0 | 0
Hydrogen Evolution | Lct_BB002 | Number | UKPN London | Willesden 66kV |  | 668.061 | 793.405 | 868.138 | 890.597 | 791.593 | 532.745 | 613.915 | 689.133 | 758.716 | 825.888 | 895.364 | 841.707 | 800.005 | 742.825 | 691.949 | 638.034 | 580.023 | 505.257 | 425.381 | 338.287 | 245.748 | 158.382 | 77.291 | 0 | 0 | 0 | 0 | 0
Hydrogen Evolution | Lct_BB002 | Number | UKPN London | Wimbledon North |  | 4747.972 | 5659.306 | 6267.76 | 6595.333 | 6184.383 | 4805.768 | 5537.978 | 6216.505 | 6844.192 | 7450.135 | 8076.862 | 7592.831 | 7216.654 | 6700.848 | 6241.9 | 5755.551 | 5232.245 | 4557.801 | 3837.26 | 3051.608 | 2216.833 | 1428.729 | 697.219 | 0 | 0 | 0 | 0 | 0
Hydrogen Evolution | Lct_BB002 | Number | UKPN London | Wimbledon South |  | 4747.972 | 5659.306 | 6267.76 | 6595.333 | 6184.383 | 4805.768 | 5537.978 | 6216.505 | 6844.192 | 7450.135 | 8076.862 | 7592.831 | 7216.654 | 6700.848 | 6241.9 | 5755.551 | 5232.245 | 4557.801 | 3837.26 | 3051.608 | 2216.833 | 1428.729 | 697.219 | 0 | 0 | 0 | 0 | 0
Hydrogen Evolution | Lct_BB002 | Number | UKPN South East | Beddington (_J) |  | 8242.327 | 9886.079 | 11175.086 | 12249.341 | 12416.974 | 11411.57 | 13150.244 | 14761.445 | 16251.924 | 17690.77 | 19178.969 | 18029.61 | 17136.357 | 15911.546 | 14821.748 | 13666.883 | 12424.263 | 10822.758 | 9111.791 | 7246.218 | 5263.997 | 3392.599 | 1655.586 | 0 | 0 | 0 | 0 | 0
Hydrogen Evolution | Lct_BB002 | Number | UKPN South East | Bolney |  | 10304.326 | 12520.409 | 14739.586 | 17402.677 | 19912.57 | 22279.178 | 25673.648 | 28819.248 | 31729.158 | 34538.265 | 37443.724 | 35199.793 | 33455.865 | 31064.628 | 28936.98 | 26682.299 | 24256.292 | 21129.622 | 17789.246 | 14147.026 | 10277.072 | 6623.481 | 3232.255 | 0 | 0 | 0 | 0 | 0
Hydrogen Evolution | Lct_BB002 | Number | UKPN South East | Canterbury |  | 1190.018 | 1450.673 | 1724.785 | 2071.062 | 2428.4 | 2808.006 | 3235.835 | 3632.298 | 3999.055 | 4353.107 | 4719.303 | 4436.484 | 4216.685 | 3915.3 | 3647.137 | 3362.963 | 3057.196 | 2663.119 | 2242.107 | 1783.052 | 1295.294 | 834.805 | 407.384 | 0 | 0 | 0 | 0 | 0
Hydrogen Evolution | Lct_BB002 | Number | UKPN South East | Chessington |  | 5879.959 | 7052.589 | 7972.147 | 8738.506 | 8858.093 | 8140.852 | 9381.197 | 10530.605 | 11593.891 | 12620.344 | 13682.004 | 12862.068 | 12224.833 | 11351.071 | 10573.624 | 9749.76 | 8863.293 | 7720.802 | 6500.222 | 5169.349 | 3755.261 | 2420.232 | 1181.072 | 0 | 0 | 0 | 0 | 0
Hydrogen Evolution | Lct_BB002 | Number | UKPN South East | Kemsley |  | 1671.767 | 2039.544 | 2430.668 | 2930.254 | 3455.128 | 4024.443 | 4637.61 | 5205.822 | 5731.459 | 6238.887 | 6763.721 | 6358.384 | 6043.366 | 5611.42 | 5227.088 | 4819.81 | 4381.583 | 3816.791 | 3213.395 | 2555.476 | 1856.419 | 1196.446 | 583.865 | 0 | 0 | 0 | 0 | 0
Hydrogen Evolution | Lct_BB002 | Number | UKPN South East | Kingsnorth |  | 2062.967 | 2507.265 | 2953.931 | 3492.256 | 4003.745 | 4491.725 | 5176.087 | 5810.274 | 6396.943 | 6963.29 | 7549.062 | 7096.661 | 6745.066 | 6262.967 | 5834.01 | 5379.442 | 4890.332 | 4259.962 | 3586.506 | 2852.194 | 2071.97 | 1335.366 | 651.658 | 0 | 0 | 0 | 0 | 0
Hydrogen Evolution | Lct_BB002 | Number | UKPN South East | Littlebrook (_J) |  | 351.202 | 421.242 | 476.166 | 521.94 | 529.083 | 486.243 | 560.327 | 628.979 | 692.488 | 753.797 | 817.208 | 768.235 | 730.174 | 677.985 | 631.549 | 582.341 | 529.393 | 461.154 | 388.25 | 308.759 | 224.297 | 144.557 | 70.544 | 0 | 0 | 0 | 0 | 0
Hydrogen Evolution | Lct_BB002 | Number | UKPN South East | Ninfield |  | 6504.064 | 7902.85 | 9303.588 | 10984.525 | 12568.763 | 14062.56 | 16205.14 | 18190.635 | 20027.363 | 21800.463 | 23634.382 | 22218.018 | 21117.256 | 19607.913 | 18264.947 | 16841.798 | 15310.509 | 13336.963 | 11228.526 | 8929.566 | 6486.861 | 4180.724 | 2040.191 | 0 | 0 | 0 | 0 | 0
Hydrogen Evolution | Lct_BB002 | Number | UKPN South East | Northfleet East |  | 6871.241 | 8351.093 | 9838.826 | 11631.858 | 13335.504 | 14960.844 | 17240.289 | 19352.612 | 21306.666 | 23193.028 | 25144.093 | 23637.256 | 22466.179 | 20860.422 | 19431.671 | 17917.615 | 16288.51 | 14188.898 | 11945.779 | 9499.967 | 6901.228 | 4447.779 | 2170.514 | 0 | 0 | 0 | 0 | 0
Hydrogen Evolution | Lct_BB002 | Number | UKPN South East | Richborough |  | 2380.035 | 2901.346 | 3449.571 | 4142.124 | 4856.8 | 5616.012 | 6471.671 | 7264.596 | 7998.11 | 8706.214 | 9438.606 | 8872.969 | 8433.369 | 7830.599 | 7294.273 | 6725.926 | 6114.392 | 5326.238 | 4484.215 | 3566.104 | 2590.587 | 1669.61 | 814.769 | 0 | 0 | 0 | 0 | 0
Hydrogen Evolution | Lct_BB002 | Number | UKPN South East | Sellindge |  | 4266.243 | 5200.712 | 6183.46 | 7424.975 | 8706.222 | 10067.405 | 11601.282 | 13022.699 | 14337.616 | 15606.981 | 16919.885 | 15905.909 | 15117.872 | 14037.331 | 13075.9 | 12057.066 | 10960.814 | 9547.949 | 8038.517 | 6392.688 | 4643.953 | 2992.986 | 1460.575 | 0 | 0 | 0 | 0 | 0
Hydrogen Evolution | Lct_BB002 | Number | UKPN South East | West Weybridge |  | 6155.525 | 7383.11 | 8345.764 | 9148.038 | 9273.23 | 8522.375 | 9820.85 | 11024.125 | 12137.243 | 13211.8 | 14323.215 | 13464.852 | 12797.754 | 11883.042 | 11069.16 | 10206.685 | 9278.673 | 8082.639 | 6804.857 | 5411.612 | 3931.252 | 2533.657 | 1236.423 | 0 | 0 | 0 | 0 | 0
Hydrogen Evolution | Lct_BB003 | Number | Electricity North West | Bredbury |  | 20.984 | 31.21 | 45.754 | 66.567 | 96.429 | 139.295 | 196.081 | 273.88 | 378.414 | 509.181 | 643.379 | 780.731 | 974.849 | 1123.181 | 1284.358 | 1453.39 | 1615.083 | 1717.443 | 1760.682 | 1797.774 | 1828.978 | 1853.372 | 1868.596 | 1857.425 | 1845.522 | 1832.236 | 1813.513 | 1790.405
Hydrogen Evolution | Lct_BB003 | Number | Electricity North West | Harker |  | 10.659 | 16.139 | 24.908 | 39.21 | 62.666 | 101.04 | 142.23 | 198.663 | 274.488 | 369.343 | 466.685 | 566.316 | 707.122 | 814.718 | 931.63 | 1054.24 | 1171.526 | 1245.775 | 1277.139 | 1304.044 | 1326.679 | 1344.373 | 1355.416 | 1347.313 | 1338.679 | 1329.042 | 1315.461 | 1298.699
Hydrogen Evolution | Lct_BB003 | Number | Electricity North West | Heysham (NGET) |  | 6.118 | 9.178 | 13.801 | 20.903 | 31.906 | 49.005 | 68.983 | 96.354 | 133.13 | 179.136 | 226.348 | 274.67 | 342.962 | 395.147 | 451.851 | 511.318 | 568.203 | 604.215 | 619.427 | 632.476 | 643.454 | 652.036 | 657.392 | 653.462 | 649.275 | 644.6 | 638.014 | 629.884
Hydrogen Evolution | Lct_BB003 | Number | Electricity North West | Hutton |  | 10.708 | 16.253 | 25.25 | 40.125 | 64.815 | 105.621 | 148.679 | 207.671 | 286.934 | 386.09 | 487.845 | 591.993 | 739.185 | 851.658 | 973.872 | 1102.041 | 1224.645 | 1302.261 | 1335.047 | 1363.172 | 1386.833 | 1405.33 | 1416.874 | 1408.403 | 1399.377 | 1389.303 | 1375.106 | 1357.584
Hydrogen Evolution | Lct_BB003 | Number | Electricity North West | Kearsley 132kV |  | 18.458 | 27.827 | 42.426 | 65.61 | 102.71 | 162.114 | 228.203 | 318.747 | 440.406 | 592.596 | 748.777 | 908.631 | 1134.549 | 1307.181 | 1494.763 | 1691.486 | 1879.666 | 1998.795 | 2049.118 | 2092.286 | 2128.602 | 2156.993 | 2174.711 | 2161.709 | 2147.856 | 2132.394 | 2110.604 | 2083.71
Hydrogen Evolution | Lct_BB003 | Number | Electricity North West | Kearsley 33kV |  | 18.458 | 27.827 | 42.426 | 65.61 | 102.71 | 162.114 | 228.203 | 318.747 | 440.406 | 592.596 | 748.777 | 908.631 | 1134.549 | 1307.181 | 1494.763 | 1691.486 | 1879.666 | 1998.795 | 2049.118 | 2092.286 | 2128.602 | 2156.993 | 2174.711 | 2161.709 | 2147.856 | 2132.394 | 2110.604 | 2083.71
Hydrogen Evolution | Lct_BB003 | Number | Electricity North West | Kirkby (_G) |  | 4.241 | 6.37 | 9.611 | 14.634 | 22.482 | 34.778 | 48.956 | 68.38 | 94.479 | 127.128 | 160.633 | 194.926 | 243.392 | 280.426 | 320.667 | 362.87 | 403.24 | 428.796 | 439.592 | 448.853 | 456.643 | 462.734 | 466.535 | 463.746 | 460.774 | 457.457 | 452.782 | 447.013
Hydrogen Evolution | Lct_BB003 | Number | Electricity North West | Macclesfield |  | 6.895 | 10.155 | 14.452 | 19.99 | 26.912 | 35.207 | 49.56 | 69.223 | 95.644 | 128.696 | 162.615 | 197.33 | 246.394 | 283.885 | 324.623 | 367.346 | 408.214 | 434.085 | 445.014 | 454.389 | 462.276 | 468.441 | 472.289 | 469.466 | 466.457 | 463.099 | 458.367 | 452.526
Hydrogen Evolution | Lct_BB003 | Number | Electricity North West | Ormonde |  | 3.059 | 4.589 | 6.901 | 10.452 | 15.953 | 24.503 | 34.492 | 48.177 | 66.565 | 89.568 | 113.174 | 137.335 | 171.481 | 197.574 | 225.926 | 255.659 | 284.102 | 302.107 | 309.713 | 316.238 | 321.727 | 326.018 | 328.696 | 326.731 | 324.637 | 322.3 | 319.007 | 314.942
Hydrogen Evolution | Lct_BB003 | Number | Electricity North West | Padiham |  | 21.899 | 32.83 | 49.263 | 74.374 | 113.071 | 172.895 | 243.378 | 339.943 | 469.692 | 632.003 | 798.571 | 969.054 | 1209.996 | 1394.108 | 1594.163 | 1803.968 | 2004.663 | 2131.714 | 2185.383 | 2231.422 | 2270.153 | 2300.431 | 2319.328 | 2305.461 | 2290.688 | 2274.197 | 2250.958 | 2222.275
Hydrogen Evolution | Lct_BB003 | Number | Electricity North West | Penwortham East |  | 11.442 | 17.251 | 26.309 | 40.703 | 63.752 | 100.677 | 141.719 | 197.95 | 273.503 | 368.017 | 465.009 | 564.282 | 704.583 | 811.792 | 928.284 | 1050.454 | 1167.319 | 1241.301 | 1272.553 | 1299.361 | 1321.915 | 1339.546 | 1350.549 | 1342.475 | 1333.872 | 1324.269 | 1310.737 | 1294.035
Hydrogen Evolution | Lct_BB003 | Number | Electricity North West | Penwortham West |  | 7.978 | 12.029 | 18.345 | 28.382 | 44.453 | 70.201 | 98.819 | 138.028 | 190.71 | 256.614 | 324.246 | 393.467 | 491.298 | 566.053 | 647.282 | 732.47 | 813.959 | 865.545 | 887.337 | 906.03 | 921.756 | 934.05 | 941.723 | 936.093 | 930.094 | 923.398 | 913.962 | 902.316
Hydrogen Evolution | Lct_BB003 | Number | Electricity North West | Robin Rigg |  | 10.659 | 16.139 | 24.908 | 39.21 | 62.666 | 101.04 | 142.23 | 198.663 | 274.488 | 369.343 | 466.685 | 566.316 | 707.122 | 814.718 | 931.63 | 1054.24 | 1171.526 | 1245.775 | 1277.139 | 1304.044 | 1326.679 | 1344.373 | 1355.416 | 1347.313 | 1338.679 | 1329.042 | 1315.461 | 1298.699
Hydrogen Evolution | Lct_BB003 | Number | Electricity North West | Rochdale |  | 14.369 | 21.662 | 33.027 | 51.074 | 79.955 | 126.199 | 177.645 | 248.13 | 342.836 | 461.309 | 582.889 | 707.328 | 883.195 | 1017.581 | 1163.605 | 1316.745 | 1463.235 | 1555.972 | 1595.146 | 1628.75 | 1657.02 | 1679.121 | 1692.914 | 1682.792 | 1672.009 | 1659.972 | 1643.01 | 1622.073
Hydrogen Evolution | Lct_BB003 | Number | Electricity North West | South Manchester |  | 15.388 | 22.886 | 33.551 | 48.814 | 70.712 | 102.146 | 143.787 | 200.837 | 277.492 | 373.385 | 471.792 | 572.513 | 714.86 | 823.633 | 941.825 | 1065.777 | 1184.346 | 1259.407 | 1291.115 | 1318.314 | 1341.197 | 1359.085 | 1370.249 | 1362.057 | 1353.328 | 1343.585 | 1329.856 | 1312.911
Hydrogen Evolution | Lct_BB003 | Number | Electricity North West | Stalybridge |  | 24.225 | 36.581 | 56.027 | 87.229 | 137.641 | 219.051 | 308.35 | 430.694 | 595.081 | 800.722 | 1011.756 | 1227.752 | 1533.015 | 1766.278 | 2019.74 | 2285.554 | 2539.826 | 2700.794 | 2768.791 | 2827.12 | 2876.191 | 2914.552 | 2938.493 | 2920.925 | 2902.207 | 2881.314 | 2851.872 | 2815.532
Hydrogen Evolution | Lct_BB003 | Number | Electricity North West | Stanah |  | 7.978 | 12.029 | 18.345 | 28.382 | 44.453 | 70.201 | 98.819 | 138.028 | 190.71 | 256.614 | 324.246 | 393.467 | 491.298 | 566.053 | 647.282 | 732.47 | 813.959 | 865.545 | 887.337 | 906.03 | 921.756 | 934.05 | 941.723 | 936.093 | 930.094 | 923.398 | 913.962 | 902.316
Hydrogen Evolution | Lct_BB003 | Number | Electricity North West | Walney 2 |  | 7.978 | 12.029 | 18.345 | 28.382 | 44.453 | 70.201 | 98.819 | 138.028 | 190.71 | 256.614 | 324.246 | 393.467 | 491.298 | 566.053 | 647.282 | 732.47 | 813.959 | 865.545 | 887.337 | 906.03 | 921.756 | 934.05 | 941.723 | 936.093 | 930.094 | 923.398 | 913.962 | 902.316
Hydrogen Evolution | Lct_BB003 | Number | Electricity North West | Washway Farm |  | 4.241 | 6.37 | 9.611 | 14.634 | 22.482 | 34.778 | 48.956 | 68.38 | 94.479 | 127.128 | 160.633 | 194.926 | 243.392 | 280.426 | 320.667 | 362.87 | 403.24 | 428.796 | 439.592 | 448.853 | 456.643 | 462.734 | 466.535 | 463.746 | 460.774 | 457.457 | 452.782 | 447.013
Hydrogen Evolution | Lct_BB003 | Number | Electricity North West | Whitegate |  | 10.768 | 16.234 | 24.751 | 38.276 | 59.92 | 94.576 | 133.131 | 185.954 | 256.929 | 345.715 | 436.83 | 530.087 | 661.886 | 762.598 | 872.031 | 986.797 | 1096.58 | 1166.079 | 1195.437 | 1220.621 | 1241.807 | 1258.37 | 1268.707 | 1261.121 | 1253.04 | 1244.019 | 1231.307 | 1215.617
Hydrogen Evolution | Lct_BB003 | Number | IDNO - Refer to Comment Field | Tynemouth 2 |  | 2.428 | 3.662 | 5.589 | 8.656 | 13.576 | 21.468 | 30.22 | 42.21 | 58.321 | 78.475 | 99.157 | 120.326 | 150.244 | 173.105 | 197.945 | 223.996 | 248.916 | 264.692 | 271.356 | 277.073 | 281.882 | 285.641 | 287.988 | 286.266 | 284.432 | 282.384 | 279.498 | 275.937 | Note: TYNE2 is operated by an IDNO allocated to GSP Group/licence area F
Hydrogen Evolution | Lct_BB003 | Number | NGED East Midlands | Berkswell |  | 28.661 | 42.82 | 63.613 | 94.547 | 140.903 | 210.606 | 296.463 | 414.092 | 572.141 | 769.855 | 972.754 | 1180.423 | 1473.919 | 1698.189 | 1941.88 | 2197.447 | 2441.917 | 2596.681 | 2662.056 | 2718.137 | 2765.316 | 2802.198 | 2825.217 | 2808.326 | 2790.329 | 2770.241 | 2741.934 | 2706.995
Hydrogen Evolution | Lct_BB003 | Number | NGED East Midlands | Bicker Fen |  | 15.801 | 23.789 | 36.13 | 55.554 | 86.374 | 135.345 | 190.52 | 266.113 | 367.683 | 494.742 | 625.134 | 758.591 | 947.204 | 1091.33 | 1247.937 | 1412.176 | 1569.283 | 1668.74 | 1710.753 | 1746.793 | 1777.112 | 1800.815 | 1815.607 | 1804.752 | 1793.187 | 1780.278 | 1762.086 | 1739.633
Hydrogen Evolution | Lct_BB003 | Number | NGED East Midlands | Chesterfield |  | 32.942 | 49.348 | 73.884 | 111.161 | 168.266 | 256.043 | 360.423 | 503.429 | 695.577 | 935.946 | 1182.619 | 1435.092 | 1791.907 | 2064.563 | 2360.829 | 2671.533 | 2968.746 | 3156.898 | 3236.378 | 3304.558 | 3361.915 | 3406.755 | 3434.739 | 3414.204 | 3392.326 | 3367.903 | 3333.489 | 3291.012
Hydrogen Evolution | Lct_BB003 | Number | NGED East Midlands | Coventry |  | 36.446 | 54.45 | 80.89 | 120.227 | 179.173 | 267.809 | 376.985 | 526.562 | 727.538 | 978.953 | 1236.96 | 1501.034 | 1874.245 | 2159.429 | 2469.308 | 2794.289 | 3105.159 | 3301.957 | 3385.089 | 3456.401 | 3516.394 | 3563.295 | 3592.565 | 3571.086 | 3548.202 | 3522.658 | 3486.662 | 3442.233
Hydrogen Evolution | Lct_BB003 | Number | NGED East Midlands | Drakelow |  | 11.045 | 16.618 | 25.196 | 38.644 | 59.901 | 93.559 | 131.7 | 183.955 | 254.167 | 341.999 | 432.135 | 524.389 | 654.771 | 754.401 | 862.658 | 976.191 | 1084.794 | 1153.545 | 1182.588 | 1207.501 | 1228.459 | 1244.844 | 1255.07 | 1247.566 | 1239.571 | 1230.648 | 1218.072 | 1202.551
Hydrogen Evolution | Lct_BB003 | Number | NGED East Midlands | East Claydon (_B) |  | 53.541 | 78.75 | 111.608 | 153.235 | 203.925 | 262.217 | 369.114 | 515.568 | 712.349 | 958.514 | 1211.135 | 1469.695 | 1835.115 | 2114.345 | 2417.754 | 2735.95 | 3040.33 | 3233.019 | 3314.415 | 3384.239 | 3442.979 | 3488.9 | 3517.56 | 3496.529 | 3474.123 | 3449.112 | 3413.868 | 3370.366
Hydrogen Evolution | Lct_BB003 | Number | NGED East Midlands | Enderby |  | 22.172 | 33.39 | 50.756 | 78.143 | 121.682 | 190.986 | 268.844 | 375.514 | 518.839 | 698.133 | 882.13 | 1070.452 | 1336.605 | 1539.982 | 1760.97 | 1992.728 | 2214.423 | 2354.768 | 2414.053 | 2464.909 | 2507.692 | 2541.139 | 2562.013 | 2546.695 | 2530.376 | 2512.159 | 2486.489 | 2454.805
Hydrogen Evolution | Lct_BB003 | Number | NGED East Midlands | Grendon |  | 69.254 | 102.933 | 150.604 | 218.409 | 314.994 | 452.525 | 637.003 | 889.749 | 1229.346 | 1654.168 | 2090.133 | 2536.346 | 3166.974 | 3648.858 | 4172.471 | 4721.603 | 5246.89 | 5579.426 | 5719.896 | 5840.395 | 5941.768 | 6021.016 | 6070.475 | 6034.182 | 5995.514 | 5952.351 | 5891.528 | 5816.455
Hydrogen Evolution | Lct_BB003 | Number | NGED East Midlands | Ratcliffe |  | 24.052 | 35.955 | 53.51 | 79.757 | 119.295 | 179.065 | 252.064 | 352.075 | 486.455 | 654.558 | 827.07 | 1003.638 | 1253.178 | 1443.861 | 1651.056 | 1868.348 | 2076.206 | 2207.791 | 2263.375 | 2311.057 | 2351.17 | 2382.529 | 2402.1 | 2387.739 | 2372.438 | 2355.358 | 2331.29 | 2301.584
Hydrogen Evolution | Lct_BB003 | Number | NGED East Midlands | Staythorpe |  | 32.142 | 47.898 | 70.625 | 103.722 | 152.163 | 223.232 | 314.235 | 438.915 | 606.439 | 816.005 | 1031.067 | 1251.185 | 1562.275 | 1799.99 | 2058.29 | 2329.177 | 2588.302 | 2752.343 | 2821.638 | 2881.08 | 2931.087 | 2970.181 | 2994.579 | 2976.676 | 2957.6 | 2936.308 | 2906.304 | 2869.27
Hydrogen Evolution | Lct_BB003 | Number | NGED East Midlands | Stoke Bardolph |  | 7.417 | 11.088 | 16.502 | 24.595 | 36.788 | 55.22 | 77.732 | 108.573 | 150.013 | 201.853 | 255.053 | 309.503 | 386.456 | 445.259 | 509.154 | 576.163 | 640.262 | 680.841 | 697.982 | 712.686 | 725.056 | 734.727 | 740.762 | 736.333 | 731.615 | 726.347 | 718.925 | 709.764
Hydrogen Evolution | Lct_BB003 | Number | NGED East Midlands | Walpole (_B) |  | 19.64 | 29.394 | 43.892 | 65.764 | 99.027 | 149.792 | 210.857 | 294.519 | 406.93 | 547.552 | 691.862 | 839.564 | 1048.31 | 1207.82 | 1381.143 | 1562.913 | 1736.79 | 1846.864 | 1893.361 | 1933.248 | 1966.804 | 1993.036 | 2009.408 | 1997.394 | 1984.595 | 1970.307 | 1950.174 | 1925.324
Hydrogen Evolution | Lct_BB003 | Number | NGED East Midlands | West Burton |  | 7.132 | 10.72 | 16.205 | 24.745 | 38.15 | 59.241 | 83.392 | 116.48 | 160.938 | 216.552 | 273.626 | 332.041 | 414.599 | 477.684 | 546.231 | 618.12 | 686.887 | 730.42 | 748.81 | 764.585 | 777.856 | 788.23 | 794.705 | 789.954 | 784.892 | 779.241 | 771.279 | 761.451
Hydrogen Evolution | Lct_BB003 | Number | NGED East Midlands | Willington |  | 38.789 | 57.95 | 86.09 | 127.956 | 190.692 | 285.026 | 401.221 | 560.414 | 774.311 | 1041.888 | 1316.483 | 1597.533 | 1994.738 | 2298.256 | 2628.057 | 2973.931 | 3304.786 | 3514.236 | 3602.712 | 3678.609 | 3742.459 | 3792.375 | 3823.527 | 3800.667 | 3776.312 | 3749.125 | 3710.815 | 3663.53
Hydrogen Evolution | Lct_BB003 | Number | NGED South Wales | Aberthaw |  | 9.984 | 15.112 | 23.303 | 36.639 | 58.475 | 94.149 | 132.53 | 185.114 | 255.768 | 344.153 | 434.857 | 527.692 | 658.896 | 759.153 | 868.091 | 982.339 | 1091.626 | 1160.811 | 1190.036 | 1215.107 | 1236.197 | 1252.685 | 1262.975 | 1255.424 | 1247.379 | 1238.399 | 1225.745 | 1210.126
Hydrogen Evolution | Lct_BB003 | Number | NGED South Wales | Alpha Steel (Uskmouth) |  | 7.919 | 11.987 | 18.485 | 29.063 | 46.384 | 74.682 | 105.127 | 146.839 | 202.884 | 272.994 | 344.943 | 418.583 | 522.658 | 602.185 | 688.599 | 779.224 | 865.914 | 920.794 | 943.976 | 963.863 | 980.592 | 993.671 | 1001.834 | 995.844 | 989.462 | 982.339 | 972.301 | 959.912
Hydrogen Evolution | Lct_BB003 | Number | NGED South Wales | Cardiff East |  | 10.049 | 15.212 | 23.457 | 36.881 | 58.861 | 94.77 | 133.405 | 186.336 | 257.456 | 346.425 | 437.727 | 531.176 | 663.245 | 764.164 | 873.822 | 988.824 | 1098.833 | 1168.474 | 1197.892 | 1223.128 | 1244.358 | 1260.954 | 1271.312 | 1263.712 | 1255.614 | 1246.574 | 1233.836 | 1218.114
Hydrogen Evolution | Lct_BB003 | Number | NGED South Wales | Grange |  | 4.081 | 6.18 | 9.537 | 15.012 | 23.99 | 38.677 | 54.444 | 76.046 | 105.071 | 141.38 | 178.641 | 216.779 | 270.678 | 311.864 | 356.616 | 403.55 | 448.446 | 476.867 | 488.873 | 499.172 | 507.836 | 514.609 | 518.837 | 515.735 | 512.43 | 508.741 | 503.542 | 497.126
Hydrogen Evolution | Lct_BB003 | Number | NGED South Wales | Imperial Park |  | 0.262 | 0.402 | 0.646 | 1.074 | 1.819 | 3.1 | 4.364 | 6.096 | 8.422 | 11.333 | 14.32 | 17.377 | 21.697 | 24.999 | 28.586 | 32.348 | 35.947 | 38.226 | 39.188 | 40.014 | 40.708 | 41.251 | 41.59 | 41.341 | 41.076 | 40.781 | 40.364 | 39.85
Hydrogen Evolution | Lct_BB003 | Number | NGED South Wales | Pembroke |  | 5.77 | 8.865 | 14.232 | 23.649 | 40.068 | 68.296 | 96.138 | 134.283 | 185.536 | 249.651 | 315.448 | 382.791 | 477.967 | 550.694 | 629.719 | 712.595 | 791.873 | 842.06 | 863.26 | 881.446 | 896.745 | 908.706 | 916.17 | 910.693 | 904.857 | 898.343 | 889.163 | 877.833
Hydrogen Evolution | Lct_BB003 | Number | NGED South Wales | Pyle |  | 5.351 | 8.102 | 12.503 | 19.681 | 31.452 | 50.708 | 71.379 | 99.701 | 137.754 | 185.358 | 234.21 | 284.21 | 354.875 | 408.872 | 467.546 | 529.079 | 587.94 | 625.202 | 640.942 | 654.445 | 665.804 | 674.684 | 680.227 | 676.16 | 671.827 | 666.99 | 660.175 | 651.762
Hydrogen Evolution | Lct_BB003 | Number | NGED South Wales | Rassau |  | 11.258 | 17.297 | 27.769 | 46.143 | 78.18 | 133.256 | 187.58 | 262.006 | 362.008 | 487.107 | 615.486 | 746.883 | 932.586 | 1074.488 | 1228.677 | 1390.381 | 1545.063 | 1642.986 | 1684.351 | 1719.834 | 1749.686 | 1773.022 | 1787.586 | 1776.899 | 1765.512 | 1752.802 | 1734.891 | 1712.785
Hydrogen Evolution | Lct_BB003 | Number | NGED South Wales | Swansea North |  | 30.37 | 46.661 | 74.911 | 124.48 | 210.903 | 359.481 | 506.029 | 706.807 | 976.579 | 1314.054 | 1660.38 | 2014.847 | 2515.811 | 2898.615 | 3314.568 | 3750.792 | 4168.075 | 4432.238 | 4543.826 | 4639.549 | 4720.078 | 4783.033 | 4822.323 | 4793.492 | 4762.774 | 4728.486 | 4680.168 | 4620.531
Hydrogen Evolution | Lct_BB003 | Number | NGED South Wales | Upper Boat 132kV |  | 7.998 | 12.106 | 18.668 | 29.351 | 46.844 | 75.422 | 106.169 | 148.294 | 204.894 | 275.699 | 348.361 | 422.731 | 527.837 | 608.153 | 695.423 | 786.946 | 874.495 | 929.919 | 953.331 | 973.414 | 990.31 | 1003.518 | 1011.762 | 1005.713 | 999.268 | 992.074 | 981.937 | 969.424
Hydrogen Evolution | Lct_BB003 | Number | NGED South Wales | Upper Boat 33kV |  | 7.998 | 12.106 | 18.668 | 29.351 | 46.844 | 75.422 | 106.169 | 148.294 | 204.894 | 275.699 | 348.361 | 422.731 | 527.837 | 608.153 | 695.423 | 786.946 | 874.495 | 929.919 | 953.331 | 973.414 | 990.31 | 1003.518 | 1011.762 | 1005.713 | 999.268 | 992.074 | 981.937 | 969.424
Hydrogen Evolution | Lct_BB003 | Number | NGED South Wales | Uskmouth |  | 7.919 | 11.987 | 18.485 | 29.063 | 46.384 | 74.682 | 105.127 | 146.839 | 202.884 | 272.994 | 344.943 | 418.583 | 522.658 | 602.185 | 688.599 | 779.224 | 865.914 | 920.794 | 943.976 | 963.863 | 980.592 | 993.671 | 1001.834 | 995.844 | 989.462 | 982.339 | 972.301 | 959.912
Hydrogen Evolution | Lct_BB003 | Number | NGED South West | Abham |  | 24.069 | 36.273 | 55.25 | 85.323 | 133.35 | 210.11 | 295.765 | 413.116 | 570.793 | 768.041 | 970.463 | 1177.642 | 1470.447 | 1694.189 | 1937.306 | 2192.272 | 2436.166 | 2590.564 | 2655.786 | 2711.734 | 2758.802 | 2795.598 | 2818.562 | 2801.711 | 2783.757 | 2763.716 | 2735.475 | 2700.619
Hydrogen Evolution | Lct_BB003 | Number | NGED South West | Alverdiscott |  | 30.937 | 46.623 | 71.016 | 109.671 | 171.402 | 270.066 | 380.162 | 530.999 | 733.67 | 987.203 | 1247.386 | 1513.684 | 1890.041 | 2177.629 | 2490.12 | 2817.84 | 3131.329 | 3329.786 | 3413.618 | 3485.532 | 3546.031 | 3593.326 | 3622.843 | 3601.183 | 3578.106 | 3552.347 | 3516.048 | 3471.244
Hydrogen Evolution | Lct_BB003 | Number | NGED South West | Axminster |  | 8.075 | 12.025 | 17.693 | 25.895 | 37.815 | 55.168 | 77.658 | 108.471 | 149.871 | 201.662 | 254.811 | 309.21 | 386.09 | 444.838 | 508.672 | 575.617 | 639.656 | 680.196 | 697.321 | 712.011 | 724.369 | 734.031 | 740.06 | 735.636 | 730.922 | 725.66 | 718.245 | 709.092
Hydrogen Evolution | Lct_BB003 | Number | NGED South West | Bridgewater |  | 30.28 | 45.005 | 65.85 | 95.5 | 137.737 | 197.885 | 278.556 | 389.08 | 537.582 | 723.354 | 913.997 | 1109.123 | 1384.891 | 1595.615 | 1824.587 | 2064.717 | 2294.421 | 2439.836 | 2501.262 | 2553.956 | 2598.285 | 2632.94 | 2654.568 | 2638.697 | 2621.788 | 2602.913 | 2576.315 | 2543.487
Hydrogen Evolution | Lct_BB003 | Number | NGED South West | Exeter |  | 16.138 | 24.32 | 37.045 | 57.208 | 89.41 | 140.876 | 198.307 | 276.989 | 382.71 | 514.962 | 650.683 | 789.594 | 985.916 | 1135.932 | 1298.939 | 1469.89 | 1633.418 | 1736.94 | 1780.671 | 1818.183 | 1849.742 | 1874.413 | 1889.81 | 1878.511 | 1866.474 | 1853.036 | 1834.101 | 1810.73
Hydrogen Evolution | Lct_BB003 | Number | NGED South West | Indian Queens |  | 24.642 | 37.137 | 56.567 | 87.357 | 136.529 | 215.118 | 302.814 | 422.962 | 584.397 | 786.346 | 993.592 | 1205.709 | 1505.492 | 1734.567 | 1983.478 | 2244.52 | 2494.227 | 2652.306 | 2719.081 | 2776.363 | 2824.553 | 2862.226 | 2885.737 | 2868.484 | 2850.103 | 2829.584 | 2800.67 | 2764.983
Hydrogen Evolution | Lct_BB003 | Number | NGED South West | Landulph |  | 13.315 | 20.067 | 30.566 | 47.203 | 73.772 | 116.238 | 163.623 | 228.545 | 315.775 | 424.897 | 536.881 | 651.497 | 813.483 | 937.262 | 1071.759 | 1212.812 | 1347.739 | 1433.156 | 1469.238 | 1500.19 | 1526.229 | 1546.585 | 1559.289 | 1549.967 | 1540.034 | 1528.947 | 1513.324 | 1494.04
Hydrogen Evolution | Lct_BB003 | Number | NGED South West | Sandford |  | 6.943 | 10.278 | 14.854 | 21.103 | 29.566 | 40.911 | 57.589 | 80.438 | 111.14 | 149.546 | 188.96 | 229.3 | 286.313 | 329.878 | 377.216 | 426.86 | 474.349 | 504.412 | 517.112 | 528.006 | 537.17 | 544.335 | 548.806 | 545.525 | 542.029 | 538.127 | 532.628 | 525.841
Hydrogen Evolution | Lct_BB003 | Number | NGED South West | Seabank |  | 17.333 | 25.657 | 37.08 | 52.68 | 73.808 | 102.129 | 143.763 | 200.804 | 277.447 | 373.324 | 471.715 | 572.419 | 714.743 | 823.498 | 941.671 | 1065.602 | 1184.152 | 1259.201 | 1290.904 | 1318.099 | 1340.977 | 1358.862 | 1370.025 | 1361.834 | 1353.107 | 1343.366 | 1329.639 | 1312.696
Hydrogen Evolution | Lct_BB003 | Number | NGED South West | Taunton |  | 13.876 | 20.804 | 31.221 | 47.146 | 71.694 | 109.659 | 154.362 | 215.609 | 297.902 | 400.848 | 506.493 | 614.622 | 767.44 | 884.213 | 1011.098 | 1144.167 | 1271.457 | 1352.039 | 1386.079 | 1415.279 | 1439.844 | 1459.048 | 1471.034 | 1462.239 | 1452.869 | 1442.409 | 1427.67 | 1409.478
Hydrogen Evolution | Lct_BB003 | Number | NGED West Midlands | Bishops Wood |  | 53.045 | 79.812 | 121.011 | 185.6 | 287.694 | 449.349 | 632.532 | 883.503 | 1220.717 | 1642.558 | 2075.462 | 2518.543 | 3144.744 | 3623.246 | 4143.184 | 4688.461 | 5210.061 | 5540.263 | 5679.747 | 5799.401 | 5900.061 | 5978.754 | 6027.865 | 5991.827 | 5953.43 | 5910.57 | 5850.174 | 5775.628
Hydrogen Evolution | Lct_BB003 | Number | NGED West Midlands | Bushbury |  | 10.117 | 15.222 | 23.08 | 35.399 | 54.871 | 85.702 | 120.64 | 168.507 | 232.822 | 313.277 | 395.843 | 480.35 | 599.783 | 691.045 | 790.211 | 894.209 | 993.691 | 1056.669 | 1083.272 | 1106.093 | 1125.292 | 1140.3 | 1149.667 | 1142.794 | 1135.47 | 1127.296 | 1115.777 | 1101.559
Hydrogen Evolution | Lct_BB003 | Number | NGED West Midlands | Bustleholme |  | 17.081 | 25.519 | 37.911 | 56.346 | 83.973 | 125.513 | 176.681 | 246.783 | 340.974 | 458.804 | 579.724 | 703.486 | 878.398 | 1012.055 | 1157.285 | 1309.594 | 1455.288 | 1547.521 | 1586.482 | 1619.904 | 1648.021 | 1670.002 | 1683.72 | 1673.653 | 1662.928 | 1650.956 | 1634.086 | 1613.264
Hydrogen Evolution | Lct_BB003 | Number | NGED West Midlands | Cellarhead |  | 40.37 | 60.749 | 92.142 | 141.401 | 219.329 | 342.816 | 482.571 | 674.041 | 931.307 | 1253.138 | 1583.409 | 1921.444 | 2399.184 | 2764.243 | 3160.913 | 3576.915 | 3974.853 | 4226.77 | 4333.186 | 4424.471 | 4501.267 | 4561.303 | 4598.771 | 4571.277 | 4541.983 | 4509.285 | 4463.207 | 4406.335
Hydrogen Evolution | Lct_BB003 | Number | NGED West Midlands | Feckenham |  | 55.017 | 82.196 | 122.11 | 181.491 | 270.475 | 404.277 | 569.086 | 794.884 | 1098.273 | 1477.802 | 1867.284 | 2265.922 | 2829.313 | 3259.819 | 3727.605 | 4218.188 | 4687.469 | 4984.55 | 5110.044 | 5217.695 | 5308.259 | 5379.059 | 5423.244 | 5390.821 | 5356.275 | 5317.714 | 5263.376 | 5196.308
Hydrogen Evolution | Lct_BB003 | Number | NGED West Midlands | Hams Hall |  | 22.208 | 33.179 | 49.29 | 73.259 | 109.178 | 163.187 | 229.713 | 320.856 | 443.32 | 596.517 | 753.732 | 914.643 | 1142.057 | 1315.831 | 1504.654 | 1702.679 | 1892.105 | 2012.022 | 2062.678 | 2106.132 | 2142.688 | 2171.266 | 2189.102 | 2176.014 | 2162.07 | 2146.504 | 2124.571 | 2097.498
Hydrogen Evolution | Lct_BB003 | Number | NGED West Midlands | Iron Acton |  | 61.051 | 90.601 | 131.951 | 189.902 | 271 | 384.134 | 540.731 | 755.278 | 1043.551 | 1404.169 | 1774.245 | 2153.021 | 2688.34 | 3097.396 | 3541.874 | 4008.013 | 4453.912 | 4736.191 | 4855.432 | 4957.719 | 5043.771 | 5111.043 | 5153.027 | 5122.218 | 5089.394 | 5052.755 | 5001.124 | 4937.397
Hydrogen Evolution | Lct_BB003 | Number | NGED West Midlands | Ironbridge |  | 11.144 | 16.77 | 25.436 | 39.035 | 60.547 | 94.637 | 133.217 | 186.074 | 257.094 | 345.937 | 437.111 | 530.428 | 662.311 | 763.088 | 872.592 | 987.432 | 1097.285 | 1166.829 | 1196.205 | 1221.405 | 1242.606 | 1259.179 | 1269.522 | 1261.932 | 1253.846 | 1244.819 | 1232.099 | 1216.399
Hydrogen Evolution | Lct_BB003 | Number | NGED West Midlands | Kitwell |  | 12.323 | 18.541 | 28.113 | 43.117 | 66.835 | 104.39 | 146.946 | 205.25 | 283.589 | 381.588 | 482.157 | 585.091 | 730.566 | 841.729 | 962.517 | 1089.192 | 1210.367 | 1287.077 | 1319.481 | 1347.278 | 1370.663 | 1388.944 | 1400.354 | 1391.981 | 1383.061 | 1373.104 | 1359.074 | 1341.756
Hydrogen Evolution | Lct_BB003 | Number | NGED West Midlands | Nechells |  | 29.359 | 43.863 | 65.162 | 96.851 | 144.336 | 215.738 | 303.687 | 424.181 | 586.082 | 788.613 | 996.456 | 1209.185 | 1509.832 | 1739.567 | 1989.195 | 2250.99 | 2501.417 | 2659.951 | 2726.919 | 2784.366 | 2832.695 | 2870.476 | 2894.055 | 2876.752 | 2858.318 | 2837.74 | 2808.743 | 2772.953
Hydrogen Evolution | Lct_BB003 | Number | NGED West Midlands | Ocker Hill |  | 3.566 | 5.366 | 8.136 | 12.478 | 19.342 | 30.211 | 42.526 | 59.399 | 82.071 | 110.432 | 139.537 | 169.326 | 211.427 | 243.597 | 278.554 | 315.214 | 350.282 | 372.482 | 381.86 | 389.904 | 396.672 | 401.962 | 405.264 | 402.841 | 400.26 | 397.378 | 393.318 | 388.306
Hydrogen Evolution | Lct_BB003 | Number | NGED West Midlands | Oldbury |  | 5.519 | 8.304 | 12.59 | 19.31 | 29.932 | 46.751 | 65.81 | 91.921 | 127.006 | 170.895 | 215.935 | 262.034 | 327.186 | 376.97 | 431.065 | 487.797 | 542.065 | 576.42 | 590.932 | 603.381 | 613.854 | 622.042 | 627.151 | 623.402 | 619.407 | 614.948 | 608.664 | 600.908
Hydrogen Evolution | Lct_BB003 | Number | NGED West Midlands | Penn |  | 8.653 | 13.133 | 20.4 | 32.41 | 52.34 | 85.271 | 120.032 | 167.658 | 231.649 | 311.7 | 393.85 | 477.931 | 596.762 | 687.565 | 786.231 | 889.705 | 988.686 | 1051.347 | 1077.816 | 1100.522 | 1119.624 | 1134.557 | 1143.877 | 1137.038 | 1129.752 | 1121.618 | 1110.157 | 1096.011
Hydrogen Evolution | Lct_BB003 | Number | NGED West Midlands | Rugeley |  | 6.769 | 10.185 | 15.449 | 23.708 | 36.773 | 57.478 | 80.909 | 113.012 | 156.146 | 210.105 | 265.479 | 322.155 | 402.254 | 463.461 | 529.967 | 599.715 | 666.435 | 708.672 | 726.514 | 741.819 | 754.695 | 764.761 | 771.043 | 766.433 | 761.522 | 756.039 | 748.314 | 738.778
Hydrogen Evolution | Lct_BB003 | Number | NGED West Midlands | Shrewsbury |  | 8.279 | 12.459 | 18.897 | 28.999 | 44.981 | 70.306 | 98.968 | 138.235 | 190.997 | 256.999 | 324.733 | 394.058 | 492.035 | 566.903 | 648.254 | 733.57 | 815.181 | 866.845 | 888.669 | 907.39 | 923.14 | 935.452 | 943.137 | 937.498 | 931.49 | 924.784 | 915.334 | 903.671
Hydrogen Evolution | Lct_BB003 | Number | NGED West Midlands | Walham |  | 18.89 | 28.004 | 40.661 | 58.222 | 82.492 | 115.849 | 163.076 | 227.78 | 314.719 | 423.476 | 535.085 | 649.318 | 810.762 | 934.128 | 1068.175 | 1208.756 | 1343.232 | 1428.363 | 1464.324 | 1495.173 | 1521.125 | 1541.413 | 1554.075 | 1544.783 | 1534.884 | 1523.834 | 1508.263 | 1489.044
Hydrogen Evolution | Lct_BB003 | Number | NGED West Midlands | Willenhall |  | 9.794 | 14.736 | 22.342 | 34.267 | 53.117 | 82.963 | 116.784 | 163.121 | 225.381 | 303.266 | 383.193 | 464.999 | 580.614 | 668.96 | 764.956 | 865.631 | 961.934 | 1022.899 | 1048.652 | 1070.744 | 1089.329 | 1103.858 | 1112.925 | 1106.271 | 1099.182 | 1091.269 | 1080.118 | 1066.355
Hydrogen Evolution | Lct_BB003 | Number | NPg Northeast | Blyth 132kV |  | 8.402 | 12.532 | 18.523 | 27.311 | 40.278 | 59.464 | 83.705 | 116.917 | 161.541 | 217.364 | 274.652 | 333.286 | 416.153 | 479.475 | 548.279 | 620.437 | 689.462 | 733.159 | 751.617 | 767.451 | 780.772 | 791.186 | 797.685 | 792.916 | 787.834 | 782.163 | 774.17 | 764.305
Hydrogen Evolution | Lct_BB003 | Number | NPg Northeast | Blyth 66kV |  | 8.891 | 13.26 | 19.601 | 28.9 | 42.62 | 62.922 | 88.573 | 123.716 | 170.936 | 230.006 | 290.625 | 352.669 | 440.355 | 507.36 | 580.166 | 656.52 | 729.56 | 775.797 | 795.329 | 812.084 | 826.18 | 837.199 | 844.076 | 839.029 | 833.653 | 827.651 | 819.194 | 808.755
Hydrogen Evolution | Lct_BB003 | Number | NPg Northeast | Fourstones |  | 3.093 | 4.684 | 7.229 | 11.38 | 18.187 | 29.324 | 41.279 | 57.657 | 79.663 | 107.192 | 135.443 | 164.358 | 205.224 | 236.451 | 270.381 | 305.966 | 340.005 | 361.554 | 370.657 | 378.465 | 385.034 | 390.169 | 393.374 | 391.023 | 388.517 | 385.72 | 381.778 | 376.914
Hydrogen Evolution | Lct_BB003 | Number | NPg Northeast | Hart Moor |  | 4.471 | 6.742 | 10.29 | 15.938 | 24.995 | 39.527 | 55.641 | 77.717 | 107.38 | 144.488 | 182.568 | 221.544 | 276.627 | 318.719 | 364.455 | 412.421 | 458.303 | 487.349 | 499.619 | 510.144 | 518.999 | 525.921 | 530.241 | 527.071 | 523.694 | 519.923 | 514.611 | 508.053
Hydrogen Evolution | Lct_BB003 | Number | NPg Northeast | Hawthorn Pit |  | 5.313 | 8.013 | 12.229 | 18.941 | 29.705 | 46.975 | 66.125 | 92.362 | 127.615 | 171.714 | 216.971 | 263.291 | 328.754 | 378.777 | 433.132 | 490.136 | 544.664 | 579.184 | 593.766 | 606.274 | 616.797 | 625.024 | 630.158 | 626.391 | 622.377 | 617.896 | 611.582 | 603.789
Hydrogen Evolution | Lct_BB003 | Number | NPg Northeast | Knaresborough |  | 8.709 | 12.957 | 19.012 | 27.702 | 40.21 | 58.23 | 81.968 | 114.49 | 158.189 | 212.854 | 268.953 | 326.37 | 407.518 | 469.525 | 536.902 | 607.563 | 675.156 | 717.945 | 736.021 | 751.526 | 764.571 | 774.768 | 781.132 | 776.462 | 771.486 | 765.932 | 758.106 | 748.446
Hydrogen Evolution | Lct_BB003 | Number | NPg Northeast | Lackenby |  | 6.927 | 10.694 | 17.385 | 29.361 | 50.562 | 87.432 | 123.076 | 171.909 | 237.522 | 319.602 | 403.835 | 490.048 | 611.892 | 704.997 | 806.164 | 912.262 | 1013.753 | 1078.002 | 1105.143 | 1128.424 | 1148.01 | 1163.322 | 1172.878 | 1165.866 | 1158.395 | 1150.055 | 1138.304 | 1123.799
Hydrogen Evolution | Lct_BB003 | Number | NPg Northeast | Norton |  | 26.248 | 39.586 | 60.416 | 93.574 | 146.753 | 232.073 | 326.681 | 456.299 | 630.458 | 848.324 | 1071.904 | 1300.74 | 1624.152 | 1871.281 | 2139.811 | 2421.428 | 2690.816 | 2861.354 | 2933.393 | 2995.19 | 3047.178 | 3087.82 | 3113.184 | 3094.572 | 3074.741 | 3052.605 | 3021.413 | 2982.912
Hydrogen Evolution | Lct_BB003 | Number | NPg Northeast | Offerton |  | 2.027 | 3.057 | 4.666 | 7.227 | 11.334 | 17.923 | 25.23 | 35.24 | 48.69 | 65.516 | 82.783 | 100.456 | 125.433 | 144.519 | 165.258 | 187.007 | 207.812 | 220.983 | 226.546 | 231.319 | 235.334 | 238.473 | 240.431 | 238.994 | 237.462 | 235.753 | 233.344 | 230.371
Hydrogen Evolution | Lct_BB003 | Number | NPg Northeast | Osbaldwick |  | 28.308 | 42.203 | 62.31 | 91.704 | 134.913 | 198.598 | 279.56 | 390.481 | 539.519 | 725.96 | 917.29 | 1113.118 | 1389.88 | 1601.363 | 1831.16 | 2072.155 | 2302.686 | 2448.625 | 2510.273 | 2563.156 | 2607.645 | 2642.425 | 2664.131 | 2648.203 | 2631.233 | 2612.29 | 2585.597 | 2552.65
Hydrogen Evolution | Lct_BB003 | Number | NPg Northeast | Poppleton |  | 1.836 | 2.731 | 4.007 | 5.839 | 8.475 | 12.273 | 17.277 | 24.132 | 33.342 | 44.864 | 56.688 | 68.79 | 85.894 | 98.964 | 113.165 | 128.059 | 142.305 | 151.324 | 155.134 | 158.402 | 161.152 | 163.301 | 164.643 | 163.658 | 162.61 | 161.439 | 159.789 | 157.753
Hydrogen Evolution | Lct_BB003 | Number | NPg Northeast | Saltholme |  | 1.247 | 1.925 | 3.13 | 5.286 | 9.102 | 15.74 | 22.156 | 30.947 | 42.759 | 57.535 | 72.698 | 88.218 | 110.152 | 126.913 | 145.125 | 164.225 | 182.495 | 194.061 | 198.947 | 203.138 | 206.664 | 209.421 | 211.141 | 209.879 | 208.534 | 207.032 | 204.917 | 202.306
Hydrogen Evolution | Lct_BB003 | Number | NPg Northeast | South Shields |  | 1.968 | 2.968 | 4.529 | 7.015 | 11.002 | 17.398 | 24.49 | 34.208 | 47.264 | 63.597 | 80.358 | 97.513 | 121.759 | 140.285 | 160.416 | 181.529 | 201.724 | 214.509 | 219.909 | 224.542 | 228.44 | 231.486 | 233.388 | 231.993 | 230.506 | 228.846 | 226.508 | 223.622
Hydrogen Evolution | Lct_BB003 | Number | NPg Northeast | Spennymoor |  | 24.04 | 36.285 | 55.504 | 86.254 | 135.807 | 215.647 | 303.559 | 424.002 | 585.834 | 788.28 | 996.035 | 1208.675 | 1509.195 | 1738.833 | 1988.356 | 2250.041 | 2500.361 | 2658.829 | 2725.769 | 2783.192 | 2831.5 | 2869.265 | 2892.834 | 2875.539 | 2857.112 | 2836.543 | 2807.558 | 2771.783
Hydrogen Evolution | Lct_BB003 | Number | NPg Northeast | Stella North |  | 10.191 | 15.283 | 22.96 | 34.725 | 52.908 | 81.1 | 114.162 | 159.458 | 220.319 | 296.454 | 374.587 | 454.555 | 567.574 | 653.936 | 747.776 | 846.19 | 940.33 | 999.926 | 1025.1 | 1046.696 | 1064.863 | 1079.066 | 1087.93 | 1081.426 | 1074.496 | 1066.76 | 1055.86 | 1042.405
Hydrogen Evolution | Lct_BB003 | Number | NPg Northeast | Stella South |  | 12.227 | 18.338 | 27.549 | 41.664 | 63.482 | 97.308 | 136.977 | 191.325 | 264.35 | 355.701 | 449.447 | 545.398 | 681.003 | 784.624 | 897.219 | 1015.3 | 1128.254 | 1199.76 | 1229.966 | 1255.877 | 1277.675 | 1294.716 | 1305.352 | 1297.547 | 1289.233 | 1279.951 | 1266.872 | 1250.729
Hydrogen Evolution | Lct_BB003 | Number | NPg Northeast | Tynemouth 1 |  | 5.666 | 8.544 | 13.041 | 20.198 | 31.676 | 50.092 | 70.513 | 98.491 | 136.082 | 183.108 | 231.367 | 280.761 | 350.568 | 403.911 | 461.872 | 522.658 | 580.805 | 617.615 | 633.164 | 646.503 | 657.724 | 666.497 | 671.971 | 667.954 | 663.674 | 658.896 | 652.163 | 643.853
Hydrogen Evolution | Lct_BB003 | Number | NPg Northeast | West Boldon |  | 10.698 | 16.134 | 24.624 | 38.138 | 59.812 | 94.586 | 133.145 | 185.973 | 256.955 | 345.751 | 436.875 | 530.141 | 661.954 | 762.676 | 872.121 | 986.899 | 1096.693 | 1166.199 | 1195.56 | 1220.746 | 1241.935 | 1258.499 | 1268.837 | 1261.251 | 1253.169 | 1244.147 | 1231.434 | 1215.742
Hydrogen Evolution | Lct_BB003 | Number | NPg Yorkshire | Bradford West |  | 34.456 | 51.545 | 76.866 | 114.933 | 172.61 | 260.311 | 366.431 | 511.821 | 707.171 | 951.547 | 1202.332 | 1459.013 | 1821.777 | 2098.977 | 2400.181 | 2716.065 | 3018.232 | 3209.52 | 3290.325 | 3359.641 | 3417.955 | 3463.542 | 3491.993 | 3471.116 | 3448.872 | 3424.043 | 3389.055 | 3345.87
Hydrogen Evolution | Lct_BB003 | Number | NPg Yorkshire | Camblesforth |  | 2.508 | 3.765 | 5.675 | 8.625 | 13.224 | 20.409 | 28.729 | 40.128 | 55.444 | 74.604 | 94.267 | 114.391 | 142.833 | 164.566 | 188.182 | 212.948 | 236.639 | 251.636 | 257.972 | 263.406 | 267.978 | 271.552 | 273.783 | 272.146 | 270.402 | 268.456 | 265.712 | 262.327
Hydrogen Evolution | Lct_BB003 | Number | NPg Yorkshire | Creyke Beck |  | 24.296 | 36.823 | 56.976 | 90.025 | 144.484 | 233.945 | 329.316 | 459.98 | 635.543 | 855.167 | 1080.551 | 1311.233 | 1637.253 | 1886.376 | 2157.072 | 2440.96 | 2712.521 | 2884.435 | 2957.055 | 3019.35 | 3071.757 | 3112.727 | 3138.296 | 3119.533 | 3099.543 | 3077.229 | 3045.784 | 3006.973
Hydrogen Evolution | Lct_BB003 | Number | NPg Yorkshire | Drax |  | 1.898 | 2.85 | 4.295 | 6.529 | 10.009 | 15.448 | 21.746 | 30.374 | 41.967 | 56.47 | 71.353 | 86.585 | 108.113 | 124.564 | 142.439 | 161.185 | 179.117 | 190.469 | 195.265 | 199.378 | 202.839 | 205.544 | 207.233 | 205.994 | 204.674 | 203.2 | 201.124 | 198.561
Hydrogen Evolution | Lct_BB003 | Number | NPg Yorkshire | Elland |  | 30.141 | 45.089 | 67.24 | 100.539 | 150.993 | 227.711 | 320.541 | 447.723 | 618.608 | 832.38 | 1051.758 | 1276.293 | 1593.625 | 1836.11 | 2099.593 | 2375.917 | 2640.242 | 2807.574 | 2878.259 | 2938.894 | 2989.905 | 3029.783 | 3054.671 | 3036.408 | 3016.95 | 2995.231 | 2964.624 | 2926.848
Hydrogen Evolution | Lct_BB003 | Number | NPg Yorkshire | Ferrybridge A |  | 9.688 | 14.481 | 21.541 | 32.082 | 47.94 | 71.878 | 101.18 | 141.325 | 195.266 | 262.744 | 331.991 | 402.867 | 503.034 | 579.575 | 662.745 | 749.968 | 833.403 | 886.222 | 908.534 | 927.674 | 943.775 | 956.363 | 964.219 | 958.454 | 952.312 | 945.456 | 935.795 | 923.871
Hydrogen Evolution | Lct_BB003 | Number | NPg Yorkshire | Ferrybridge B (_M) |  | 26.799 | 40.056 | 59.585 | 88.744 | 132.608 | 198.824 | 279.877 | 390.925 | 540.132 | 726.784 | 918.332 | 1114.382 | 1391.458 | 1603.181 | 1833.239 | 2074.508 | 2305.301 | 2451.406 | 2513.123 | 2566.067 | 2610.606 | 2645.425 | 2667.156 | 2651.21 | 2634.22 | 2615.256 | 2588.532 | 2555.548
Hydrogen Evolution | Lct_BB003 | Number | NPg Yorkshire | Grimsby West |  | 6.731 | 10.338 | 16.578 | 27.509 | 46.54 | 79.223 | 111.519 | 155.767 | 215.219 | 289.592 | 365.916 | 444.034 | 554.436 | 638.799 | 730.467 | 826.603 | 918.564 | 976.78 | 1001.372 | 1022.468 | 1040.215 | 1054.089 | 1062.747 | 1056.393 | 1049.624 | 1042.067 | 1031.419 | 1018.276
Hydrogen Evolution | Lct_BB003 | Number | NPg Yorkshire | Jordanthorpe |  | 3.716 | 5.566 | 8.334 | 12.539 | 18.98 | 28.881 | 40.655 | 56.786 | 78.46 | 105.573 | 133.397 | 161.876 | 202.124 | 232.879 | 266.297 | 301.344 | 334.869 | 356.092 | 365.057 | 372.748 | 379.218 | 384.275 | 387.432 | 385.116 | 382.648 | 379.893 | 376.011 | 371.22
Hydrogen Evolution | Lct_BB003 | Number | NPg Yorkshire | Keadby |  | 18.584 | 28.164 | 43.579 | 68.857 | 110.512 | 178.938 | 251.884 | 351.825 | 486.108 | 654.092 | 826.481 | 1002.923 | 1252.286 | 1442.833 | 1649.88 | 1867.018 | 2074.727 | 2206.219 | 2261.764 | 2309.411 | 2349.496 | 2380.833 | 2400.39 | 2386.039 | 2370.749 | 2353.681 | 2329.63 | 2299.945
Hydrogen Evolution | Lct_BB003 | Number | NPg Yorkshire | Kirkstall B |  | 8.47 | 12.67 | 18.895 | 28.252 | 42.43 | 63.988 | 90.073 | 125.812 | 173.831 | 233.902 | 295.548 | 358.643 | 447.814 | 515.954 | 589.993 | 667.641 | 741.917 | 788.938 | 808.801 | 825.84 | 840.174 | 851.38 | 858.373 | 853.242 | 847.774 | 841.671 | 833.07 | 822.455
Hydrogen Evolution | Lct_BB003 | Number | NPg Yorkshire | Neepsend |  | 9.015 | 13.505 | 20.22 | 30.422 | 46.05 | 70.073 | 98.639 | 137.776 | 190.362 | 256.145 | 323.653 | 392.749 | 490.4 | 565.019 | 646.1 | 731.132 | 812.471 | 863.964 | 885.715 | 904.375 | 920.072 | 932.343 | 940.002 | 934.382 | 928.394 | 921.711 | 912.292 | 900.667
Hydrogen Evolution | Lct_BB003 | Number | NPg Yorkshire | Norton Lees |  | 3.641 | 5.454 | 8.166 | 12.287 | 18.599 | 28.301 | 39.838 | 55.644 | 76.883 | 103.451 | 130.716 | 158.622 | 198.061 | 228.198 | 260.944 | 295.286 | 328.138 | 348.934 | 357.719 | 365.255 | 371.595 | 376.551 | 379.644 | 377.374 | 374.956 | 372.257 | 368.453 | 363.758
Hydrogen Evolution | Lct_BB003 | Number | NPg Yorkshire | Pitsmoor |  | 1.238 | 1.855 | 2.778 | 4.179 | 6.326 | 9.626 | 13.55 | 18.927 | 26.151 | 35.188 | 44.462 | 53.954 | 67.369 | 77.619 | 88.758 | 100.439 | 111.613 | 118.687 | 121.675 | 124.238 | 126.395 | 128.08 | 129.132 | 128.36 | 127.538 | 126.62 | 125.326 | 123.729
Hydrogen Evolution | Lct_BB003 | Number | NPg Yorkshire | Saltend North |  | 3.316 | 5.025 | 7.775 | 12.286 | 19.718 | 31.926 | 44.941 | 62.773 | 86.732 | 116.704 | 147.461 | 178.942 | 223.434 | 257.431 | 294.373 | 333.115 | 370.174 | 393.635 | 403.546 | 412.047 | 419.199 | 424.79 | 428.279 | 425.719 | 422.991 | 419.946 | 415.654 | 410.358
Hydrogen Evolution | Lct_BB003 | Number | NPg Yorkshire | Sheffield City |  | 0.82 | 1.229 | 1.84 | 2.768 | 4.191 | 6.377 | 8.976 | 12.538 | 17.323 | 23.309 | 29.452 | 35.74 | 44.626 | 51.416 | 58.795 | 66.533 | 73.934 | 78.62 | 80.6 | 82.298 | 83.726 | 84.843 | 85.54 | 85.028 | 84.483 | 83.875 | 83.018 | 81.96
Hydrogen Evolution | Lct_BB003 | Number | NPg Yorkshire | Skelton Grange |  | 18.897 | 28.269 | 42.156 | 63.033 | 94.666 | 142.764 | 200.964 | 280.701 | 387.838 | 521.863 | 659.403 | 800.175 | 999.128 | 1151.155 | 1316.346 | 1489.588 | 1655.307 | 1760.217 | 1804.533 | 1842.549 | 1874.53 | 1899.532 | 1915.135 | 1903.685 | 1891.486 | 1877.869 | 1858.68 | 1834.996
Hydrogen Evolution | Lct_BB003 | Number | NPg Yorkshire | Templeborough |  | 0.149 | 0.223 | 0.334 | 0.503 | 0.762 | 1.159 | 1.632 | 2.279 | 3.149 | 4.237 | 5.354 | 6.497 | 8.112 | 9.346 | 10.688 | 12.094 | 13.44 | 14.291 | 14.651 | 14.96 | 15.22 | 15.423 | 15.549 | 15.456 | 15.357 | 15.247 | 15.091 | 14.899
Hydrogen Evolution | Lct_BB003 | Number | NPg Yorkshire | Thorpe Marsh |  | 17.837 | 26.593 | 39.263 | 57.784 | 85.011 | 125.14 | 176.156 | 246.049 | 339.961 | 457.44 | 578.001 | 701.396 | 875.788 | 1009.047 | 1153.846 | 1305.702 | 1450.963 | 1542.922 | 1581.768 | 1615.09 | 1643.123 | 1665.039 | 1678.716 | 1668.68 | 1657.986 | 1646.05 | 1629.23 | 1608.47
Hydrogen Evolution | Lct_BB003 | Number | NPg Yorkshire | Thurcroft |  | 13.353 | 20.002 | 29.948 | 45.057 | 68.204 | 103.783 | 146.091 | 204.056 | 281.939 | 379.369 | 479.353 | 581.688 | 726.317 | 836.833 | 956.919 | 1082.857 | 1203.327 | 1279.591 | 1311.807 | 1339.442 | 1362.691 | 1380.866 | 1392.209 | 1383.886 | 1375.017 | 1365.118 | 1351.169 | 1333.952
Hydrogen Evolution | Lct_BB003 | Number | NPg Yorkshire | West Melton |  | 27.3 | 40.896 | 61.23 | 92.122 | 139.446 | 212.189 | 298.691 | 417.203 | 576.44 | 775.639 | 980.063 | 1189.292 | 1484.993 | 1710.949 | 1956.471 | 2213.958 | 2460.265 | 2616.191 | 2682.058 | 2738.56 | 2786.093 | 2823.253 | 2846.444 | 2829.426 | 2811.295 | 2791.056 | 2762.535 | 2727.334
Hydrogen Evolution | Lct_BB003 | Number | NPg Yorkshire | Wincobank |  | 0.854 | 1.279 | 1.915 | 2.882 | 4.362 | 6.638 | 9.344 | 13.051 | 18.032 | 24.263 | 30.658 | 37.203 | 46.453 | 53.522 | 61.202 | 69.257 | 76.962 | 81.839 | 83.9 | 85.667 | 87.154 | 88.317 | 89.042 | 88.51 | 87.942 | 87.309 | 86.417 | 85.316
Hydrogen Evolution | Lct_BB003 | Number | SHETL | Direct(SHETL) |  | 0.563 | 0.835 | 1.21 | 1.729 | 2.441 | 3.413 | 4.804 | 6.71 | 9.271 | 12.475 | 15.763 | 19.128 | 23.884 | 27.518 | 31.467 | 35.609 | 39.57 | 42.078 | 43.137 | 44.046 | 44.811 | 45.408 | 45.781 | 45.508 | 45.216 | 44.891 | 44.432 | 43.866
Hydrogen Evolution | Lct_BB003 | Number | SPEN | Ayr |  | 2.676 | 3.973 | 5.795 | 8.361 | 11.973 | 17.046 | 23.995 | 33.515 | 46.307 | 62.309 | 78.731 | 95.539 | 119.294 | 137.445 | 157.169 | 177.854 | 197.64 | 210.166 | 215.458 | 219.996 | 223.815 | 226.8 | 228.663 | 227.296 | 225.839 | 224.214 | 221.923 | 219.095
Hydrogen Evolution | Lct_BB003 | Number | SPEN | Bainsford |  | 1.469 | 2.191 | 3.239 | 4.778 | 7.051 | 10.417 | 14.664 | 20.482 | 28.3 | 38.08 | 48.116 | 58.388 | 72.905 | 83.998 | 96.052 | 108.693 | 120.785 | 128.44 | 131.674 | 134.448 | 136.782 | 138.606 | 139.745 | 138.909 | 138.019 | 137.025 | 135.625 | 133.897
Hydrogen Evolution | Lct_BB003 | Number | SPEN | Bathgate |  | 6.407 | 9.557 | 14.13 | 20.844 | 30.76 | 45.446 | 63.972 | 89.355 | 123.459 | 166.123 | 209.906 | 254.718 | 318.05 | 366.444 | 419.029 | 474.176 | 526.929 | 560.325 | 574.432 | 586.533 | 596.714 | 604.673 | 609.64 | 605.995 | 602.111 | 597.777 | 591.668 | 584.129
Hydrogen Evolution | Lct_BB003 | Number | SPEN | Berwick |  | 1.175 | 1.744 | 2.544 | 3.671 | 5.257 | 7.484 | 10.535 | 14.715 | 20.331 | 27.357 | 34.567 | 41.947 | 52.377 | 60.346 | 69.006 | 78.088 | 86.775 | 92.275 | 94.598 | 96.591 | 98.267 | 99.578 | 100.396 | 99.796 | 99.156 | 98.442 | 97.437 | 96.195
Hydrogen Evolution | Lct_BB003 | Number | SPEN | Bonnybridge |  | 5.825 | 8.689 | 12.848 | 18.952 | 27.967 | 41.32 | 58.165 | 81.243 | 112.252 | 151.042 | 190.85 | 231.594 | 289.177 | 333.178 | 380.989 | 431.13 | 479.094 | 509.458 | 522.284 | 533.287 | 542.543 | 549.779 | 554.296 | 550.982 | 547.451 | 543.51 | 537.956 | 531.101
Hydrogen Evolution | Lct_BB003 | Number | SPEN | Braehead Park |  | 1.988 | 2.951 | 4.305 | 6.211 | 8.894 | 12.662 | 17.824 | 24.896 | 34.398 | 46.285 | 58.483 | 70.968 | 88.614 | 102.097 | 116.748 | 132.113 | 146.811 | 156.115 | 160.046 | 163.417 | 166.254 | 168.471 | 169.855 | 168.84 | 167.758 | 166.55 | 164.848 | 162.748
Hydrogen Evolution | Lct_BB003 | Number | SPEN | Carntyne |  | 1.172 | 1.74 | 2.538 | 3.662 | 5.244 | 7.465 | 10.509 | 14.678 | 20.28 | 27.289 | 34.481 | 41.842 | 52.246 | 60.195 | 68.833 | 77.892 | 86.558 | 92.044 | 94.361 | 96.349 | 98.021 | 99.329 | 100.145 | 99.546 | 98.908 | 98.196 | 97.192 | 95.954
Hydrogen Evolution | Lct_BB003 | Number | SPEN | Carsfad |  | 0 | 0 | 0 | 0 | 0 | 0 | 0 | 0 | 0 | 0 | 0 | 0 | 0 | 0 | 0 | 0 | 0 | 0 | 0 | 0 | 0 | 0 | 0 | 0 | 0 | 0 | 0 | 0
Hydrogen Evolution | Lct_BB003 | Number | SPEN | Chapelcross |  | 2.401 | 3.565 | 5.2 | 7.502 | 10.743 | 15.295 | 21.53 | 30.073 | 41.551 | 55.91 | 70.645 | 85.727 | 107.041 | 123.329 | 141.026 | 159.587 | 177.341 | 188.58 | 193.328 | 197.401 | 200.827 | 203.506 | 205.177 | 203.951 | 202.644 | 201.185 | 199.129 | 196.592
Hydrogen Evolution | Lct_BB003 | Number | SPEN | Charlotte Street |  | 1.946 | 2.89 | 4.215 | 6.081 | 8.707 | 12.397 | 17.45 | 24.374 | 33.677 | 45.315 | 57.258 | 69.481 | 86.757 | 99.958 | 114.302 | 129.345 | 143.735 | 152.845 | 156.693 | 159.994 | 162.771 | 164.942 | 166.297 | 165.302 | 164.243 | 163.061 | 161.394 | 159.338
Hydrogen Evolution | Lct_BB003 | Number | SPEN | Clyde’s Mill |  | 5.819 | 8.64 | 12.603 | 18.182 | 26.037 | 37.069 | 52.181 | 72.885 | 100.703 | 135.503 | 171.215 | 207.767 | 259.426 | 298.9 | 341.792 | 386.775 | 429.804 | 457.044 | 468.551 | 478.422 | 486.726 | 493.217 | 497.269 | 494.296 | 491.128 | 487.593 | 482.61 | 476.461 | GSP also referred to as Westburn Road
Hydrogen Evolution | Lct_BB003 | Number | SPEN | Coatbridge |  | 4.905 | 7.283 | 10.622 | 15.325 | 21.945 | 31.244 | 43.981 | 61.432 | 84.879 | 114.21 | 144.311 | 175.119 | 218.66 | 251.931 | 288.084 | 325.998 | 362.266 | 385.225 | 394.924 | 403.244 | 410.243 | 415.715 | 419.129 | 416.624 | 413.954 | 410.974 | 406.774 | 401.591
Hydrogen Evolution | Lct_BB003 | Number | SPEN | Cockenzie |  | 2.987 | 4.434 | 6.468 | 9.332 | 13.362 | 19.024 | 26.78 | 37.406 | 51.682 | 69.542 | 87.87 | 106.629 | 133.141 | 153.4 | 175.413 | 198.499 | 220.582 | 234.562 | 240.468 | 245.534 | 249.795 | 253.127 | 255.206 | 253.68 | 252.055 | 250.24 | 247.683 | 244.527
Hydrogen Evolution | Lct_BB003 | Number | SPEN | Coylton |  | 2.892 | 4.294 | 6.263 | 9.036 | 12.939 | 18.422 | 25.932 | 36.221 | 50.046 | 67.34 | 85.087 | 103.252 | 128.925 | 148.542 | 169.857 | 192.212 | 213.596 | 227.133 | 232.852 | 237.757 | 241.884 | 245.11 | 247.123 | 245.646 | 244.072 | 242.315 | 239.839 | 236.782
Hydrogen Evolution | Lct_BB003 | Number | SPEN | Crookston A |  | 3.727 | 5.508 | 7.923 | 11.164 | 15.457 | 21.045 | 29.624 | 41.378 | 57.172 | 76.928 | 97.203 | 117.955 | 147.282 | 169.693 | 194.044 | 219.581 | 244.01 | 259.475 | 266.008 | 271.612 | 276.326 | 280.012 | 282.312 | 280.624 | 278.826 | 276.818 | 273.99 | 270.498
Hydrogen Evolution | Lct_BB003 | Number | SPEN | Crookston B |  | 3.727 | 5.508 | 7.923 | 11.164 | 15.457 | 21.045 | 29.624 | 41.378 | 57.172 | 76.928 | 97.203 | 117.955 | 147.282 | 169.693 | 194.044 | 219.581 | 244.01 | 259.475 | 266.008 | 271.612 | 276.326 | 280.012 | 282.312 | 280.624 | 278.826 | 276.818 | 273.99 | 270.498
Hydrogen Evolution | Lct_BB003 | Number | SPEN | Cumbernauld |  | 3.335 | 4.975 | 7.356 | 10.851 | 16.013 | 23.658 | 33.303 | 46.517 | 64.271 | 86.481 | 109.274 | 132.602 | 165.572 | 190.765 | 218.14 | 246.849 | 274.311 | 291.696 | 299.04 | 305.34 | 310.64 | 314.783 | 317.369 | 315.471 | 313.45 | 311.193 | 308.013 | 304.089
Hydrogen Evolution | Lct_BB003 | Number | SPEN | Cupar |  | 11.032 | 16.455 | 24.329 | 35.889 | 52.962 | 78.248 | 110.147 | 153.85 | 212.571 | 286.029 | 361.413 | 438.569 | 547.613 | 630.938 | 721.478 | 816.43 | 907.26 | 964.76 | 989.049 | 1009.885 | 1027.414 | 1041.117 | 1049.669 | 1043.393 | 1036.707 | 1029.244 | 1018.726 | 1005.745
Hydrogen Evolution | Lct_BB003 | Number | SPEN | Currie |  | 0.965 | 1.433 | 2.09 | 3.015 | 4.317 | 6.146 | 8.652 | 12.085 | 16.697 | 22.467 | 28.389 | 34.449 | 43.015 | 49.56 | 56.672 | 64.13 | 71.265 | 75.781 | 77.689 | 79.326 | 80.703 | 81.779 | 82.451 | 81.958 | 81.433 | 80.846 | 80.02 | 79.001
Hydrogen Evolution | Lct_BB003 | Number | SPEN | Dalmarnock |  | 2.119 | 3.146 | 4.589 | 6.621 | 9.481 | 13.498 | 19.001 | 26.54 | 36.669 | 49.341 | 62.345 | 75.654 | 94.465 | 108.839 | 124.457 | 140.837 | 156.505 | 166.424 | 170.614 | 174.208 | 177.232 | 179.596 | 181.071 | 179.988 | 178.835 | 177.548 | 175.733 | 173.494
Hydrogen Evolution | Lct_BB003 | Number | SPEN | Devol Moor |  | 1.418 | 2.106 | 3.071 | 4.431 | 6.346 | 9.034 | 12.717 | 17.763 | 24.543 | 33.024 | 41.728 | 50.636 | 63.226 | 72.846 | 83.3 | 94.263 | 104.75 | 111.389 | 114.193 | 116.599 | 118.622 | 120.205 | 121.192 | 120.467 | 119.695 | 118.834 | 117.619 | 116.121
Hydrogen Evolution | Lct_BB003 | Number | SPEN | Devonside |  | 3.77 | 5.623 | 8.314 | 12.265 | 18.099 | 26.741 | 37.642 | 52.577 | 72.645 | 97.749 | 123.511 | 149.879 | 187.144 | 215.62 | 246.562 | 279.011 | 310.052 | 329.702 | 338.003 | 345.124 | 351.114 | 355.797 | 358.72 | 356.575 | 354.29 | 351.739 | 348.145 | 343.709
Hydrogen Evolution | Lct_BB003 | Number | SPEN | Dewar Place |  | 3.135 | 4.655 | 6.79 | 9.797 | 14.028 | 19.973 | 28.115 | 39.27 | 54.258 | 73.008 | 92.25 | 111.944 | 139.777 | 161.045 | 184.156 | 208.392 | 231.576 | 246.253 | 252.452 | 257.771 | 262.245 | 265.743 | 267.925 | 266.324 | 264.617 | 262.712 | 260.027 | 256.714
Hydrogen Evolution | Lct_BB003 | Number | SPEN | Drumchapel |  | 3.273 | 4.882 | 7.218 | 10.648 | 15.713 | 23.215 | 32.678 | 45.644 | 63.066 | 84.859 | 107.224 | 130.115 | 162.466 | 187.187 | 214.048 | 242.219 | 269.166 | 286.225 | 293.432 | 299.613 | 304.814 | 308.879 | 311.416 | 309.555 | 307.571 | 305.357 | 302.236 | 298.385
Hydrogen Evolution | Lct_BB003 | Number | SPEN | Drumcross |  | 0.467 | 0.696 | 1.029 | 1.518 | 2.24 | 3.309 | 4.658 | 6.506 | 8.989 | 12.096 | 15.283 | 18.546 | 23.157 | 26.681 | 30.51 | 34.525 | 38.366 | 40.798 | 41.825 | 42.706 | 43.447 | 44.027 | 44.388 | 44.123 | 43.84 | 43.524 | 43.08 | 42.531
Hydrogen Evolution | Lct_BB003 | Number | SPEN | Dumfries 11 |  | 0 | 0 | 0 | 0 | 0 | 0 | 0 | 0 | 0 | 0 | 0 | 0 | 0 | 0 | 0 | 0 | 0 | 0 | 0 | 0 | 0 | 0 | 0 | 0 | 0 | 0 | 0 | 0
Hydrogen Evolution | Lct_BB003 | Number | SPEN | Dumfries 33 |  | 2.67 | 4.039 | 6.217 | 9.752 | 15.522 | 24.924 | 35.084 | 49.005 | 67.709 | 91.107 | 115.118 | 139.695 | 174.428 | 200.968 | 229.808 | 260.052 | 288.983 | 307.298 | 315.035 | 321.672 | 327.255 | 331.62 | 334.344 | 332.345 | 330.215 | 327.838 | 324.488 | 320.353
Hydrogen Evolution | Lct_BB003 | Number | SPEN | Dumfries ICI |  | 0.102 | 0.154 | 0.237 | 0.372 | 0.593 | 0.951 | 1.339 | 1.871 | 2.585 | 3.478 | 4.395 | 5.333 | 6.659 | 7.672 | 8.773 | 9.927 | 11.032 | 11.731 | 12.026 | 12.28 | 12.493 | 12.659 | 12.763 | 12.687 | 12.606 | 12.515 | 12.387 | 12.229
Hydrogen Evolution | Lct_BB003 | Number | SPEN | Dunbar A |  | 1.165 | 1.73 | 2.524 | 3.641 | 5.214 | 7.424 | 10.45 | 14.596 | 20.168 | 27.137 | 34.289 | 41.609 | 51.954 | 59.86 | 68.45 | 77.458 | 86.076 | 91.531 | 93.835 | 95.812 | 97.475 | 98.775 | 99.587 | 98.991 | 98.357 | 97.649 | 96.651 | 95.419
Hydrogen Evolution | Lct_BB003 | Number | SPEN | Dunbar B |  | 0.873 | 1.296 | 1.89 | 2.727 | 3.905 | 5.559 | 7.825 | 10.93 | 15.102 | 20.321 | 25.677 | 31.158 | 38.906 | 44.825 | 51.258 | 58.004 | 64.457 | 68.542 | 70.268 | 71.748 | 72.993 | 73.967 | 74.575 | 74.129 | 73.654 | 73.123 | 72.376 | 71.454
Hydrogen Evolution | Lct_BB003 | Number | SPEN | Dunfermline |  | 2.734 | 4.077 | 6.029 | 8.893 | 13.124 | 19.39 | 27.294 | 38.124 | 52.675 | 70.878 | 89.558 | 108.677 | 135.698 | 156.346 | 178.782 | 202.311 | 224.819 | 239.067 | 245.086 | 250.249 | 254.593 | 257.988 | 260.107 | 258.552 | 256.896 | 255.046 | 252.44 | 249.223
Hydrogen Evolution | Lct_BB003 | Number | SPEN | Earlstoun |  | 0 | 0 | 0 | 0 | 0 | 0 | 0 | 0 | 0 | 0 | 0 | 0 | 0 | 0 | 0 | 0 | 0 | 0 | 0 | 0 | 0 | 0 | 0 | 0 | 0 | 0 | 0 | 0
Hydrogen Evolution | Lct_BB003 | Number | SPEN | East Kilbride |  | 3.623 | 5.38 | 7.846 | 11.32 | 16.21 | 23.079 | 32.488 | 45.378 | 62.698 | 84.364 | 106.598 | 129.356 | 161.518 | 186.095 | 212.799 | 240.805 | 267.595 | 284.555 | 291.719 | 297.865 | 303.035 | 307.077 | 309.599 | 307.748 | 305.776 | 303.575 | 300.473 | 296.644
Hydrogen Evolution | Lct_BB003 | Number | SPEN | East Kilbride South |  | 2.025 | 3.007 | 4.385 | 6.327 | 9.06 | 12.899 | 18.158 | 25.362 | 35.042 | 47.151 | 59.578 | 72.298 | 90.273 | 104.009 | 118.935 | 134.587 | 149.561 | 159.039 | 163.043 | 166.478 | 169.368 | 171.627 | 173.037 | 172.002 | 170.9 | 169.669 | 167.936 | 165.796
Hydrogen Evolution | Lct_BB003 | Number | SPEN | Easterhouse |  | 7.001 | 10.394 | 15.161 | 21.873 | 31.321 | 44.593 | 62.772 | 87.678 | 121.143 | 163.006 | 205.967 | 249.938 | 312.081 | 359.567 | 411.165 | 465.278 | 517.041 | 549.81 | 563.652 | 575.526 | 585.516 | 593.325 | 598.199 | 594.623 | 590.812 | 586.559 | 580.565 | 573.167
Hydrogen Evolution | Lct_BB003 | Number | SPEN | Eccles |  | 1.773 | 2.633 | 3.84 | 5.54 | 7.934 | 11.296 | 15.9 | 22.209 | 30.686 | 41.29 | 52.172 | 63.31 | 79.051 | 91.08 | 104.15 | 117.857 | 130.969 | 139.269 | 142.775 | 145.783 | 148.314 | 150.292 | 151.526 | 150.62 | 149.655 | 148.578 | 147.059 | 145.186
Hydrogen Evolution | Lct_BB003 | Number | SPEN | Elderslie |  | 2.784 | 4.134 | 6.03 | 8.699 | 12.457 | 17.736 | 24.966 | 34.872 | 48.182 | 64.832 | 81.919 | 99.407 | 124.124 | 143.01 | 163.532 | 185.055 | 205.642 | 218.675 | 224.181 | 228.904 | 232.877 | 235.983 | 237.921 | 236.499 | 234.983 | 233.292 | 230.908 | 227.965
Hydrogen Evolution | Lct_BB003 | Number | SPEN | Erskine |  | 1.648 | 2.446 | 3.568 | 5.148 | 7.371 | 10.495 | 14.773 | 20.634 | 28.51 | 38.362 | 48.473 | 58.821 | 73.446 | 84.621 | 96.764 | 109.499 | 121.681 | 129.393 | 132.651 | 135.445 | 137.796 | 139.634 | 140.781 | 139.94 | 139.043 | 138.042 | 136.631 | 134.89
Hydrogen Evolution | Lct_BB003 | Number | SPEN | Finnieston |  | 0.25 | 0.373 | 0.552 | 0.814 | 1.201 | 1.774 | 2.497 | 3.488 | 4.819 | 6.485 | 8.194 | 9.943 | 12.415 | 14.304 | 16.356 | 18.509 | 20.568 | 21.872 | 22.423 | 22.895 | 23.292 | 23.603 | 23.797 | 23.655 | 23.503 | 23.334 | 23.095 | 22.801
Hydrogen Evolution | Lct_BB003 | Number | SPEN | Galashiels |  | 2.061 | 3.061 | 4.464 | 6.441 | 9.223 | 13.131 | 18.484 | 25.818 | 35.672 | 47.999 | 60.649 | 73.597 | 91.896 | 105.879 | 121.073 | 137.007 | 152.249 | 161.898 | 165.974 | 169.471 | 172.412 | 174.712 | 176.147 | 175.094 | 173.972 | 172.719 | 170.954 | 168.776
Hydrogen Evolution | Lct_BB003 | Number | SPEN | Giffnock |  | 7.091 | 10.528 | 15.356 | 22.154 | 31.724 | 45.166 | 63.579 | 88.806 | 122.701 | 165.102 | 208.616 | 253.152 | 316.095 | 364.192 | 416.453 | 471.262 | 523.691 | 556.881 | 570.901 | 582.928 | 593.046 | 600.956 | 605.892 | 602.27 | 598.411 | 594.102 | 588.032 | 580.539
Hydrogen Evolution | Lct_BB003 | Number | SPEN | Glenlee |  | 0 | 0 | 0 | 0 | 0 | 0 | 0 | 0 | 0 | 0 | 0 | 0 | 0 | 0 | 0 | 0 | 0 | 0 | 0 | 0 | 0 | 0 | 0 | 0 | 0 | 0 | 0 | 0
Hydrogen Evolution | Lct_BB003 | Number | SPEN | Glenluce |  | 1.054 | 1.565 | 2.282 | 3.293 | 4.715 | 6.713 | 9.449 | 13.199 | 18.236 | 24.538 | 31.006 | 37.625 | 46.98 | 54.128 | 61.896 | 70.042 | 77.834 | 82.767 | 84.851 | 86.638 | 88.142 | 89.317 | 90.051 | 89.513 | 88.939 | 88.299 | 87.397 | 86.283
Hydrogen Evolution | Lct_BB003 | Number | SPEN | Glenniston |  | 1.126 | 1.679 | 2.483 | 3.662 | 5.405 | 7.985 | 11.24 | 15.7 | 21.693 | 29.189 | 36.882 | 44.756 | 55.883 | 64.387 | 73.626 | 83.316 | 92.585 | 98.453 | 100.931 | 103.058 | 104.846 | 106.245 | 107.118 | 106.477 | 105.795 | 105.033 | 103.96 | 102.635
Hydrogen Evolution | Lct_BB003 | Number | SPEN | Glenrothes |  | 1.422 | 2.12 | 3.135 | 4.625 | 6.825 | 10.084 | 14.194 | 19.826 | 27.393 | 36.86 | 46.574 | 56.517 | 70.57 | 81.307 | 92.975 | 105.211 | 116.916 | 124.326 | 127.456 | 130.141 | 132.4 | 134.166 | 135.268 | 134.459 | 133.598 | 132.636 | 131.281 | 129.608
Hydrogen Evolution | Lct_BB003 | Number | SPEN | Gorgie |  | 2.108 | 3.13 | 4.565 | 6.586 | 9.43 | 13.426 | 18.9 | 26.398 | 36.474 | 49.078 | 62.013 | 75.252 | 93.962 | 108.26 | 123.795 | 140.087 | 155.672 | 165.538 | 169.706 | 173.281 | 176.289 | 178.64 | 180.108 | 179.031 | 177.884 | 176.603 | 174.798 | 172.571
Hydrogen Evolution | Lct_BB003 | Number | SPEN | Govan |  | 2.24 | 3.326 | 4.851 | 6.999 | 10.023 | 14.27 | 20.087 | 28.058 | 38.767 | 52.163 | 65.911 | 79.982 | 99.868 | 115.064 | 131.576 | 148.893 | 165.457 | 175.944 | 180.373 | 184.173 | 187.37 | 189.869 | 191.428 | 190.284 | 189.065 | 187.703 | 185.785 | 183.418
Hydrogen Evolution | Lct_BB003 | Number | SPEN | Grangemouth A |  | 2.135 | 3.183 | 4.694 | 6.898 | 10.126 | 14.869 | 20.93 | 29.235 | 40.393 | 54.352 | 68.677 | 83.338 | 104.059 | 119.893 | 137.097 | 155.141 | 172.4 | 183.327 | 187.942 | 191.901 | 195.232 | 197.836 | 199.461 | 198.269 | 196.998 | 195.58 | 193.582 | 191.115
Hydrogen Evolution | Lct_BB003 | Number | SPEN | Grangemouth C |  | 2.135 | 3.183 | 4.694 | 6.898 | 10.126 | 14.869 | 20.93 | 29.235 | 40.393 | 54.352 | 68.677 | 83.338 | 104.059 | 119.893 | 137.097 | 155.141 | 172.4 | 183.327 | 187.942 | 191.901 | 195.232 | 197.836 | 199.461 | 198.269 | 196.998 | 195.58 | 193.582 | 191.115
Hydrogen Evolution | Lct_BB003 | Number | SPEN | Haggs Road |  | 2.949 | 4.378 | 6.386 | 9.213 | 13.192 | 18.782 | 26.439 | 36.93 | 51.025 | 68.657 | 86.752 | 105.273 | 131.447 | 151.448 | 173.181 | 195.973 | 217.776 | 231.578 | 237.408 | 242.41 | 246.617 | 249.907 | 251.959 | 250.453 | 248.848 | 247.057 | 244.532 | 241.416
Hydrogen Evolution | Lct_BB003 | Number | SPEN | Hawick |  | 1.48 | 2.197 | 3.205 | 4.624 | 6.621 | 9.427 | 13.27 | 18.535 | 25.609 | 34.459 | 43.541 | 52.836 | 65.973 | 76.012 | 86.919 | 98.359 | 109.301 | 116.229 | 119.155 | 121.665 | 123.777 | 125.428 | 126.458 | 125.702 | 124.896 | 123.997 | 122.73 | 121.166
Hydrogen Evolution | Lct_BB003 | Number | SPEN | Helensburgh |  | 0.254 | 0.378 | 0.559 | 0.825 | 1.218 | 1.799 | 2.532 | 3.537 | 4.887 | 6.576 | 8.309 | 10.083 | 12.589 | 14.505 | 16.587 | 18.77 | 20.858 | 22.18 | 22.738 | 23.217 | 23.62 | 23.935 | 24.132 | 23.987 | 23.834 | 23.662 | 23.42 | 23.122
Hydrogen Evolution | Lct_BB003 | Number | SPEN | Hunterston Farm |  | 0.336 | 0.5 | 0.729 | 1.051 | 1.505 | 2.143 | 3.017 | 4.214 | 5.822 | 7.834 | 9.899 | 12.013 | 14.999 | 17.282 | 19.762 | 22.363 | 24.85 | 26.425 | 27.091 | 27.661 | 28.141 | 28.517 | 28.751 | 28.579 | 28.396 | 28.192 | 27.904 | 27.548
Hydrogen Evolution | Lct_BB003 | Number | SPEN | Inverkeithing |  | 0.746 | 1.113 | 1.646 | 2.428 | 3.583 | 5.294 | 7.452 | 10.409 | 14.382 | 19.351 | 24.452 | 29.672 | 37.049 | 42.686 | 48.812 | 55.236 | 61.381 | 65.271 | 66.914 | 68.324 | 69.51 | 70.437 | 71.016 | 70.591 | 70.139 | 69.634 | 68.922 | 68.044
Hydrogen Evolution | Lct_BB003 | Number | SPEN | Johnstone |  | 3.345 | 4.967 | 7.245 | 10.452 | 14.967 | 21.309 | 29.996 | 41.898 | 57.889 | 77.894 | 98.423 | 119.435 | 149.131 | 171.823 | 196.479 | 222.338 | 247.073 | 262.732 | 269.347 | 275.021 | 279.794 | 283.526 | 285.855 | 284.146 | 282.325 | 280.293 | 277.429 | 273.893
Hydrogen Evolution | Lct_BB003 | Number | SPEN | Kaimes |  | 5.024 | 7.46 | 10.881 | 15.699 | 22.48 | 32.005 | 45.053 | 62.928 | 86.947 | 116.993 | 147.827 | 179.386 | 223.987 | 258.069 | 295.102 | 333.94 | 371.092 | 394.61 | 404.545 | 413.068 | 420.237 | 425.842 | 429.34 | 426.774 | 424.039 | 420.986 | 416.684 | 411.375
Hydrogen Evolution | Lct_BB003 | Number | SPEN | Kendoon |  | 0 | 0 | 0 | 0 | 0 | 0 | 0 | 0 | 0 | 0 | 0 | 0 | 0 | 0 | 0 | 0 | 0 | 0 | 0 | 0 | 0 | 0 | 0 | 0 | 0 | 0 | 0 | 0
Hydrogen Evolution | Lct_BB003 | Number | SPEN | Kilbowie 11 |  | 0.431 | 0.646 | 0.971 | 1.468 | 2.237 | 3.428 | 4.825 | 6.74 | 9.313 | 12.531 | 15.833 | 19.213 | 23.99 | 27.641 | 31.607 | 35.767 | 39.746 | 42.265 | 43.329 | 44.242 | 45.01 | 45.61 | 45.985 | 45.71 | 45.417 | 45.09 | 44.629 | 44.061
Hydrogen Evolution | Lct_BB003 | Number | SPEN | Kilbowie 33 |  | 0.431 | 0.646 | 0.971 | 1.468 | 2.237 | 3.428 | 4.825 | 6.74 | 9.313 | 12.531 | 15.833 | 19.213 | 23.99 | 27.641 | 31.607 | 35.767 | 39.746 | 42.265 | 43.329 | 44.242 | 45.01 | 45.61 | 45.985 | 45.71 | 45.417 | 45.09 | 44.629 | 44.061
Hydrogen Evolution | Lct_BB003 | Number | SPEN | Killermont |  | 7.235 | 10.792 | 15.956 | 23.538 | 34.735 | 51.319 | 72.24 | 100.902 | 139.414 | 187.592 | 237.032 | 287.635 | 359.152 | 413.8 | 473.181 | 535.455 | 595.025 | 632.737 | 648.667 | 662.332 | 673.828 | 682.815 | 688.424 | 684.308 | 679.923 | 675.028 | 668.131 | 659.617
Hydrogen Evolution | Lct_BB003 | Number | SPEN | Kilwinning |  | 2.607 | 3.871 | 5.645 | 8.145 | 11.663 | 16.605 | 23.375 | 32.649 | 45.111 | 60.7 | 76.697 | 93.071 | 116.212 | 133.895 | 153.108 | 173.259 | 192.534 | 204.736 | 209.891 | 214.313 | 218.033 | 220.941 | 222.755 | 221.424 | 220.005 | 218.421 | 216.189 | 213.434
Hydrogen Evolution | Lct_BB003 | Number | SPEN | Lesmahagow |  | 0 | 0 | 0 | 0 | 0 | 0 | 0 | 0 | 0 | 0 | 0 | 0 | 0 | 0 | 0 | 0 | 0 | 0 | 0 | 0 | 0 | 0 | 0 | 0 | 0 | 0 | 0 | 0
Hydrogen Evolution | Lct_BB003 | Number | SPEN | Leven |  | 3.594 | 5.361 | 7.926 | 11.692 | 17.254 | 25.492 | 35.884 | 50.122 | 69.252 | 93.183 | 117.742 | 142.879 | 178.403 | 205.549 | 235.046 | 265.979 | 295.57 | 314.303 | 322.216 | 329.004 | 334.714 | 339.179 | 341.965 | 339.92 | 337.742 | 335.311 | 331.884 | 327.655
Hydrogen Evolution | Lct_BB003 | Number | SPEN | Livingston East |  | 4.098 | 6.085 | 8.876 | 12.805 | 18.337 | 26.106 | 36.749 | 51.33 | 70.922 | 95.43 | 120.581 | 146.324 | 182.705 | 210.505 | 240.713 | 272.393 | 302.697 | 321.881 | 329.985 | 336.937 | 342.785 | 347.357 | 350.21 | 348.116 | 345.885 | 343.395 | 339.886 | 335.555
Hydrogen Evolution | Lct_BB003 | Number | SPEN | Maybole |  | 0.837 | 1.243 | 1.813 | 2.615 | 3.745 | 5.332 | 7.506 | 10.484 | 14.485 | 19.49 | 24.627 | 29.885 | 37.315 | 42.993 | 49.163 | 55.633 | 61.822 | 65.74 | 67.395 | 68.815 | 70.009 | 70.943 | 71.526 | 71.098 | 70.643 | 70.134 | 69.417 | 68.533
Hydrogen Evolution | Lct_BB003 | Number | SPEN | Moffat |  | 0 | 0 | 0 | 0 | 0 | 0 | 0 | 0 | 0 | 0 | 0 | 0 | 0 | 0 | 0 | 0 | 0 | 0 | 0 | 0 | 0 | 0 | 0 | 0 | 0 | 0 | 0 | 0
Hydrogen Evolution | Lct_BB003 | Number | SPEN | Newarthill |  | 8.633 | 12.817 | 18.695 | 26.972 | 38.623 | 54.989 | 77.406 | 108.118 | 149.384 | 201.007 | 253.983 | 308.205 | 384.836 | 443.393 | 507.02 | 573.748 | 637.578 | 677.986 | 695.056 | 709.698 | 722.016 | 731.646 | 737.656 | 733.246 | 728.547 | 723.302 | 715.911 | 706.789
Hydrogen Evolution | Lct_BB003 | Number | SPEN | Newton Stewart |  | 0.472 | 0.701 | 1.023 | 1.476 | 2.114 | 3.009 | 4.236 | 5.916 | 8.175 | 10.999 | 13.898 | 16.865 | 21.059 | 24.263 | 27.745 | 31.396 | 34.889 | 37.1 | 38.034 | 38.836 | 39.51 | 40.037 | 40.365 | 40.124 | 39.867 | 39.58 | 39.176 | 38.676
Hydrogen Evolution | Lct_BB003 | Number | SPEN | Paisley |  | 1.688 | 2.507 | 3.656 | 5.275 | 7.554 | 10.755 | 15.139 | 21.145 | 29.216 | 39.312 | 49.673 | 60.278 | 75.265 | 86.718 | 99.162 | 112.212 | 124.696 | 132.599 | 135.937 | 138.801 | 141.21 | 143.094 | 144.269 | 143.407 | 142.488 | 141.462 | 140.016 | 138.232
Hydrogen Evolution | Lct_BB003 | Number | SPEN | Partick |  | 0.987 | 1.472 | 2.176 | 3.21 | 4.737 | 6.999 | 9.852 | 13.761 | 19.014 | 25.584 | 32.327 | 39.229 | 48.983 | 56.436 | 64.534 | 73.028 | 81.152 | 86.295 | 88.468 | 90.332 | 91.899 | 93.125 | 93.89 | 93.329 | 92.731 | 92.063 | 91.122 | 89.961
Hydrogen Evolution | Lct_BB003 | Number | SPEN | Port Dundas |  | 1.636 | 2.44 | 3.607 | 5.321 | 7.852 | 11.602 | 16.331 | 22.811 | 31.517 | 42.409 | 53.586 | 65.025 | 81.193 | 93.547 | 106.972 | 121.05 | 134.517 | 143.042 | 146.644 | 149.733 | 152.332 | 154.364 | 155.632 | 154.701 | 153.71 | 152.603 | 151.044 | 149.119
Hydrogen Evolution | Lct_BB003 | Number | SPEN | Portobello |  | 7.427 | 11.027 | 16.084 | 23.205 | 33.229 | 47.309 | 66.596 | 93.019 | 128.522 | 172.935 | 218.513 | 265.162 | 331.091 | 381.47 | 436.211 | 493.62 | 548.536 | 583.301 | 597.986 | 610.584 | 621.182 | 629.467 | 634.638 | 630.843 | 626.801 | 622.288 | 615.93 | 608.081
Hydrogen Evolution | Lct_BB003 | Number | SPEN | Ravenscraig |  | 0.123 | 0.182 | 0.266 | 0.384 | 0.549 | 0.782 | 1.101 | 1.538 | 2.125 | 2.86 | 3.613 | 4.385 | 5.475 | 6.308 | 7.213 | 8.163 | 9.071 | 9.646 | 9.889 | 10.097 | 10.272 | 10.409 | 10.495 | 10.432 | 10.365 | 10.29 | 10.185 | 10.055
Hydrogen Evolution | Lct_BB003 | Number | SPEN | Redhouse |  | 0.909 | 1.355 | 2.004 | 2.956 | 4.362 | 6.444 | 9.071 | 12.671 | 17.507 | 23.557 | 29.765 | 36.12 | 45.1 | 51.963 | 59.419 | 67.239 | 74.72 | 79.456 | 81.456 | 83.172 | 84.616 | 85.744 | 86.449 | 85.932 | 85.381 | 84.766 | 83.9 | 82.831
Hydrogen Evolution | Lct_BB003 | Number | SPEN | Saltcoats A |  | 1.261 | 1.905 | 2.925 | 4.57 | 7.241 | 11.573 | 16.29 | 22.754 | 31.439 | 42.303 | 53.452 | 64.863 | 80.99 | 93.314 | 106.704 | 120.747 | 134.181 | 142.685 | 146.277 | 149.359 | 151.951 | 153.978 | 155.243 | 154.315 | 153.326 | 152.222 | 150.666 | 148.746
Hydrogen Evolution | Lct_BB003 | Number | SPEN | Saltcoats B |  | 1.261 | 1.905 | 2.925 | 4.57 | 7.241 | 11.573 | 16.29 | 22.754 | 31.439 | 42.303 | 53.452 | 64.863 | 80.99 | 93.314 | 106.704 | 120.747 | 134.181 | 142.685 | 146.277 | 149.359 | 151.951 | 153.978 | 155.243 | 154.315 | 153.326 | 152.222 | 150.666 | 148.746
Hydrogen Evolution | Lct_BB003 | Number | SPEN | Shrubhill |  | 4.311 | 6.401 | 9.337 | 13.471 | 19.29 | 27.463 | 38.659 | 53.998 | 74.608 | 100.39 | 126.848 | 153.928 | 192.2 | 221.446 | 253.223 | 286.549 | 318.429 | 338.61 | 347.135 | 354.448 | 360.6 | 365.409 | 368.411 | 366.209 | 363.862 | 361.242 | 357.551 | 352.995
Hydrogen Evolution | Lct_BB003 | Number | SPEN | Sighthill |  | 7.123 | 10.576 | 15.425 | 22.255 | 31.869 | 45.372 | 63.869 | 89.21 | 123.26 | 165.854 | 209.566 | 254.305 | 317.535 | 365.851 | 418.351 | 473.409 | 526.077 | 559.418 | 573.502 | 585.584 | 595.748 | 603.694 | 608.653 | 605.014 | 601.137 | 596.809 | 590.711 | 583.184
Hydrogen Evolution | Lct_BB003 | Number | SPEN | Spango Valley |  | 1.623 | 2.41 | 3.515 | 5.071 | 7.261 | 10.337 | 14.552 | 20.325 | 28.083 | 37.788 | 47.747 | 57.94 | 72.346 | 83.355 | 95.316 | 107.86 | 119.86 | 127.456 | 130.665 | 133.418 | 135.734 | 137.544 | 138.674 | 137.845 | 136.962 | 135.976 | 134.586 | 132.871
Hydrogen Evolution | Lct_BB003 | Number | SPEN | St Andrews Cross |  | 2.637 | 3.915 | 5.71 | 8.238 | 11.797 | 16.795 | 23.642 | 33.022 | 45.626 | 61.393 | 77.574 | 94.134 | 117.54 | 135.424 | 154.858 | 175.238 | 194.734 | 207.076 | 212.289 | 216.761 | 220.524 | 223.465 | 225.301 | 223.954 | 222.519 | 220.917 | 218.659 | 215.873
Hydrogen Evolution | Lct_BB003 | Number | SPEN | Stirling |  | 0.842 | 1.255 | 1.856 | 2.738 | 4.04 | 5.969 | 8.402 | 11.736 | 16.216 | 21.819 | 27.57 | 33.456 | 41.774 | 48.131 | 55.037 | 62.281 | 69.21 | 73.596 | 75.449 | 77.038 | 78.375 | 79.421 | 80.073 | 79.594 | 79.084 | 78.515 | 77.713 | 76.722
Hydrogen Evolution | Lct_BB003 | Number | SPEN | Strathaven |  | 5.198 | 7.718 | 11.257 | 16.241 | 23.257 | 33.111 | 46.609 | 65.103 | 89.951 | 121.035 | 152.935 | 185.584 | 231.727 | 266.986 | 305.299 | 345.479 | 383.914 | 408.246 | 418.524 | 427.341 | 434.758 | 440.557 | 444.176 | 441.52 | 438.691 | 435.532 | 431.082 | 425.589
Hydrogen Evolution | Lct_BB003 | Number | SPEN | Strathleven |  | 4.272 | 6.372 | 9.421 | 13.898 | 20.509 | 30.301 | 42.654 | 59.578 | 82.317 | 110.763 | 139.956 | 169.834 | 212.061 | 244.328 | 279.39 | 316.16 | 351.333 | 373.6 | 383.006 | 391.074 | 397.862 | 403.169 | 406.48 | 404.05 | 401.461 | 398.571 | 394.498 | 389.471
Hydrogen Evolution | Lct_BB003 | Number | SPEN | Telford Road |  | 2.297 | 3.411 | 4.975 | 7.178 | 10.278 | 14.633 | 20.599 | 28.772 | 39.753 | 53.491 | 67.588 | 82.017 | 102.41 | 117.993 | 134.925 | 152.682 | 169.668 | 180.421 | 184.963 | 188.86 | 192.138 | 194.701 | 196.3 | 195.126 | 193.876 | 192.48 | 190.513 | 188.086
Hydrogen Evolution | Lct_BB003 | Number | SPEN | Tongland |  | 0.371 | 0.551 | 0.803 | 1.159 | 1.659 | 2.363 | 3.326 | 4.645 | 6.418 | 8.636 | 10.913 | 13.242 | 16.535 | 19.051 | 21.784 | 24.651 | 27.394 | 29.13 | 29.863 | 30.493 | 31.022 | 31.436 | 31.694 | 31.504 | 31.302 | 31.077 | 30.76 | 30.368
Hydrogen Evolution | Lct_BB003 | Number | SPEN | West George Street |  | 0.15 | 0.224 | 0.331 | 0.489 | 0.721 | 1.066 | 1.5 | 2.095 | 2.895 | 3.896 | 4.922 | 5.973 | 7.458 | 8.593 | 9.826 | 11.12 | 12.357 | 13.14 | 13.471 | 13.754 | 13.993 | 14.18 | 14.296 | 14.211 | 14.12 | 14.018 | 13.875 | 13.698
Hydrogen Evolution | Lct_BB003 | Number | SPEN | Westfield |  | 2.196 | 3.275 | 4.843 | 7.144 | 10.542 | 15.575 | 21.925 | 30.624 | 42.313 | 56.935 | 71.94 | 87.299 | 109.004 | 125.59 | 143.612 | 162.513 | 180.593 | 192.038 | 196.873 | 201.021 | 204.51 | 207.238 | 208.94 | 207.691 | 206.36 | 204.874 | 202.781 | 200.197
Hydrogen Evolution | Lct_BB003 | Number | SPEN | Whitehouse |  | 5.783 | 8.587 | 12.524 | 18.07 | 25.875 | 36.839 | 51.857 | 72.433 | 100.079 | 134.663 | 170.154 | 206.479 | 257.817 | 297.047 | 339.673 | 384.377 | 427.14 | 454.211 | 465.646 | 475.456 | 483.708 | 490.16 | 494.186 | 491.232 | 488.084 | 484.57 | 479.618 | 473.507
Hydrogen Evolution | Lct_BB003 | Number | SPEN | Wishaw |  | 6.075 | 9.02 | 13.156 | 18.98 | 27.179 | 38.696 | 54.471 | 76.083 | 105.123 | 141.45 | 178.73 | 216.886 | 270.811 | 312.018 | 356.793 | 403.749 | 448.667 | 477.103 | 489.115 | 499.419 | 508.087 | 514.864 | 519.093 | 515.989 | 512.683 | 508.992 | 503.791 | 497.371
Hydrogen Evolution | Lct_BB003 | Number | SPEN Manweb | Birkenhead |  | 18.058 | 26.888 | 39.549 | 57.853 | 84.424 | 123.061 | 173.229 | 241.961 | 334.312 | 449.84 | 568.397 | 689.742 | 861.237 | 992.282 | 1134.675 | 1284.008 | 1426.856 | 1517.287 | 1555.487 | 1588.256 | 1615.823 | 1637.374 | 1650.824 | 1640.955 | 1630.439 | 1618.701 | 1602.161 | 1581.745
Hydrogen Evolution | Lct_BB003 | Number | SPEN Manweb | Capenhurst |  | 9.67 | 14.398 | 21.178 | 30.98 | 45.209 | 65.899 | 92.763 | 129.569 | 179.022 | 240.887 | 304.374 | 369.353 | 461.188 | 531.362 | 607.612 | 687.579 | 764.073 | 812.499 | 832.955 | 850.502 | 865.264 | 876.805 | 884.007 | 878.722 | 873.091 | 866.806 | 857.948 | 847.016
Hydrogen Evolution | Lct_BB003 | Number | SPEN Manweb | Carrington |  | 19.645 | 29.217 | 42.833 | 62.317 | 90.273 | 130.402 | 183.563 | 256.395 | 354.256 | 476.675 | 602.305 | 730.889 | 912.615 | 1051.477 | 1202.365 | 1360.606 | 1511.976 | 1607.802 | 1648.28 | 1683.004 | 1712.216 | 1735.053 | 1749.305 | 1738.847 | 1727.704 | 1715.266 | 1697.739 | 1676.105
Hydrogen Evolution | Lct_BB003 | Number | SPEN Manweb | Connah's Quay |  | 4.728 | 7.2 | 11.29 | 18.175 | 29.78 | 49.206 | 69.265 | 96.748 | 133.675 | 179.868 | 227.274 | 275.793 | 344.365 | 396.764 | 453.7 | 513.41 | 570.528 | 606.687 | 621.961 | 635.064 | 646.087 | 654.704 | 660.082 | 656.135 | 651.931 | 647.237 | 640.624 | 632.46
Hydrogen Evolution | Lct_BB003 | Number | SPEN Manweb | Fiddlers Ferry |  | 30.57 | 45.917 | 69.283 | 105.488 | 162.063 | 250.694 | 352.894 | 492.912 | 681.045 | 916.393 | 1157.913 | 1405.111 | 1754.473 | 2021.432 | 2311.509 | 2615.722 | 2906.726 | 3090.948 | 3168.767 | 3235.522 | 3291.682 | 3335.585 | 3362.984 | 3342.878 | 3321.457 | 3297.545 | 3263.849 | 3222.26
Hydrogen Evolution | Lct_BB003 | Number | SPEN Manweb | Frodsham |  | 38.186 | 56.857 | 83.63 | 122.335 | 178.521 | 260.223 | 366.306 | 511.646 | 706.93 | 951.223 | 1201.922 | 1458.515 | 1821.155 | 2098.261 | 2399.362 | 2715.138 | 3017.202 | 3208.425 | 3289.202 | 3358.495 | 3416.788 | 3462.36 | 3490.801 | 3469.931 | 3447.695 | 3422.874 | 3387.898 | 3344.728
Hydrogen Evolution | Lct_BB003 | Number | SPEN Manweb | Kirkby (_D) |  | 9.461 | 14.211 | 21.443 | 32.648 | 50.157 | 77.588 | 109.218 | 152.553 | 210.779 | 283.618 | 358.367 | 434.873 | 542.998 | 625.62 | 715.397 | 809.549 | 899.613 | 956.629 | 980.713 | 1001.374 | 1018.755 | 1032.342 | 1040.822 | 1034.6 | 1027.97 | 1020.569 | 1010.141 | 997.269
Hydrogen Evolution | Lct_BB003 | Number | SPEN Manweb | Legacy |  | 17.26 | 26.236 | 40.929 | 65.42 | 106.36 | 174.423 | 245.53 | 342.949 | 473.845 | 637.59 | 805.631 | 977.621 | 1220.693 | 1406.433 | 1608.257 | 1819.917 | 2022.386 | 2150.56 | 2204.703 | 2251.149 | 2290.222 | 2320.769 | 2339.832 | 2325.843 | 2310.939 | 2294.302 | 2270.858 | 2241.921
Hydrogen Evolution | Lct_BB003 | Number | SPEN Manweb | Lister Drive |  | 21.211 | 31.86 | 48.073 | 73.194 | 112.449 | 173.947 | 244.858 | 342.011 | 472.549 | 635.848 | 803.428 | 974.949 | 1217.356 | 1402.589 | 1603.861 | 1814.942 | 2016.858 | 2144.681 | 2198.677 | 2244.996 | 2283.963 | 2314.425 | 2333.437 | 2319.486 | 2304.622 | 2288.031 | 2264.651 | 2235.793
Hydrogen Evolution | Lct_BB003 | Number | SPEN Manweb | Pentir |  | 3.761 | 5.759 | 9.165 | 15.055 | 25.204 | 42.496 | 59.82 | 83.555 | 115.446 | 155.341 | 196.282 | 238.185 | 297.407 | 342.66 | 391.832 | 443.4 | 492.729 | 523.957 | 537.148 | 548.464 | 557.984 | 565.426 | 570.071 | 566.663 | 563.031 | 558.978 | 553.266 | 546.216
Hydrogen Evolution | Lct_BB003 | Number | SPEN Manweb | Rainhill |  | 14.511 | 21.797 | 32.888 | 50.074 | 76.93 | 119.003 | 167.516 | 233.981 | 323.287 | 435.004 | 549.652 | 666.994 | 832.834 | 959.557 | 1097.254 | 1241.662 | 1379.799 | 1467.247 | 1504.187 | 1535.875 | 1562.534 | 1583.374 | 1596.381 | 1586.836 | 1576.668 | 1565.317 | 1549.322 | 1529.58
Hydrogen Evolution | Lct_BB003 | Number | SPEN Manweb | St. Asaph |  | 4.61 | 7.059 | 11.235 | 18.454 | 30.894 | 52.09 | 73.325 | 102.418 | 141.509 | 190.409 | 240.593 | 291.956 | 364.547 | 420.016 | 480.289 | 543.498 | 603.964 | 642.241 | 658.411 | 672.281 | 683.95 | 693.073 | 698.766 | 694.588 | 690.137 | 685.169 | 678.167 | 669.526
Hydrogen Evolution | Lct_BB003 | Number | SPEN Manweb | Trawsfynydd |  | 10.231 | 15.681 | 25.015 | 41.219 | 69.235 | 117.088 | 164.821 | 230.217 | 318.085 | 428.006 | 540.809 | 656.263 | 819.434 | 944.119 | 1079.601 | 1221.685 | 1357.599 | 1443.641 | 1479.987 | 1511.165 | 1537.395 | 1557.9 | 1570.697 | 1561.306 | 1551.301 | 1540.133 | 1524.395 | 1504.971
Hydrogen Evolution | Lct_BB003 | Number | SPEN Manweb | Wylfa |  | 2.119 | 3.268 | 5.299 | 8.921 | 15.313 | 26.406 | 37.17 | 51.919 | 71.735 | 96.524 | 121.963 | 148.001 | 184.799 | 212.918 | 243.472 | 275.515 | 306.167 | 325.571 | 333.768 | 340.799 | 346.714 | 351.338 | 354.225 | 352.107 | 349.85 | 347.332 | 343.783 | 339.402
Hydrogen Evolution | Lct_BB003 | Number | SPTL | Direct(SPTL) |  | 14.529 | 21.572 | 31.464 | 45.395 | 65.005 | 92.549 | 130.278 | 181.968 | 251.422 | 338.305 | 427.467 | 518.725 | 647.699 | 746.252 | 853.34 | 965.646 | 1073.076 | 1141.085 | 1169.814 | 1194.458 | 1215.19 | 1231.398 | 1241.513 | 1234.091 | 1226.182 | 1217.355 | 1204.916 | 1189.562
Hydrogen Evolution | Lct_BB003 | Number | SSEN (SHEPD) | Abernethy |  | 1.755 | 2.601 | 3.771 | 5.386 | 7.605 | 10.632 | 14.967 | 20.905 | 28.884 | 38.866 | 49.109 | 59.593 | 74.41 | 85.732 | 98.035 | 110.937 | 123.279 | 131.092 | 134.392 | 137.224 | 139.605 | 141.467 | 142.629 | 141.777 | 140.868 | 139.854 | 138.425 | 136.661
Hydrogen Evolution | Lct_BB003 | Number | SSEN (SHEPD) | Alness |  | 2.885 | 4.316 | 6.437 | 9.626 | 14.459 | 21.809 | 30.7 | 42.881 | 59.247 | 79.721 | 100.732 | 122.237 | 152.63 | 175.854 | 201.089 | 227.554 | 252.87 | 268.896 | 275.666 | 281.474 | 286.359 | 290.179 | 292.562 | 290.813 | 288.949 | 286.869 | 283.938 | 280.32
Hydrogen Evolution | Lct_BB003 | Number | SSEN (SHEPD) | Arbroath |  | 0.645 | 0.955 | 1.385 | 1.979 | 2.794 | 3.907 | 5.499 | 7.681 | 10.613 | 14.28 | 18.044 | 21.896 | 27.34 | 31.5 | 36.02 | 40.76 | 45.295 | 48.166 | 49.378 | 50.419 | 51.294 | 51.978 | 52.405 | 52.092 | 51.758 | 51.385 | 50.86 | 50.212
Hydrogen Evolution | Lct_BB003 | Number | SSEN (SHEPD) | Ardkinglas |  | 0 | 0 | 0 | 0 | 0 | 0 | 0 | 0 | 0 | 0 | 0 | 0 | 0 | 0 | 0 | 0 | 0 | 0 | 0 | 0 | 0 | 0 | 0 | 0 | 0 | 0 | 0 | 0
Hydrogen Evolution | Lct_BB003 | Number | SSEN (SHEPD) | Ardmore |  | 2.166 | 3.263 | 4.967 | 7.664 | 11.964 | 18.829 | 26.504 | 37.02 | 51.15 | 68.826 | 86.966 | 105.532 | 131.771 | 151.821 | 173.607 | 196.455 | 218.311 | 232.147 | 237.992 | 243.006 | 247.224 | 250.521 | 252.579 | 251.069 | 249.46 | 247.664 | 245.133 | 242.01
Hydrogen Evolution | Lct_BB003 | Number | SSEN (SHEPD) | Beauly |  | 1.013 | 1.526 | 2.322 | 3.583 | 5.594 | 8.803 | 12.392 | 17.309 | 23.915 | 32.179 | 40.66 | 49.341 | 61.609 | 70.983 | 81.169 | 91.851 | 102.07 | 108.539 | 111.272 | 113.616 | 115.588 | 117.13 | 118.092 | 117.386 | 116.633 | 115.794 | 114.611 | 113.15
Hydrogen Evolution | Lct_BB003 | Number | SSEN (SHEPD) | Berryburn |  | 0 | 0 | 0 | 0 | 0 | 0 | 0 | 0 | 0 | 0 | 0 | 0 | 0 | 0 | 0 | 0 | 0 | 0 | 0 | 0 | 0 | 0 | 0 | 0 | 0 | 0 | 0 | 0
Hydrogen Evolution | Lct_BB003 | Number | SSEN (SHEPD) | Boat of Garten |  | 1.035 | 1.559 | 2.374 | 3.662 | 5.717 | 8.998 | 12.666 | 17.691 | 24.444 | 32.891 | 41.559 | 50.432 | 62.971 | 72.553 | 82.964 | 93.883 | 104.327 | 110.939 | 113.732 | 116.128 | 118.144 | 119.72 | 120.703 | 119.982 | 119.213 | 118.354 | 117.145 | 115.652
Hydrogen Evolution | Lct_BB003 | Number | SSEN (SHEPD) | Braco West |  | 3.841 | 5.692 | 8.253 | 11.789 | 16.646 | 23.273 | 32.76 | 45.758 | 63.223 | 85.071 | 107.492 | 130.44 | 162.873 | 187.655 | 214.584 | 242.825 | 269.839 | 286.941 | 294.165 | 300.363 | 305.576 | 309.652 | 312.195 | 310.329 | 308.34 | 306.12 | 302.992 | 299.131
Hydrogen Evolution | Lct_BB003 | Number | SSEN (SHEPD) | Bridge of Dun |  | 2.664 | 3.947 | 5.723 | 8.175 | 11.543 | 16.138 | 22.716 | 31.729 | 43.84 | 58.989 | 74.536 | 90.449 | 112.938 | 130.122 | 148.795 | 168.377 | 187.11 | 198.968 | 203.978 | 208.275 | 211.89 | 214.716 | 216.48 | 215.185 | 213.806 | 212.267 | 210.098 | 207.421
Hydrogen Evolution | Lct_BB003 | Number | SSEN (SHEPD) | Broadford-Skye |  | 0.535 | 0.805 | 1.226 | 1.892 | 2.953 | 4.647 | 6.542 | 9.137 | 12.625 | 16.987 | 21.464 | 26.047 | 32.523 | 37.471 | 42.849 | 48.488 | 53.882 | 57.297 | 58.74 | 59.977 | 61.018 | 61.832 | 62.34 | 61.967 | 61.57 | 61.127 | 60.502 | 59.731
Hydrogen Evolution | Lct_BB003 | Number | SSEN (SHEPD) | Brora |  | 0.693 | 1.037 | 1.547 | 2.313 | 3.474 | 5.24 | 7.377 | 10.304 | 14.236 | 19.156 | 24.204 | 29.372 | 36.675 | 42.255 | 48.319 | 54.678 | 60.761 | 64.612 | 66.238 | 67.634 | 68.808 | 69.725 | 70.298 | 69.878 | 69.43 | 68.93 | 68.226 | 67.357
Hydrogen Evolution | Lct_BB003 | Number | SSEN (SHEPD) | Burghmuir |  | 0.963 | 1.428 | 2.07 | 2.957 | 4.175 | 5.837 | 8.216 | 11.476 | 15.856 | 21.335 | 26.958 | 32.713 | 40.847 | 47.062 | 53.816 | 60.898 | 67.673 | 71.962 | 73.774 | 75.328 | 76.636 | 77.658 | 78.296 | 77.828 | 77.329 | 76.772 | 75.988 | 75.019
Hydrogen Evolution | Lct_BB003 | Number | SSEN (SHEPD) | Carradale |  | 1.619 | 2.426 | 3.638 | 5.486 | 8.328 | 12.714 | 17.896 | 24.997 | 34.538 | 46.473 | 58.722 | 71.258 | 88.975 | 102.513 | 117.224 | 132.652 | 147.41 | 156.752 | 160.699 | 164.084 | 166.932 | 169.158 | 170.548 | 169.528 | 168.442 | 167.229 | 165.521 | 163.411
Hydrogen Evolution | Lct_BB003 | Number | SSEN (SHEPD) | Cassley |  | 0.082 | 0.123 | 0.183 | 0.274 | 0.411 | 0.621 | 0.874 | 1.22 | 1.686 | 2.269 | 2.867 | 3.479 | 4.343 | 5.004 | 5.722 | 6.476 | 7.196 | 7.652 | 7.845 | 8.01 | 8.149 | 8.258 | 8.325 | 8.276 | 8.223 | 8.163 | 8.08 | 7.977
Hydrogen Evolution | Lct_BB003 | Number | SSEN (SHEPD) | Ceannacroc |  | 0.163 | 0.246 | 0.374 | 0.577 | 0.9 | 1.417 | 1.994 | 2.786 | 3.849 | 5.179 | 6.544 | 7.941 | 9.916 | 11.425 | 13.064 | 14.783 | 16.428 | 17.469 | 17.909 | 18.286 | 18.604 | 18.852 | 19.007 | 18.893 | 18.772 | 18.637 | 18.446 | 18.211
Hydrogen Evolution | Lct_BB003 | Number | SSEN (SHEPD) | Charleston |  | 1.164 | 1.724 | 2.5 | 3.571 | 5.042 | 7.049 | 9.923 | 13.86 | 19.151 | 25.768 | 32.56 | 39.511 | 49.335 | 56.842 | 64.998 | 73.553 | 81.736 | 86.916 | 89.104 | 90.981 | 92.56 | 93.795 | 94.565 | 94 | 93.398 | 92.725 | 91.778 | 90.608
Hydrogen Evolution | Lct_BB003 | Number | SSEN (SHEPD) | Clachan |  | 0.48 | 0.72 | 1.079 | 1.628 | 2.471 | 3.772 | 5.31 | 7.417 | 10.248 | 13.789 | 17.424 | 21.143 | 26.401 | 30.418 | 34.783 | 39.36 | 43.739 | 46.511 | 47.682 | 48.687 | 49.532 | 50.192 | 50.605 | 50.302 | 49.98 | 49.62 | 49.113 | 48.487
Hydrogen Evolution | Lct_BB003 | Number | SSEN (SHEPD) | Clayhills |  | 1.065 | 1.581 | 2.302 | 3.313 | 4.726 | 6.697 | 9.426 | 13.167 | 18.192 | 24.479 | 30.93 | 37.533 | 46.865 | 53.996 | 61.745 | 69.871 | 77.644 | 82.565 | 84.644 | 86.427 | 87.927 | 89.1 | 89.831 | 89.294 | 88.722 | 88.083 | 87.183 | 86.072
Hydrogen Evolution | Lct_BB003 | Number | SSEN (SHEPD) | Coupar Angus |  | 4.325 | 6.408 | 9.291 | 13.271 | 18.739 | 26.199 | 36.88 | 51.513 | 71.174 | 95.77 | 121.01 | 146.844 | 183.355 | 211.254 | 241.569 | 273.362 | 303.774 | 323.026 | 331.159 | 338.135 | 344.004 | 348.593 | 351.456 | 349.355 | 347.116 | 344.617 | 341.096 | 336.749
Hydrogen Evolution | Lct_BB003 | Number | SSEN (SHEPD) | Craigiebuckler |  | 2.825 | 4.192 | 6.104 | 8.783 | 12.53 | 17.754 | 24.992 | 34.908 | 48.231 | 64.898 | 82.002 | 99.509 | 124.25 | 143.156 | 163.699 | 185.243 | 205.852 | 218.898 | 224.41 | 229.137 | 233.114 | 236.223 | 238.164 | 236.74 | 235.223 | 233.529 | 231.143 | 228.198
Hydrogen Evolution | Lct_BB003 | Number | SSEN (SHEPD) | Dallas |  | 0 | 0 | 0 | 0 | 0 | 0 | 0 | 0 | 0 | 0 | 0 | 0 | 0 | 0 | 0 | 0 | 0 | 0 | 0 | 0 | 0 | 0 | 0 | 0 | 0 | 0 | 0 | 0
Hydrogen Evolution | Lct_BB003 | Number | SSEN (SHEPD) | Dounreay |  | 0.906 | 1.355 | 2.02 | 3.021 | 4.538 | 6.845 | 9.635 | 13.458 | 18.595 | 25.021 | 31.615 | 38.365 | 47.904 | 55.193 | 63.113 | 71.419 | 79.364 | 84.394 | 86.519 | 88.342 | 89.875 | 91.074 | 91.822 | 91.273 | 90.688 | 90.035 | 89.115 | 87.98
Hydrogen Evolution | Lct_BB003 | Number | SSEN (SHEPD) | Dudhope |  | 0.666 | 0.987 | 1.431 | 2.045 | 2.887 | 4.036 | 5.682 | 7.936 | 10.965 | 14.754 | 18.642 | 22.622 | 28.247 | 32.545 | 37.215 | 42.113 | 46.798 | 49.764 | 51.017 | 52.091 | 52.996 | 53.702 | 54.144 | 53.82 | 53.475 | 53.09 | 52.548 | 51.878
Hydrogen Evolution | Lct_BB003 | Number | SSEN (SHEPD) | Dunbeath |  | 0 | 0 | 0 | 0 | 0 | 0 | 0 | 0 | 0 | 0 | 0 | 0 | 0 | 0 | 0 | 0 | 0 | 0 | 0 | 0 | 0 | 0 | 0 | 0 | 0 | 0 | 0 | 0
Hydrogen Evolution | Lct_BB003 | Number | SSEN (SHEPD) | Dunoon |  | 0.71 | 1.059 | 1.566 | 2.31 | 3.408 | 5.036 | 7.089 | 9.901 | 13.68 | 18.408 | 23.259 | 28.225 | 35.242 | 40.605 | 46.432 | 52.543 | 58.388 | 62.089 | 63.652 | 64.993 | 66.121 | 67.003 | 67.553 | 67.149 | 66.719 | 66.239 | 65.562 | 64.726
Hydrogen Evolution | Lct_BB003 | Number | SSEN (SHEPD) | Dunvegan |  | 0.37 | 0.557 | 0.848 | 1.309 | 2.043 | 3.215 | 4.526 | 6.322 | 8.735 | 11.754 | 14.851 | 18.022 | 22.503 | 25.927 | 29.647 | 33.549 | 37.281 | 39.644 | 40.642 | 41.498 | 42.219 | 42.782 | 43.133 | 42.875 | 42.6 | 42.294 | 41.862 | 41.328
Hydrogen Evolution | Lct_BB003 | Number | SSEN (SHEPD) | Dyce |  | 2.909 | 4.317 | 6.286 | 9.045 | 12.904 | 18.284 | 25.737 | 35.949 | 49.67 | 66.834 | 84.449 | 102.478 | 127.957 | 147.427 | 168.583 | 190.77 | 211.993 | 225.429 | 231.105 | 235.973 | 240.069 | 243.271 | 245.269 | 243.803 | 242.241 | 240.497 | 238.039 | 235.006
Hydrogen Evolution | Lct_BB003 | Number | SSEN (SHEPD) | Elgin |  | 2.288 | 3.447 | 5.247 | 8.096 | 12.639 | 19.89 | 27.999 | 39.108 | 54.035 | 72.707 | 91.87 | 111.483 | 139.201 | 160.382 | 183.397 | 207.534 | 230.622 | 245.239 | 251.413 | 256.709 | 261.165 | 264.648 | 266.822 | 265.227 | 263.527 | 261.63 | 258.957 | 255.657
Hydrogen Evolution | Lct_BB003 | Number | SSEN (SHEPD) | Fasnakyle |  | 0.082 | 0.123 | 0.187 | 0.289 | 0.451 | 0.709 | 0.999 | 1.395 | 1.927 | 2.593 | 3.277 | 3.976 | 4.965 | 5.72 | 6.541 | 7.402 | 8.225 | 8.746 | 8.967 | 9.155 | 9.314 | 9.439 | 9.516 | 9.459 | 9.399 | 9.331 | 9.236 | 9.118
Hydrogen Evolution | Lct_BB003 | Number | SSEN (SHEPD) | Fetteresso |  | 0 | 0 | 0 | 0 | 0 | 0 | 0 | 0 | 0 | 0 | 0 | 0 | 0 | 0 | 0 | 0 | 0 | 0 | 0 | 0 | 0 | 0 | 0 | 0 | 0 | 0 | 0 | 0
Hydrogen Evolution | Lct_BB003 | Number | SSEN (SHEPD) | Fiddes |  | 1.378 | 2.044 | 2.977 | 4.284 | 6.111 | 8.659 | 12.189 | 17.026 | 23.524 | 31.654 | 39.996 | 48.535 | 60.602 | 69.823 | 79.843 | 90.351 | 100.402 | 106.766 | 109.454 | 111.76 | 113.699 | 115.216 | 116.162 | 115.468 | 114.728 | 113.902 | 112.738 | 111.301
Hydrogen Evolution | Lct_BB003 | Number | SSEN (SHEPD) | Finstown |  | 0 | 0 | 0 | 0 | 0 | 0 | 0 | 0 | 0 | 0 | 0 | 0 | 0 | 0 | 0 | 0 | 0 | 0 | 0 | 0 | 0 | 0 | 0 | 0 | 0 | 0 | 0 | 0
Hydrogen Evolution | Lct_BB003 | Number | SSEN (SHEPD) | Fort Augustus |  | 0.179 | 0.27 | 0.41 | 0.633 | 0.989 | 1.556 | 2.19 | 3.059 | 4.227 | 5.687 | 7.186 | 8.721 | 10.889 | 12.546 | 14.346 | 16.234 | 18.04 | 19.183 | 19.666 | 20.081 | 20.429 | 20.702 | 20.872 | 20.747 | 20.614 | 20.465 | 20.256 | 19.998
Hydrogen Evolution | Lct_BB003 | Number | SSEN (SHEPD) | Fort William |  | 1.241 | 1.869 | 2.845 | 4.39 | 6.853 | 10.785 | 15.181 | 21.204 | 29.298 | 39.422 | 49.812 | 60.446 | 75.475 | 86.959 | 99.438 | 112.525 | 125.043 | 132.968 | 136.316 | 139.188 | 141.604 | 143.492 | 144.671 | 143.806 | 142.885 | 141.856 | 140.406 | 138.617
Hydrogen Evolution | Lct_BB003 | Number | SSEN (SHEPD) | Fraserburgh |  | 1.559 | 2.313 | 3.369 | 4.848 | 6.916 | 9.799 | 13.793 | 19.266 | 26.62 | 35.819 | 45.259 | 54.921 | 68.576 | 79.011 | 90.349 | 102.239 | 113.614 | 120.814 | 123.856 | 126.465 | 128.66 | 130.376 | 131.447 | 130.661 | 129.824 | 128.889 | 127.572 | 125.947
Hydrogen Evolution | Lct_BB003 | Number | SSEN (SHEPD) | Glenfarclas |  | 0 | 0 | 0 | 0 | 0 | 0 | 0 | 0 | 0 | 0 | 0 | 0 | 0 | 0 | 0 | 0 | 0 | 0 | 0 | 0 | 0 | 0 | 0 | 0 | 0 | 0 | 0 | 0
Hydrogen Evolution | Lct_BB003 | Number | SSEN (SHEPD) | Grudie Bridge |  | 0.758 | 1.143 | 1.74 | 2.684 | 4.19 | 6.593 | 9.281 | 12.964 | 17.912 | 24.102 | 30.454 | 36.956 | 46.144 | 53.166 | 60.795 | 68.796 | 76.45 | 81.295 | 83.341 | 85.097 | 86.574 | 87.729 | 88.45 | 87.921 | 87.357 | 86.728 | 85.842 | 84.748
Hydrogen Evolution | Lct_BB003 | Number | SSEN (SHEPD) | Inverness |  | 4.273 | 6.439 | 9.801 | 15.121 | 23.606 | 37.15 | 52.295 | 73.044 | 100.924 | 135.8 | 171.591 | 208.223 | 259.994 | 299.555 | 342.541 | 387.622 | 430.746 | 458.046 | 469.578 | 479.47 | 487.792 | 494.298 | 498.359 | 495.379 | 492.205 | 488.661 | 483.668 | 477.505
Hydrogen Evolution | Lct_BB003 | Number | SSEN (SHEPD) | Keith |  | 2.026 | 3.052 | 4.646 | 7.168 | 11.19 | 17.61 | 24.789 | 34.625 | 47.84 | 64.372 | 81.338 | 98.703 | 123.244 | 141.996 | 162.373 | 183.743 | 204.184 | 217.125 | 222.591 | 227.281 | 231.226 | 234.31 | 236.234 | 234.822 | 233.317 | 231.637 | 229.271 | 226.349
Hydrogen Evolution | Lct_BB003 | Number | SSEN (SHEPD) | Killin |  | 3.64 | 5.394 | 7.821 | 11.172 | 15.775 | 22.054 | 31.045 | 43.363 | 59.914 | 80.618 | 101.865 | 123.612 | 154.347 | 177.832 | 203.351 | 230.114 | 255.714 | 271.921 | 278.767 | 284.639 | 289.58 | 293.442 | 295.853 | 294.084 | 292.199 | 290.096 | 287.131 | 283.473
Hydrogen Evolution | Lct_BB003 | Number | SSEN (SHEPD) | Kinlochleven |  | 0.088 | 0.133 | 0.202 | 0.311 | 0.486 | 0.765 | 1.076 | 1.503 | 2.077 | 2.795 | 3.532 | 4.286 | 5.351 | 6.165 | 7.05 | 7.978 | 8.865 | 9.427 | 9.665 | 9.868 | 10.04 | 10.173 | 10.257 | 10.196 | 10.13 | 10.057 | 9.955 | 9.828
Hydrogen Evolution | Lct_BB003 | Number | SSEN (SHEPD) | Kintore |  | 5.689 | 8.442 | 12.294 | 17.689 | 25.235 | 35.757 | 50.333 | 70.304 | 97.138 | 130.705 | 165.153 | 200.411 | 250.241 | 288.317 | 329.691 | 373.081 | 414.587 | 440.863 | 451.962 | 461.483 | 469.493 | 475.755 | 479.663 | 476.796 | 473.74 | 470.33 | 465.524 | 459.592
Hydrogen Evolution | Lct_BB003 | Number | SSEN (SHEPD) | Lairg |  | 0.118 | 0.177 | 0.264 | 0.395 | 0.593 | 0.894 | 1.259 | 1.758 | 2.429 | 3.268 | 4.13 | 5.011 | 6.257 | 7.21 | 8.244 | 9.329 | 10.367 | 11.024 | 11.302 | 11.54 | 11.74 | 11.897 | 11.994 | 11.923 | 11.846 | 11.761 | 11.641 | 11.492
Hydrogen Evolution | Lct_BB003 | Number | SSEN (SHEPD) | Lunanhead |  | 4.267 | 6.323 | 9.168 | 13.096 | 18.492 | 25.853 | 36.392 | 50.831 | 70.233 | 94.503 | 119.409 | 144.901 | 180.929 | 208.459 | 238.373 | 269.745 | 299.755 | 318.753 | 326.778 | 333.662 | 339.453 | 343.981 | 346.806 | 344.733 | 342.524 | 340.058 | 336.583 | 332.294
Hydrogen Evolution | Lct_BB003 | Number | SSEN (SHEPD) | Lyndhurst |  | 1.388 | 2.056 | 2.982 | 4.259 | 6.014 | 8.408 | 11.835 | 16.531 | 22.841 | 30.734 | 38.834 | 47.124 | 58.841 | 67.794 | 77.523 | 87.726 | 97.485 | 103.664 | 106.274 | 108.512 | 110.396 | 111.868 | 112.787 | 112.113 | 111.394 | 110.593 | 109.462 | 108.068
Hydrogen Evolution | Lct_BB003 | Number | SSEN (SHEPD) | Macduff |  | 0.833 | 1.255 | 1.911 | 2.948 | 4.603 | 7.244 | 10.196 | 14.242 | 19.678 | 26.478 | 33.456 | 40.599 | 50.693 | 58.407 | 66.788 | 75.578 | 83.986 | 89.309 | 91.558 | 93.486 | 95.109 | 96.378 | 97.169 | 96.588 | 95.969 | 95.278 | 94.305 | 93.103
Hydrogen Evolution | Lct_BB003 | Number | SSEN (SHEPD) | Milton of Craigie |  | 3.269 | 4.843 | 7.022 | 10.031 | 14.164 | 19.802 | 27.875 | 38.934 | 53.795 | 72.385 | 91.462 | 110.988 | 138.583 | 159.67 | 182.583 | 206.612 | 229.598 | 244.149 | 250.296 | 255.569 | 260.005 | 263.473 | 265.637 | 264.049 | 262.357 | 260.468 | 257.807 | 254.522
Hydrogen Evolution | Lct_BB003 | Number | SSEN (SHEPD) | Mybster |  | 0.743 | 1.111 | 1.657 | 2.479 | 3.723 | 5.616 | 7.905 | 11.041 | 15.255 | 20.527 | 25.937 | 31.474 | 39.3 | 45.28 | 51.777 | 58.592 | 65.11 | 69.237 | 70.98 | 72.475 | 73.733 | 74.717 | 75.33 | 74.88 | 74.4 | 73.864 | 73.11 | 72.178
Hydrogen Evolution | Lct_BB003 | Number | SSEN (SHEPD) | Nairn |  | 1.424 | 2.146 | 3.267 | 5.04 | 7.869 | 12.383 | 17.431 | 24.348 | 33.641 | 45.266 | 57.196 | 69.406 | 86.663 | 99.85 | 114.178 | 129.205 | 143.58 | 152.679 | 156.523 | 159.821 | 162.595 | 164.763 | 166.117 | 165.124 | 164.065 | 162.884 | 161.22 | 159.166
Hydrogen Evolution | Lct_BB003 | Number | SSEN (SHEPD) | Orrin |  | 0 | 0 | 0 | 0 | 0 | 0 | 0 | 0 | 0 | 0 | 0 | 0 | 0 | 0 | 0 | 0 | 0 | 0 | 0 | 0 | 0 | 0 | 0 | 0 | 0 | 0 | 0 | 0
Hydrogen Evolution | Lct_BB003 | Number | SSEN (SHEPD) | Persley |  | 3.746 | 5.559 | 8.096 | 11.649 | 16.618 | 23.547 | 33.146 | 46.298 | 63.969 | 86.074 | 108.759 | 131.978 | 164.792 | 189.867 | 217.113 | 245.687 | 273.02 | 290.324 | 297.633 | 303.903 | 309.178 | 313.302 | 315.875 | 313.987 | 311.975 | 309.729 | 306.564 | 302.657
Hydrogen Evolution | Lct_BB003 | Number | SSEN (SHEPD) | Peterhead Grange |  | 1.688 | 2.505 | 3.648 | 5.249 | 7.489 | 10.611 | 14.937 | 20.864 | 28.827 | 38.789 | 49.012 | 59.475 | 74.263 | 85.562 | 97.841 | 110.717 | 123.035 | 130.832 | 134.126 | 136.952 | 139.329 | 141.187 | 142.347 | 141.496 | 140.589 | 139.577 | 138.151 | 136.39
Hydrogen Evolution | Lct_BB003 | Number | SSEN (SHEPD) | Peterhead Shell |  | 0.828 | 1.229 | 1.79 | 2.575 | 3.674 | 5.205 | 7.327 | 10.234 | 14.14 | 19.027 | 24.042 | 29.174 | 36.428 | 41.971 | 47.993 | 54.31 | 60.352 | 64.177 | 65.793 | 67.179 | 68.345 | 69.256 | 69.825 | 69.408 | 68.963 | 68.466 | 67.767 | 66.903
Hydrogen Evolution | Lct_BB003 | Number | SSEN (SHEPD) | Port Ann |  | 2.353 | 3.526 | 5.287 | 7.973 | 12.104 | 18.478 | 26.011 | 36.331 | 50.197 | 67.544 | 85.346 | 103.566 | 129.316 | 148.992 | 170.373 | 192.795 | 214.244 | 227.823 | 233.558 | 238.479 | 242.618 | 245.854 | 247.873 | 246.391 | 244.812 | 243.05 | 240.566 | 237.501
Hydrogen Evolution | Lct_BB003 | Number | SSEN (SHEPD) | Quoich |  | 0.02 | 0.031 | 0.047 | 0.072 | 0.113 | 0.177 | 0.25 | 0.349 | 0.482 | 0.648 | 0.819 | 0.994 | 1.241 | 1.43 | 1.635 | 1.85 | 2.056 | 2.187 | 2.242 | 2.289 | 2.329 | 2.36 | 2.379 | 2.365 | 2.35 | 2.333 | 2.309 | 2.279
Hydrogen Evolution | Lct_BB003 | Number | SSEN (SHEPD) | Rannoch |  | 2.138 | 3.167 | 4.592 | 6.56 | 9.263 | 12.95 | 18.229 | 25.462 | 35.18 | 47.337 | 59.813 | 72.582 | 90.629 | 104.419 | 119.403 | 135.118 | 150.15 | 159.666 | 163.686 | 167.134 | 170.035 | 172.303 | 173.718 | 172.679 | 171.573 | 170.338 | 168.597 | 166.449
Hydrogen Evolution | Lct_BB003 | Number | SSEN (SHEPD) | Redmoss |  | 3.21 | 4.763 | 6.936 | 9.98 | 14.237 | 20.173 | 28.397 | 39.664 | 54.802 | 73.74 | 93.175 | 113.066 | 141.178 | 162.66 | 186.002 | 210.481 | 233.898 | 248.721 | 254.983 | 260.355 | 264.874 | 268.407 | 270.612 | 268.994 | 267.27 | 265.346 | 262.634 | 259.288
Hydrogen Evolution | Lct_BB003 | Number | SSEN (SHEPD) | Rothienorman |  | 0 | 0 | 0 | 0 | 0 | 0 | 0 | 0 | 0 | 0 | 0 | 0 | 0 | 0 | 0 | 0 | 0 | 0 | 0 | 0 | 0 | 0 | 0 | 0 | 0 | 0 | 0 | 0
Hydrogen Evolution | Lct_BB003 | Number | SSEN (SHEPD) | Shin |  | 0.124 | 0.186 | 0.277 | 0.414 | 0.623 | 0.939 | 1.322 | 1.846 | 2.551 | 3.432 | 4.337 | 5.263 | 6.571 | 7.571 | 8.658 | 9.797 | 10.887 | 11.577 | 11.869 | 12.119 | 12.329 | 12.493 | 12.596 | 12.521 | 12.44 | 12.351 | 12.225 | 12.069
Hydrogen Evolution | Lct_BB003 | Number | SSEN (SHEPD) | Sloy |  | 0.396 | 0.593 | 0.889 | 1.341 | 2.036 | 3.108 | 4.376 | 6.112 | 8.444 | 11.362 | 14.357 | 17.422 | 21.754 | 25.064 | 28.661 | 32.433 | 36.041 | 38.325 | 39.29 | 40.117 | 40.814 | 41.358 | 41.698 | 41.449 | 41.183 | 40.887 | 40.469 | 39.953
Hydrogen Evolution | Lct_BB003 | Number | SSEN (SHEPD) | St Fergus Gas Terminal |  | 0.357 | 0.53 | 0.772 | 1.112 | 1.586 | 2.247 | 3.163 | 4.418 | 6.104 | 8.213 | 10.378 | 12.593 | 15.724 | 18.117 | 20.717 | 23.443 | 26.051 | 27.703 | 28.4 | 28.998 | 29.502 | 29.895 | 30.141 | 29.96 | 29.768 | 29.554 | 29.252 | 28.879
Hydrogen Evolution | Lct_BB003 | Number | SSEN (SHEPD) | Strichen |  | 1.319 | 1.957 | 2.85 | 4.101 | 5.85 | 8.289 | 11.668 | 16.297 | 22.518 | 30.299 | 38.285 | 46.458 | 58.009 | 66.835 | 76.426 | 86.485 | 96.106 | 102.197 | 104.77 | 106.977 | 108.834 | 110.286 | 111.192 | 110.527 | 109.819 | 109.028 | 107.914 | 106.539
Hydrogen Evolution | Lct_BB003 | Number | SSEN (SHEPD) | Tarland |  | 1.609 | 2.388 | 3.478 | 5.004 | 7.139 | 10.115 | 14.239 | 19.888 | 27.479 | 36.975 | 46.72 | 56.693 | 70.789 | 81.561 | 93.265 | 105.539 | 117.281 | 124.714 | 127.853 | 130.547 | 132.813 | 134.584 | 135.69 | 134.879 | 134.014 | 133.049 | 131.69 | 130.012
Hydrogen Evolution | Lct_BB003 | Number | SSEN (SHEPD) | Taynuilt |  | 3.888 | 5.827 | 8.737 | 13.176 | 20.003 | 30.537 | 42.985 | 60.041 | 82.957 | 111.624 | 141.043 | 171.153 | 213.708 | 246.226 | 281.56 | 318.615 | 354.062 | 376.502 | 385.981 | 394.112 | 400.952 | 406.3 | 409.638 | 407.189 | 404.579 | 401.667 | 397.562 | 392.496
Hydrogen Evolution | Lct_BB003 | Number | SSEN (SHEPD) | Thurso |  | 3.384 | 5.062 | 7.55 | 11.29 | 16.958 | 25.578 | 36.005 | 50.291 | 69.486 | 93.499 | 118.141 | 143.362 | 179.007 | 206.245 | 235.841 | 266.88 | 296.571 | 315.367 | 323.306 | 330.117 | 335.847 | 340.327 | 343.122 | 341.071 | 338.885 | 336.446 | 333.008 | 328.764
Hydrogen Evolution | Lct_BB003 | Number | SSEN (SHEPD) | Tummel Bridge |  | 4.325 | 6.409 | 9.293 | 13.274 | 18.743 | 26.205 | 36.887 | 51.523 | 71.188 | 95.789 | 121.034 | 146.873 | 183.391 | 211.296 | 241.617 | 273.416 | 303.834 | 323.09 | 331.224 | 338.202 | 344.072 | 348.661 | 351.525 | 349.424 | 347.185 | 344.685 | 341.163 | 336.816
Hydrogen Evolution | Lct_BB003 | Number | SSEN (SHEPD) | Willowdale |  | 1.72 | 2.553 | 3.717 | 5.349 | 7.631 | 10.812 | 15.22 | 21.259 | 29.373 | 39.523 | 49.939 | 60.6 | 75.668 | 87.182 | 99.692 | 112.812 | 125.363 | 133.308 | 136.664 | 139.544 | 141.966 | 143.859 | 145.041 | 144.174 | 143.25 | 142.218 | 140.765 | 138.972
Hydrogen Evolution | Lct_BB003 | Number | SSEN (SHEPD) | Woodhill |  | 3.703 | 5.494 | 8.001 | 11.512 | 16.424 | 23.271 | 32.758 | 45.755 | 63.219 | 85.066 | 107.485 | 130.432 | 162.862 | 187.643 | 214.57 | 242.809 | 269.822 | 286.923 | 294.147 | 300.343 | 305.557 | 309.632 | 312.175 | 310.309 | 308.321 | 306.101 | 302.973 | 299.112
Hydrogen Evolution | Lct_BB003 | Number | SSEN South | Acton Lane 66kV |  | 2.285 | 3.3 | 4.406 | 5.385 | 5.775 | 4.712 | 6.632 | 9.264 | 12.799 | 17.223 | 21.762 | 26.407 | 32.973 | 37.99 | 43.442 | 49.159 | 54.628 | 58.091 | 59.553 | 60.808 | 61.863 | 62.688 | 63.203 | 62.825 | 62.423 | 61.973 | 61.34 | 60.558
Hydrogen Evolution | Lct_BB003 | Number | SSEN South | Axminster_H |  | 9.445 | 14.064 | 20.693 | 30.286 | 44.227 | 64.523 | 90.826 | 126.863 | 175.284 | 235.857 | 298.018 | 361.641 | 451.558 | 520.266 | 594.925 | 673.222 | 748.119 | 795.533 | 815.562 | 832.743 | 847.197 | 858.497 | 865.549 | 860.374 | 854.861 | 848.706 | 840.034 | 829.33
Hydrogen Evolution | Lct_BB003 | Number | SSEN South | Botley Wood |  | 10.258 | 15.271 | 22.447 | 32.8 | 47.796 | 69.547 | 97.898 | 136.742 | 188.933 | 254.222 | 321.224 | 389.801 | 486.719 | 560.778 | 641.25 | 725.644 | 806.373 | 857.479 | 879.067 | 897.586 | 913.166 | 925.345 | 932.946 | 927.369 | 921.426 | 914.792 | 905.445 | 893.907
Hydrogen Evolution | Lct_BB003 | Number | SSEN South | Bramley |  | 103.453 | 152.114 | 215.374 | 295.19 | 391.765 | 501.656 | 706.163 | 986.349 | 1362.817 | 1833.763 | 2317.061 | 2811.719 | 3510.815 | 4045.018 | 4625.481 | 5234.232 | 5816.549 | 6185.189 | 6340.911 | 6474.493 | 6586.871 | 6674.724 | 6729.552 | 6689.319 | 6646.453 | 6598.603 | 6531.176 | 6447.953
Hydrogen Evolution | Lct_BB003 | Number | SSEN South | Chickerell |  | 7.302 | 10.874 | 15.999 | 23.416 | 34.195 | 49.887 | 70.223 | 98.086 | 135.523 | 182.356 | 230.417 | 279.608 | 349.128 | 402.251 | 459.975 | 520.511 | 578.419 | 615.078 | 630.563 | 643.847 | 655.023 | 663.759 | 669.211 | 665.21 | 660.948 | 656.189 | 649.484 | 641.208
Hydrogen Evolution | Lct_BB003 | Number | SSEN South | Cowley |  | 61.816 | 90.666 | 127.372 | 172.109 | 223.249 | 275.76 | 388.177 | 542.195 | 749.139 | 1008.018 | 1273.686 | 1545.6 | 1929.892 | 2223.543 | 2542.623 | 2877.253 | 3197.353 | 3399.994 | 3485.594 | 3559.023 | 3620.798 | 3669.09 | 3699.23 | 3677.113 | 3653.55 | 3627.247 | 3590.183 | 3544.435
Hydrogen Evolution | Lct_BB003 | Number | SSEN South | Ealing |  | 19.798 | 28.589 | 38.179 | 46.657 | 50.039 | 40.823 | 57.465 | 80.265 | 110.901 | 149.225 | 188.553 | 228.807 | 285.697 | 329.168 | 376.404 | 425.942 | 473.328 | 503.327 | 515.999 | 526.869 | 536.014 | 543.163 | 547.625 | 544.351 | 540.863 | 536.969 | 531.482 | 524.709
Hydrogen Evolution | Lct_BB003 | Number | SSEN South | Fawley |  | 13.238 | 19.706 | 28.967 | 42.328 | 61.679 | 89.747 | 126.334 | 176.46 | 243.81 | 328.064 | 414.526 | 503.022 | 628.091 | 723.661 | 827.507 | 936.414 | 1040.592 | 1106.542 | 1134.401 | 1158.299 | 1178.404 | 1194.121 | 1203.93 | 1196.732 | 1189.063 | 1180.503 | 1168.44 | 1153.551
Hydrogen Evolution | Lct_BB003 | Number | SSEN South | Fleet |  | 103.453 | 152.114 | 215.374 | 295.19 | 391.765 | 501.656 | 706.163 | 986.349 | 1362.817 | 1833.763 | 2317.061 | 2811.719 | 3510.815 | 4045.018 | 4625.481 | 5234.232 | 5816.549 | 6185.189 | 6340.911 | 6474.493 | 6586.871 | 6674.724 | 6729.552 | 6689.319 | 6646.453 | 6598.603 | 6531.176 | 6447.953
Hydrogen Evolution | Lct_BB003 | Number | SSEN South | Iver 132kV |  | 22.692 | 33.082 | 45.585 | 59.385 | 72.331 | 79.935 | 112.522 | 157.167 | 217.154 | 292.196 | 369.206 | 448.026 | 559.421 | 644.543 | 737.035 | 834.035 | 926.823 | 985.562 | 1010.376 | 1031.661 | 1049.567 | 1063.566 | 1072.303 | 1065.892 | 1059.061 | 1051.437 | 1040.693 | 1027.432
Hydrogen Evolution | Lct_BB003 | Number | SSEN South | Iver 66kV |  | 22.692 | 33.082 | 45.585 | 59.385 | 72.331 | 79.935 | 112.522 | 157.167 | 217.154 | 292.196 | 369.206 | 448.026 | 559.421 | 644.543 | 737.035 | 834.035 | 926.823 | 985.562 | 1010.376 | 1031.661 | 1049.567 | 1063.566 | 1072.303 | 1065.892 | 1059.061 | 1051.437 | 1040.693 | 1027.432
Hydrogen Evolution | Lct_BB003 | Number | SSEN South | Laleham |  | 17.777 | 25.915 | 35.71 | 46.52 | 56.662 | 62.619 | 88.147 | 123.121 | 170.113 | 228.899 | 289.226 | 350.972 | 438.236 | 504.918 | 577.374 | 653.361 | 726.048 | 772.063 | 791.501 | 808.176 | 822.203 | 833.169 | 840.013 | 834.991 | 829.64 | 823.668 | 815.251 | 804.863
Hydrogen Evolution | Lct_BB003 | Number | SSEN South | Lovedean |  | 41.709 | 62.089 | 91.267 | 133.363 | 194.332 | 282.769 | 398.044 | 555.977 | 768.181 | 1033.64 | 1306.06 | 1584.885 | 1978.945 | 2280.061 | 2607.25 | 2950.386 | 3278.622 | 3486.413 | 3574.189 | 3649.485 | 3712.83 | 3762.35 | 3793.255 | 3770.577 | 3746.414 | 3719.443 | 3681.436 | 3634.526
Hydrogen Evolution | Lct_BB003 | Number | SSEN South | Mannington |  | 65.216 | 97.115 | 142.891 | 209.132 | 305.394 | 445.537 | 627.166 | 876.009 | 1210.361 | 1628.624 | 2057.856 | 2497.178 | 3118.068 | 3592.511 | 4108.038 | 4648.69 | 5165.865 | 5493.265 | 5631.567 | 5750.205 | 5850.012 | 5928.037 | 5976.732 | 5940.999 | 5902.928 | 5860.432 | 5800.548 | 5726.634
Hydrogen Evolution | Lct_BB003 | Number | SSEN South | Melksham |  | 43.959 | 65.152 | 94.523 | 135.161 | 191.134 | 267.747 | 376.898 | 526.44 | 727.37 | 978.727 | 1236.675 | 1500.687 | 1873.813 | 2158.931 | 2468.738 | 2793.644 | 3104.442 | 3301.195 | 3384.308 | 3455.604 | 3515.583 | 3562.472 | 3591.736 | 3570.262 | 3547.383 | 3521.845 | 3485.857 | 3441.439
Hydrogen Evolution | Lct_BB003 | Number | SSEN South | Minety |  | 36.552 | 54.174 | 78.596 | 112.387 | 158.929 | 222.632 | 313.392 | 437.737 | 604.811 | 813.815 | 1028.3 | 1247.827 | 1558.082 | 1795.159 | 2052.765 | 2322.926 | 2581.355 | 2744.956 | 2814.064 | 2873.347 | 2923.22 | 2962.209 | 2986.542 | 2968.686 | 2949.662 | 2928.427 | 2898.503 | 2861.569
Hydrogen Evolution | Lct_BB003 | Number | SSEN South | North Hyde |  | 12.451 | 18.151 | 25.011 | 32.583 | 39.686 | 43.858 | 61.738 | 86.234 | 119.147 | 160.32 | 202.574 | 245.82 | 306.94 | 353.644 | 404.392 | 457.613 | 508.523 | 540.752 | 554.367 | 566.045 | 575.87 | 583.551 | 588.344 | 584.827 | 581.079 | 576.896 | 571.001 | 563.725
Hydrogen Evolution | Lct_BB003 | Number | SSEN South | Nursling |  | 32.173 | 47.893 | 70.399 | 102.87 | 149.9 | 218.116 | 307.034 | 428.856 | 592.541 | 797.305 | 1007.438 | 1222.512 | 1526.473 | 1758.74 | 2011.12 | 2275.8 | 2528.987 | 2689.268 | 2756.975 | 2815.055 | 2863.916 | 2902.114 | 2925.953 | 2908.46 | 2889.822 | 2869.017 | 2839.701 | 2803.516
Hydrogen Evolution | Lct_BB003 | Number | UKPN Eastern | Amersham Main |  | 11.733 | 17.105 | 23.57 | 30.705 | 37.399 | 41.331 | 58.18 | 81.265 | 112.282 | 151.082 | 190.901 | 231.656 | 289.254 | 333.266 | 381.09 | 431.245 | 479.221 | 509.593 | 522.423 | 533.429 | 542.688 | 549.926 | 554.443 | 551.128 | 547.597 | 543.654 | 538.099 | 531.242
Hydrogen Evolution | Lct_BB003 | Number | UKPN Eastern | Braintree |  | 13.966 | 20.711 | 30.098 | 43.161 | 61.282 | 86.301 | 121.482 | 169.683 | 234.447 | 315.465 | 398.607 | 483.704 | 603.97 | 695.87 | 795.727 | 900.451 | 1000.628 | 1064.046 | 1090.835 | 1113.815 | 1133.148 | 1148.261 | 1157.693 | 1150.772 | 1143.397 | 1135.166 | 1123.566 | 1109.249
Hydrogen Evolution | Lct_BB003 | Number | UKPN Eastern | Bramford |  | 32.219 | 48.228 | 72.05 | 108.036 | 162.839 | 246.589 | 347.115 | 484.84 | 669.893 | 901.387 | 1138.952 | 1382.102 | 1725.742 | 1988.33 | 2273.657 | 2572.889 | 2859.127 | 3040.332 | 3116.877 | 3182.539 | 3237.779 | 3280.963 | 3307.914 | 3288.137 | 3267.066 | 3243.546 | 3210.402 | 3169.494
Hydrogen Evolution | Lct_BB003 | Number | UKPN Eastern | Brimsdown |  | 50.826 | 74.082 | 102.025 | 132.766 | 161.39 | 177.676 | 250.109 | 349.345 | 482.682 | 649.482 | 820.656 | 995.854 | 1243.459 | 1432.663 | 1638.251 | 1853.859 | 2060.104 | 2190.668 | 2245.822 | 2293.134 | 2332.936 | 2364.052 | 2383.471 | 2369.221 | 2354.039 | 2337.091 | 2313.21 | 2283.734
Hydrogen Evolution | Lct_BB003 | Number | UKPN Eastern | Burwell Main |  | 22.881 | 33.703 | 47.983 | 66.415 | 89.505 | 117.275 | 165.083 | 230.584 | 318.593 | 428.688 | 541.671 | 657.31 | 820.742 | 945.625 | 1081.323 | 1223.634 | 1359.765 | 1445.944 | 1482.348 | 1513.576 | 1539.847 | 1560.385 | 1573.203 | 1563.797 | 1553.776 | 1542.59 | 1526.827 | 1507.372
Hydrogen Evolution | Lct_BB003 | Number | UKPN Eastern | Clacton |  | 32.219 | 48.228 | 72.05 | 108.036 | 162.839 | 246.589 | 347.115 | 484.84 | 669.893 | 901.387 | 1138.952 | 1382.102 | 1725.742 | 1988.33 | 2273.657 | 2572.889 | 2859.127 | 3040.332 | 3116.877 | 3182.539 | 3237.779 | 3280.963 | 3307.914 | 3288.137 | 3267.066 | 3243.546 | 3210.402 | 3169.494
Hydrogen Evolution | Lct_BB003 | Number | UKPN Eastern | Eaton Socon |  | 28.895 | 42.571 | 60.649 | 84.045 | 113.47 | 149.072 | 209.844 | 293.104 | 404.975 | 544.922 | 688.539 | 835.532 | 1043.276 | 1202.02 | 1374.51 | 1555.407 | 1728.449 | 1837.994 | 1884.268 | 1923.964 | 1957.358 | 1983.465 | 1999.757 | 1987.802 | 1975.063 | 1960.845 | 1940.808 | 1916.077
Hydrogen Evolution | Lct_BB003 | Number | UKPN Eastern | Elstree |  | 50.08 | 73.009 | 100.602 | 131.058 | 159.628 | 176.411 | 248.327 | 346.856 | 479.244 | 644.855 | 814.81 | 988.76 | 1234.601 | 1422.457 | 1626.581 | 1840.652 | 2045.428 | 2175.063 | 2229.823 | 2276.798 | 2316.317 | 2347.211 | 2366.492 | 2352.343 | 2337.269 | 2320.443 | 2296.731 | 2267.465
Hydrogen Evolution | Lct_BB003 | Number | UKPN Eastern | Loudwater |  | 5.343 | 7.789 | 10.733 | 13.982 | 17.03 | 18.821 | 26.493 | 37.005 | 51.129 | 68.797 | 86.929 | 105.487 | 131.715 | 151.757 | 173.534 | 196.373 | 218.22 | 232.05 | 237.892 | 242.904 | 247.12 | 250.416 | 252.473 | 250.964 | 249.355 | 247.56 | 245.031 | 241.908
Hydrogen Evolution | Lct_BB003 | Number | UKPN Eastern | Mill Hill |  | 44.018 | 64.171 | 88.424 | 115.192 | 140.305 | 155.055 | 218.266 | 304.868 | 421.229 | 566.792 | 716.173 | 869.066 | 1085.147 | 1250.263 | 1429.676 | 1617.833 | 1797.82 | 1911.762 | 1959.893 | 2001.182 | 2035.916 | 2063.071 | 2080.017 | 2067.582 | 2054.332 | 2039.543 | 2018.702 | 1992.979
Hydrogen Evolution | Lct_BB003 | Number | UKPN Eastern | Norwich Main |  | 14.506 | 21.847 | 33.218 | 51.161 | 79.702 | 125.155 | 176.176 | 246.078 | 340 | 457.494 | 578.068 | 701.478 | 875.89 | 1009.165 | 1153.981 | 1305.854 | 1451.133 | 1543.103 | 1581.953 | 1615.279 | 1643.316 | 1665.233 | 1678.912 | 1668.875 | 1658.18 | 1646.243 | 1629.421 | 1608.658
Hydrogen Evolution | Lct_BB003 | Number | UKPN Eastern | Pelham |  | 47.042 | 69.408 | 99.326 | 138.73 | 189.556 | 253.368 | 356.657 | 498.169 | 688.308 | 926.166 | 1170.262 | 1420.096 | 1773.183 | 2042.989 | 2336.159 | 2643.617 | 2937.724 | 3123.911 | 3202.56 | 3270.027 | 3326.785 | 3371.157 | 3398.848 | 3378.528 | 3356.878 | 3332.711 | 3298.656 | 3256.623
Hydrogen Evolution | Lct_BB003 | Number | UKPN Eastern | Rayleigh |  | 47.051 | 69.947 | 102.405 | 148.66 | 214.7 | 308.98 | 434.94 | 607.512 | 839.386 | 1129.451 | 1427.123 | 1731.794 | 2162.38 | 2491.407 | 2848.925 | 3223.867 | 3582.528 | 3809.58 | 3905.492 | 3987.768 | 4056.984 | 4111.094 | 4144.864 | 4120.084 | 4093.682 | 4064.21 | 4022.681 | 3971.422
Hydrogen Evolution | Lct_BB003 | Number | UKPN Eastern | Rye House |  | 36.382 | 53.498 | 75.759 | 103.866 | 137.912 | 176.725 | 248.769 | 347.474 | 480.097 | 646.003 | 816.261 | 990.521 | 1236.8 | 1424.991 | 1629.478 | 1843.931 | 2049.071 | 2178.937 | 2233.795 | 2280.853 | 2320.442 | 2351.391 | 2370.707 | 2356.533 | 2341.432 | 2324.575 | 2300.822 | 2271.504
Hydrogen Evolution | Lct_BB003 | Number | UKPN Eastern | Sheringham Shoal |  | 14.506 | 21.847 | 33.218 | 51.161 | 79.702 | 125.155 | 176.176 | 246.078 | 340 | 457.494 | 578.068 | 701.478 | 875.89 | 1009.165 | 1153.981 | 1305.854 | 1451.133 | 1543.103 | 1581.953 | 1615.279 | 1643.316 | 1665.233 | 1678.912 | 1668.875 | 1658.18 | 1646.243 | 1629.421 | 1608.658
Hydrogen Evolution | Lct_BB003 | Number | UKPN Eastern | Sundon |  | 75.529 | 111.09 | 157.442 | 216.164 | 287.671 | 369.901 | 520.696 | 727.294 | 1004.886 | 1352.143 | 1708.507 | 2073.249 | 2588.734 | 2982.634 | 3410.643 | 3859.512 | 4288.889 | 4560.709 | 4675.532 | 4774.03 | 4856.893 | 4921.673 | 4962.101 | 4932.434 | 4900.826 | 4865.544 | 4815.826 | 4754.461
Hydrogen Evolution | Lct_BB003 | Number | UKPN Eastern | Tilbury |  | 15.02 | 22.231 | 32.116 | 45.597 | 63.822 | 88.197 | 124.152 | 173.412 | 239.599 | 322.397 | 407.367 | 494.334 | 617.243 | 711.162 | 813.214 | 920.24 | 1022.618 | 1087.429 | 1114.807 | 1138.292 | 1158.05 | 1173.496 | 1183.135 | 1176.061 | 1168.525 | 1160.113 | 1148.258 | 1133.626
Hydrogen Evolution | Lct_BB003 | Number | UKPN Eastern | Tottenham |  | 36.992 | 53.895 | 74.118 | 96.187 | 116.342 | 126.838 | 178.546 | 249.388 | 344.574 | 463.648 | 585.844 | 710.913 | 887.672 | 1022.74 | 1169.504 | 1323.42 | 1470.653 | 1563.86 | 1603.232 | 1637.007 | 1665.421 | 1687.633 | 1701.496 | 1691.323 | 1680.485 | 1668.387 | 1651.339 | 1630.297
Hydrogen Evolution | Lct_BB003 | Number | UKPN Eastern | Walpole (_A) |  | 48.647 | 72.806 | 108.717 | 162.892 | 245.282 | 371.022 | 522.275 | 729.499 | 1007.933 | 1356.242 | 1713.687 | 2079.534 | 2596.582 | 2991.676 | 3420.983 | 3871.212 | 4301.891 | 4574.535 | 4689.706 | 4788.503 | 4871.617 | 4936.593 | 4977.144 | 4947.387 | 4915.684 | 4880.295 | 4830.426 | 4768.874
Hydrogen Evolution | Lct_BB003 | Number | UKPN Eastern | Warley |  | 25.714 | 37.871 | 53.891 | 74.532 | 100.318 | 131.199 | 184.685 | 257.962 | 356.421 | 479.589 | 605.987 | 735.356 | 918.192 | 1057.904 | 1209.714 | 1368.922 | 1521.217 | 1617.628 | 1658.354 | 1693.29 | 1722.681 | 1745.657 | 1759.997 | 1749.474 | 1738.264 | 1725.749 | 1708.115 | 1686.349
Hydrogen Evolution | Lct_BB003 | Number | UKPN Eastern | Watford South |  | 33.158 | 48.339 | 66.609 | 86.773 | 105.69 | 116.802 | 164.418 | 229.654 | 317.308 | 426.959 | 539.487 | 654.659 | 817.432 | 941.811 | 1076.962 | 1218.699 | 1354.281 | 1440.112 | 1476.37 | 1507.472 | 1533.637 | 1554.092 | 1566.858 | 1557.49 | 1547.51 | 1536.369 | 1520.67 | 1501.292
Hydrogen Evolution | Lct_BB003 | Number | UKPN Eastern | West Thurrock |  | 0.525 | 0.765 | 1.052 | 1.366 | 1.652 | 1.801 | 2.535 | 3.541 | 4.893 | 6.584 | 8.319 | 10.095 | 12.605 | 14.523 | 16.607 | 18.793 | 20.883 | 22.207 | 22.766 | 23.245 | 23.649 | 23.964 | 24.161 | 24.017 | 23.863 | 23.691 | 23.449 | 23.15
Hydrogen Evolution | Lct_BB003 | Number | UKPN Eastern | Wymondley |  | 46.82 | 69.081 | 98.857 | 138.076 | 188.662 | 252.173 | 354.975 | 495.819 | 685.061 | 921.797 | 1164.741 | 1413.396 | 1764.818 | 2033.352 | 2325.139 | 2631.146 | 2923.866 | 3109.174 | 3187.452 | 3254.601 | 3311.091 | 3355.253 | 3382.814 | 3362.59 | 3341.042 | 3316.989 | 3283.095 | 3241.26
Hydrogen Evolution | Lct_BB003 | Number | UKPN London | Acton Lane 22kV |  | 4.036 | 5.828 | 7.783 | 9.511 | 10.2 | 8.322 | 11.714 | 16.362 | 22.607 | 30.42 | 38.437 | 46.643 | 58.24 | 67.101 | 76.73 | 86.829 | 96.489 | 102.604 | 105.187 | 107.403 | 109.267 | 110.724 | 111.634 | 110.967 | 110.255 | 109.462 | 108.343 | 106.963
Hydrogen Evolution | Lct_BB003 | Number | UKPN London | Barking |  | 14.544 | 21.19 | 29.141 | 37.818 | 45.743 | 49.869 | 70.199 | 98.053 | 135.477 | 182.294 | 230.338 | 279.512 | 349.009 | 402.114 | 459.817 | 520.333 | 578.221 | 614.867 | 630.348 | 643.627 | 654.798 | 663.532 | 668.982 | 664.983 | 660.721 | 655.965 | 649.262 | 640.989
Hydrogen Evolution | Lct_BB003 | Number | UKPN London | Barking West |  | 14.544 | 21.19 | 29.141 | 37.818 | 45.743 | 49.869 | 70.199 | 98.053 | 135.477 | 182.294 | 230.338 | 279.512 | 349.009 | 402.114 | 459.817 | 520.333 | 578.221 | 614.867 | 630.348 | 643.627 | 654.798 | 663.532 | 668.982 | 664.983 | 660.721 | 655.965 | 649.262 | 640.989
Hydrogen Evolution | Lct_BB003 | Number | UKPN London | Beddington (_C) |  | 18.837 | 27.471 | 37.899 | 49.487 | 60.528 | 67.432 | 94.922 | 132.585 | 183.189 | 246.494 | 311.459 | 377.95 | 471.923 | 543.73 | 621.756 | 703.584 | 781.859 | 831.411 | 852.343 | 870.299 | 885.405 | 897.214 | 904.584 | 899.176 | 893.414 | 886.982 | 877.919 | 866.732
Hydrogen Evolution | Lct_BB003 | Number | UKPN London | Canal Bank |  | 3.647 | 5.266 | 7.032 | 8.593 | 9.216 | 7.519 | 10.584 | 14.784 | 20.426 | 27.485 | 34.729 | 42.143 | 52.621 | 60.627 | 69.328 | 78.452 | 87.179 | 92.705 | 95.039 | 97.041 | 98.725 | 100.042 | 100.864 | 100.261 | 99.618 | 98.901 | 97.89 | 96.643
Hydrogen Evolution | Lct_BB003 | Number | UKPN London | City Road |  | 29.034 | 41.925 | 55.988 | 68.421 | 73.38 | 59.865 | 84.27 | 117.707 | 162.633 | 218.833 | 276.508 | 335.538 | 418.965 | 482.715 | 551.985 | 624.63 | 694.122 | 738.114 | 756.697 | 772.638 | 786.048 | 796.532 | 803.075 | 798.274 | 793.159 | 787.449 | 779.402 | 769.471
Hydrogen Evolution | Lct_BB003 | Number | UKPN London | Greenford |  | 3.493 | 5.044 | 6.736 | 8.232 | 8.828 | 7.202 | 10.139 | 14.161 | 19.567 | 26.328 | 33.267 | 40.369 | 50.406 | 58.076 | 66.41 | 75.15 | 83.511 | 88.803 | 91.039 | 92.957 | 94.57 | 95.832 | 96.619 | 96.041 | 95.426 | 94.739 | 93.771 | 92.576
Hydrogen Evolution | Lct_BB003 | Number | UKPN London | Hackney 132kV |  | 13.347 | 19.445 | 26.742 | 34.704 | 41.976 | 45.763 | 64.419 | 89.979 | 124.321 | 167.283 | 211.371 | 256.496 | 320.27 | 369.002 | 421.955 | 477.487 | 530.608 | 564.237 | 578.443 | 590.629 | 600.88 | 608.895 | 613.896 | 610.226 | 606.316 | 601.951 | 595.8 | 588.208
Hydrogen Evolution | Lct_BB003 | Number | UKPN London | Hackney 66kV |  | 13.347 | 19.445 | 26.742 | 34.704 | 41.976 | 45.763 | 64.419 | 89.979 | 124.321 | 167.283 | 211.371 | 256.496 | 320.27 | 369.002 | 421.955 | 477.487 | 530.608 | 564.237 | 578.443 | 590.629 | 600.88 | 608.895 | 613.896 | 610.226 | 606.316 | 601.951 | 595.8 | 588.208
Hydrogen Evolution | Lct_BB003 | Number | UKPN London | Hurst |  | 26.834 | 39.134 | 53.99 | 70.498 | 86.228 | 96.063 | 135.225 | 188.878 | 260.969 | 351.152 | 443.7 | 538.423 | 672.295 | 774.59 | 885.745 | 1002.316 | 1113.825 | 1184.417 | 1214.237 | 1239.816 | 1261.336 | 1278.159 | 1288.659 | 1280.954 | 1272.746 | 1263.583 | 1250.671 | 1234.734
Hydrogen Evolution | Lct_BB003 | Number | UKPN London | Islington |  | 11.767 | 16.992 | 22.691 | 27.73 | 29.74 | 24.263 | 34.154 | 47.705 | 65.913 | 88.69 | 112.065 | 135.99 | 169.802 | 195.638 | 223.713 | 253.155 | 281.319 | 299.148 | 306.68 | 313.141 | 318.576 | 322.825 | 325.477 | 323.531 | 321.457 | 319.143 | 315.882 | 311.857
Hydrogen Evolution | Lct_BB003 | Number | UKPN London | Littlebrook (_C) |  | 12.016 | 17.524 | 24.177 | 31.569 | 38.613 | 43.017 | 60.554 | 84.58 | 116.862 | 157.246 | 198.689 | 241.106 | 301.054 | 346.862 | 396.637 | 448.838 | 498.772 | 530.383 | 543.736 | 555.19 | 564.827 | 572.36 | 577.062 | 573.612 | 569.936 | 565.833 | 560.051 | 552.915
Hydrogen Evolution | Lct_BB003 | Number | UKPN London | Lodge Road |  | 25.312 | 36.551 | 48.812 | 59.651 | 63.975 | 52.192 | 73.469 | 102.62 | 141.787 | 190.784 | 241.066 | 292.531 | 365.264 | 420.843 | 481.234 | 544.568 | 605.152 | 643.505 | 659.707 | 673.605 | 685.296 | 694.437 | 700.141 | 695.955 | 691.495 | 686.517 | 679.502 | 670.843
Hydrogen Evolution | Lct_BB003 | Number | UKPN London | New Cross |  | 27.967 | 40.532 | 54.787 | 68.676 | 77.702 | 73.195 | 103.033 | 143.914 | 198.843 | 267.557 | 338.073 | 410.246 | 512.249 | 590.192 | 674.885 | 763.705 | 848.669 | 902.455 | 925.176 | 944.666 | 961.063 | 973.881 | 981.881 | 976.011 | 969.756 | 962.775 | 952.937 | 940.794
Hydrogen Evolution | Lct_BB003 | Number | UKPN London | Perivale |  | 2.539 | 3.666 | 4.896 | 5.983 | 6.417 | 5.235 | 7.369 | 10.293 | 14.222 | 19.136 | 24.18 | 29.342 | 36.637 | 42.212 | 48.269 | 54.622 | 60.699 | 64.546 | 66.171 | 67.565 | 68.737 | 69.654 | 70.226 | 69.806 | 69.359 | 68.86 | 68.156 | 67.288
Hydrogen Evolution | Lct_BB003 | Number | UKPN London | Redbridge |  | 14.644 | 21.336 | 29.342 | 38.078 | 46.057 | 50.212 | 70.682 | 98.726 | 136.408 | 183.546 | 231.921 | 281.432 | 351.407 | 404.877 | 462.977 | 523.908 | 582.194 | 619.092 | 634.678 | 648.049 | 659.297 | 668.091 | 673.579 | 669.552 | 665.261 | 660.472 | 653.723 | 645.393
Hydrogen Evolution | Lct_BB003 | Number | UKPN London | St John's Wood |  | 26.772 | 38.659 | 51.626 | 63.09 | 67.663 | 55.201 | 77.705 | 108.536 | 149.962 | 201.784 | 254.965 | 309.396 | 386.324 | 445.106 | 508.979 | 575.965 | 640.042 | 680.607 | 697.742 | 712.441 | 724.807 | 734.474 | 740.508 | 736.08 | 731.364 | 726.098 | 718.679 | 709.521
Hydrogen Evolution | Lct_BB003 | Number | UKPN London | Wesley Avenue (Willesden) |  | 0.64 | 0.925 | 1.235 | 1.509 | 1.619 | 1.321 | 1.859 | 2.597 | 3.588 | 4.827 | 6.1 | 7.402 | 9.242 | 10.648 | 12.176 | 13.779 | 15.312 | 16.282 | 16.692 | 17.044 | 17.34 | 17.571 | 17.715 | 17.609 | 17.496 | 17.371 | 17.193 | 16.974
Hydrogen Evolution | Lct_BB003 | Number | UKPN London | West Ham |  | 19.013 | 27.702 | 38.096 | 49.44 | 59.799 | 65.194 | 91.771 | 128.184 | 177.108 | 238.312 | 301.12 | 365.405 | 456.257 | 525.681 | 601.117 | 680.229 | 755.905 | 803.813 | 824.05 | 841.41 | 856.014 | 867.432 | 874.557 | 869.328 | 863.758 | 857.539 | 848.777 | 837.961
Hydrogen Evolution | Lct_BB003 | Number | UKPN London | Willesden 132kV |  | 21.058 | 30.409 | 40.609 | 49.626 | 53.223 | 43.421 | 61.122 | 85.374 | 117.959 | 158.722 | 200.554 | 243.37 | 303.88 | 350.119 | 400.361 | 453.052 | 503.454 | 535.362 | 548.841 | 560.403 | 570.13 | 577.734 | 582.48 | 578.998 | 575.287 | 571.146 | 565.309 | 558.106
Hydrogen Evolution | Lct_BB003 | Number | UKPN London | Willesden 66kV |  | 5.681 | 8.204 | 10.956 | 13.389 | 14.359 | 11.714 | 16.49 | 23.033 | 31.824 | 42.821 | 54.107 | 65.658 | 81.983 | 94.457 | 108.012 | 122.227 | 135.825 | 144.433 | 148.07 | 151.189 | 153.813 | 155.865 | 157.145 | 156.205 | 155.204 | 154.087 | 152.513 | 150.569
Hydrogen Evolution | Lct_BB003 | Number | UKPN London | Wimbledon North |  | 40.377 | 58.517 | 79.097 | 99.149 | 112.18 | 105.673 | 148.752 | 207.773 | 287.075 | 386.279 | 488.084 | 592.283 | 739.546 | 852.075 | 974.348 | 1102.58 | 1225.245 | 1302.898 | 1335.7 | 1363.839 | 1387.511 | 1406.017 | 1417.567 | 1409.092 | 1400.062 | 1389.983 | 1375.779 | 1358.248
Hydrogen Evolution | Lct_BB003 | Number | UKPN London | Wimbledon South |  | 40.377 | 58.517 | 79.097 | 99.149 | 112.18 | 105.673 | 148.752 | 207.773 | 287.075 | 386.279 | 488.084 | 592.283 | 739.546 | 852.075 | 974.348 | 1102.58 | 1225.245 | 1302.898 | 1335.7 | 1363.839 | 1387.511 | 1406.017 | 1417.567 | 1409.092 | 1400.062 | 1389.983 | 1375.779 | 1358.248
Hydrogen Evolution | Lct_BB003 | Number | UKPN South East | Beddington (_J) |  | 70.094 | 102.222 | 141.026 | 184.147 | 225.235 | 250.926 | 353.22 | 493.368 | 681.675 | 917.24 | 1158.984 | 1406.41 | 1756.095 | 2023.301 | 2313.645 | 2618.14 | 2909.413 | 3093.805 | 3171.696 | 3238.513 | 3294.724 | 3338.668 | 3366.093 | 3345.968 | 3324.527 | 3300.593 | 3266.866 | 3225.238
Hydrogen Evolution | Lct_BB003 | Number | UKPN South East | Bolney |  | 87.629 | 129.461 | 186.009 | 261.618 | 361.2 | 489.891 | 689.603 | 963.218 | 1330.856 | 1790.758 | 2262.721 | 2745.78 | 3428.48 | 3950.156 | 4517.005 | 5111.48 | 5680.141 | 6040.136 | 6192.206 | 6322.655 | 6432.397 | 6518.19 | 6571.733 | 6532.443 | 6490.582 | 6443.855 | 6378.009 | 6296.737
Hydrogen Evolution | Lct_BB003 | Number | UKPN South East | Canterbury |  | 10.12 | 15 | 21.766 | 31.135 | 44.049 | 61.745 | 86.916 | 121.401 | 167.737 | 225.702 | 285.187 | 346.07 | 432.116 | 497.867 | 569.311 | 644.237 | 715.909 | 761.282 | 780.448 | 796.89 | 810.722 | 821.535 | 828.283 | 823.331 | 818.055 | 812.166 | 803.867 | 793.623
Hydrogen Evolution | Lct_BB003 | Number | UKPN South East | Chessington |  | 50.004 | 72.924 | 100.606 | 131.368 | 160.679 | 179.007 | 251.982 | 351.962 | 486.297 | 654.346 | 826.802 | 1003.313 | 1252.773 | 1443.394 | 1650.522 | 1867.744 | 2075.534 | 2207.076 | 2262.643 | 2310.309 | 2350.41 | 2381.758 | 2401.323 | 2386.966 | 2371.67 | 2354.596 | 2330.536 | 2300.839
Hydrogen Evolution | Lct_BB003 | Number | UKPN South East | Kemsley |  | 14.217 | 21.089 | 30.674 | 44.051 | 62.674 | 88.492 | 124.568 | 173.993 | 240.402 | 323.477 | 408.731 | 495.989 | 619.31 | 713.544 | 815.938 | 923.322 | 1026.043 | 1091.072 | 1118.541 | 1142.105 | 1161.929 | 1177.426 | 1187.098 | 1180.001 | 1172.439 | 1163.998 | 1152.104 | 1137.424
Hydrogen Evolution | Lct_BB003 | Number | UKPN South East | Kingsnorth |  | 17.544 | 25.925 | 37.278 | 52.5 | 72.625 | 98.767 | 139.031 | 194.195 | 268.315 | 361.036 | 456.189 | 553.579 | 691.219 | 796.394 | 910.677 | 1030.53 | 1145.178 | 1217.757 | 1248.416 | 1274.716 | 1296.841 | 1314.138 | 1324.933 | 1317.012 | 1308.572 | 1299.151 | 1285.876 | 1269.491
Hydrogen Evolution | Lct_BB003 | Number | UKPN South East | Littlebrook (_J) |  | 2.987 | 4.356 | 6.009 | 7.846 | 9.597 | 10.692 | 15.051 | 21.022 | 29.046 | 39.083 | 49.384 | 59.927 | 74.827 | 86.212 | 98.584 | 111.558 | 123.969 | 131.826 | 135.145 | 137.992 | 140.387 | 142.259 | 143.428 | 142.57 | 141.657 | 140.637 | 139.2 | 137.426
Hydrogen Evolution | Lct_BB003 | Number | UKPN South East | Ninfield |  | 55.311 | 81.716 | 117.408 | 165.133 | 227.988 | 309.218 | 435.275 | 607.981 | 840.033 | 1130.322 | 1428.224 | 1733.129 | 2164.048 | 2493.328 | 2851.122 | 3226.353 | 3585.29 | 3812.518 | 3908.504 | 3990.843 | 4060.113 | 4114.265 | 4148.061 | 4123.261 | 4096.838 | 4067.345 | 4025.783 | 3974.484
Hydrogen Evolution | Lct_BB003 | Number | UKPN South East | Northfleet East |  | 58.434 | 86.351 | 124.163 | 174.864 | 241.897 | 328.97 | 463.08 | 646.817 | 893.692 | 1202.524 | 1519.456 | 1843.838 | 2302.282 | 2652.596 | 3033.245 | 3432.445 | 3814.311 | 4056.053 | 4158.171 | 4245.769 | 4319.464 | 4377.075 | 4413.03 | 4386.646 | 4358.535 | 4327.157 | 4282.941 | 4228.365
Hydrogen Evolution | Lct_BB003 | Number | UKPN South East | Richborough |  | 20.24 | 30 | 43.533 | 62.269 | 88.099 | 123.489 | 173.831 | 242.803 | 335.475 | 451.404 | 570.374 | 692.141 | 864.232 | 995.733 | 1138.622 | 1288.474 | 1431.819 | 1522.564 | 1560.897 | 1593.78 | 1621.443 | 1643.069 | 1656.566 | 1646.662 | 1636.11 | 1624.331 | 1607.733 | 1587.247
Hydrogen Evolution | Lct_BB003 | Number | UKPN South East | Sellindge |  | 36.281 | 53.776 | 78.033 | 111.621 | 157.925 | 221.37 | 311.614 | 435.254 | 601.381 | 809.199 | 1022.467 | 1240.749 | 1549.245 | 1784.977 | 2041.122 | 2309.75 | 2566.714 | 2729.387 | 2798.103 | 2857.05 | 2906.64 | 2945.408 | 2969.602 | 2951.848 | 2932.932 | 2911.817 | 2882.063 | 2845.339
Hydrogen Evolution | Lct_BB003 | Number | UKPN South East | West Weybridge |  | 52.347 | 76.342 | 105.321 | 137.525 | 168.21 | 187.396 | 263.791 | 368.456 | 509.088 | 685.012 | 865.551 | 1050.333 | 1311.484 | 1511.039 | 1727.874 | 1955.276 | 2172.804 | 2310.512 | 2368.682 | 2418.583 | 2460.562 | 2493.38 | 2513.862 | 2498.832 | 2482.819 | 2464.945 | 2439.757 | 2408.669
Hydrogen Evolution | Lct_BB004 | Number | Electricity North West | Bredbury |  | 0 | 0 | 0 | 0 | 0 | 0 | 0 | 0 | 0 | 0 | 0 | 0 | 0 | 0 | 0 | 0 | 0 | 0 | 0 | 0 | 0 | 0 | 0 | 0 | 0 | 0 | 0 | 0
Hydrogen Evolution | Lct_BB004 | Number | Electricity North West | Harker |  | 0 | 0 | 0 | 0 | 0 | 0 | 0 | 0 | 0 | 0 | 0 | 0 | 0 | 0 | 0 | 0 | 0 | 0 | 0 | 0 | 0 | 0 | 0 | 0 | 0 | 0 | 0 | 0
Hydrogen Evolution | Lct_BB004 | Number | Electricity North West | Heysham (NGET) |  | 0 | 0 | 0 | 0 | 0 | 0 | 0 | 0 | 0 | 0 | 0 | 0 | 0 | 0 | 0 | 0 | 0 | 0 | 0 | 0 | 0 | 0 | 0 | 0 | 0 | 0 | 0 | 0
Hydrogen Evolution | Lct_BB004 | Number | Electricity North West | Hutton |  | 0 | 0 | 0 | 0 | 0 | 0 | 0 | 0 | 0 | 0 | 0 | 0 | 0 | 0 | 0 | 0 | 0 | 0 | 0 | 0 | 0 | 0 | 0 | 0 | 0 | 0 | 0 | 0
Hydrogen Evolution | Lct_BB004 | Number | Electricity North West | Kearsley 132kV |  | 0 | 0 | 0 | 0 | 0 | 0 | 0 | 0 | 0 | 0 | 0 | 0 | 0 | 0 | 0 | 0 | 0 | 0 | 0 | 0 | 0 | 0 | 0 | 0 | 0 | 0 | 0 | 0
Hydrogen Evolution | Lct_BB004 | Number | Electricity North West | Kearsley 33kV |  | 0 | 0 | 0 | 0 | 0 | 0 | 0 | 0 | 0 | 0 | 0 | 0 | 0 | 0 | 0 | 0 | 0 | 0 | 0 | 0 | 0 | 0 | 0 | 0 | 0 | 0 | 0 | 0
Hydrogen Evolution | Lct_BB004 | Number | Electricity North West | Kirkby (_G) |  | 0 | 0 | 0 | 0 | 0 | 0 | 0 | 0 | 0 | 0 | 0 | 0 | 0 | 0 | 0 | 0 | 0 | 0 | 0 | 0 | 0 | 0 | 0 | 0 | 0 | 0 | 0 | 0
Hydrogen Evolution | Lct_BB004 | Number | Electricity North West | Macclesfield |  | 0 | 0 | 0 | 0 | 0 | 0 | 0 | 0 | 0 | 0 | 0 | 0 | 0 | 0 | 0 | 0 | 0 | 0 | 0 | 0 | 0 | 0 | 0 | 0 | 0 | 0 | 0 | 0
Hydrogen Evolution | Lct_BB004 | Number | Electricity North West | Ormonde |  | 0 | 0 | 0 | 0 | 0 | 0 | 0 | 0 | 0 | 0 | 0 | 0 | 0 | 0 | 0 | 0 | 0 | 0 | 0 | 0 | 0 | 0 | 0 | 0 | 0 | 0 | 0 | 0
Hydrogen Evolution | Lct_BB004 | Number | Electricity North West | Padiham |  | 0 | 0 | 0 | 0 | 0 | 0 | 0 | 0 | 0 | 0 | 0 | 0 | 0 | 0 | 0 | 0 | 0 | 0 | 0 | 0 | 0 | 0 | 0 | 0 | 0 | 0 | 0 | 0
Hydrogen Evolution | Lct_BB004 | Number | Electricity North West | Penwortham East |  | 0 | 0 | 0 | 0 | 0 | 0 | 0 | 0 | 0 | 0 | 0 | 0 | 0 | 0 | 0 | 0 | 0 | 0 | 0 | 0 | 0 | 0 | 0 | 0 | 0 | 0 | 0 | 0
Hydrogen Evolution | Lct_BB004 | Number | Electricity North West | Penwortham West |  | 0 | 0 | 0 | 0 | 0 | 0 | 0 | 0 | 0 | 0 | 0 | 0 | 0 | 0 | 0 | 0 | 0 | 0 | 0 | 0 | 0 | 0 | 0 | 0 | 0 | 0 | 0 | 0
Hydrogen Evolution | Lct_BB004 | Number | Electricity North West | Robin Rigg |  | 0 | 0 | 0 | 0 | 0 | 0 | 0 | 0 | 0 | 0 | 0 | 0 | 0 | 0 | 0 | 0 | 0 | 0 | 0 | 0 | 0 | 0 | 0 | 0 | 0 | 0 | 0 | 0
Hydrogen Evolution | Lct_BB004 | Number | Electricity North West | Rochdale |  | 0 | 0 | 0 | 0 | 0 | 0 | 0 | 0 | 0 | 0 | 0 | 0 | 0 | 0 | 0 | 0 | 0 | 0 | 0 | 0 | 0 | 0 | 0 | 0 | 0 | 0 | 0 | 0
Hydrogen Evolution | Lct_BB004 | Number | Electricity North West | South Manchester |  | 0 | 0 | 0 | 0 | 0 | 0 | 0 | 0 | 0 | 0 | 0 | 0 | 0 | 0 | 0 | 0 | 0 | 0 | 0 | 0 | 0 | 0 | 0 | 0 | 0 | 0 | 0 | 0
Hydrogen Evolution | Lct_BB004 | Number | Electricity North West | Stalybridge |  | 0 | 0 | 0 | 0 | 0 | 0 | 0 | 0 | 0 | 0 | 0 | 0 | 0 | 0 | 0 | 0 | 0 | 0 | 0 | 0 | 0 | 0 | 0 | 0 | 0 | 0 | 0 | 0
Hydrogen Evolution | Lct_BB004 | Number | Electricity North West | Stanah |  | 0 | 0 | 0 | 0 | 0 | 0 | 0 | 0 | 0 | 0 | 0 | 0 | 0 | 0 | 0 | 0 | 0 | 0 | 0 | 0 | 0 | 0 | 0 | 0 | 0 | 0 | 0 | 0
Hydrogen Evolution | Lct_BB004 | Number | Electricity North West | Walney 2 |  | 0 | 0 | 0 | 0 | 0 | 0 | 0 | 0 | 0 | 0 | 0 | 0 | 0 | 0 | 0 | 0 | 0 | 0 | 0 | 0 | 0 | 0 | 0 | 0 | 0 | 0 | 0 | 0
Hydrogen Evolution | Lct_BB004 | Number | Electricity North West | Washway Farm |  | 0 | 0 | 0 | 0 | 0 | 0 | 0 | 0 | 0 | 0 | 0 | 0 | 0 | 0 | 0 | 0 | 0 | 0 | 0 | 0 | 0 | 0 | 0 | 0 | 0 | 0 | 0 | 0
Hydrogen Evolution | Lct_BB004 | Number | Electricity North West | Whitegate |  | 0 | 0 | 0 | 0 | 0 | 0 | 0 | 0 | 0 | 0 | 0 | 0 | 0 | 0 | 0 | 0 | 0 | 0 | 0 | 0 | 0 | 0 | 0 | 0 | 0 | 0 | 0 | 0
Hydrogen Evolution | Lct_BB004 | Number | IDNO - Refer to Comment Field | Tynemouth 2 |  | 0 | 0 | 0 | 0 | 0 | 0 | 0 | 0 | 0 | 0 | 0 | 0 | 0 | 0 | 0 | 0 | 0 | 0 | 0 | 0 | 0 | 0 | 0 | 0 | 0 | 0 | 0 | 0 | Note: TYNE2 is operated by an IDNO allocated to GSP Group/licence area F
Hydrogen Evolution | Lct_BB004 | Number | NGED East Midlands | Berkswell |  | 0 | 0 | 0 | 0 | 0 | 0 | 0 | 0 | 0 | 0 | 0 | 0 | 0 | 0 | 0 | 0 | 0 | 0 | 0 | 0 | 0 | 0 | 0 | 0 | 0 | 0 | 0 | 0
Hydrogen Evolution | Lct_BB004 | Number | NGED East Midlands | Bicker Fen |  | 0 | 0 | 0 | 0 | 0 | 0 | 0 | 0 | 0 | 0 | 0 | 0 | 0 | 0 | 0 | 0 | 0 | 0 | 0 | 0 | 0 | 0 | 0 | 0 | 0 | 0 | 0 | 0
Hydrogen Evolution | Lct_BB004 | Number | NGED East Midlands | Chesterfield |  | 0 | 0 | 0 | 0 | 0 | 0 | 0 | 0 | 0 | 0 | 0 | 0 | 0 | 0 | 0 | 0 | 0 | 0 | 0 | 0 | 0 | 0 | 0 | 0 | 0 | 0 | 0 | 0
Hydrogen Evolution | Lct_BB004 | Number | NGED East Midlands | Coventry |  | 0 | 0 | 0 | 0 | 0 | 0 | 0 | 0 | 0 | 0 | 0 | 0 | 0 | 0 | 0 | 0 | 0 | 0 | 0 | 0 | 0 | 0 | 0 | 0 | 0 | 0 | 0 | 0
Hydrogen Evolution | Lct_BB004 | Number | NGED East Midlands | Drakelow |  | 0 | 0 | 0 | 0 | 0 | 0 | 0 | 0 | 0 | 0 | 0 | 0 | 0 | 0 | 0 | 0 | 0 | 0 | 0 | 0 | 0 | 0 | 0 | 0 | 0 | 0 | 0 | 0
Hydrogen Evolution | Lct_BB004 | Number | NGED East Midlands | East Claydon (_B) |  | 0 | 0 | 0 | 0 | 0 | 0 | 0 | 0 | 0 | 0 | 0 | 0 | 0 | 0 | 0 | 0 | 0 | 0 | 0 | 0 | 0 | 0 | 0 | 0 | 0 | 0 | 0 | 0
Hydrogen Evolution | Lct_BB004 | Number | NGED East Midlands | Enderby |  | 0 | 0 | 0 | 0 | 0 | 0 | 0 | 0 | 0 | 0 | 0 | 0 | 0 | 0 | 0 | 0 | 0 | 0 | 0 | 0 | 0 | 0 | 0 | 0 | 0 | 0 | 0 | 0
Hydrogen Evolution | Lct_BB004 | Number | NGED East Midlands | Grendon |  | 0 | 0 | 0 | 0 | 0 | 0 | 0 | 0 | 0 | 0 | 0 | 0 | 0 | 0 | 0 | 0 | 0 | 0 | 0 | 0 | 0 | 0 | 0 | 0 | 0 | 0 | 0 | 0
Hydrogen Evolution | Lct_BB004 | Number | NGED East Midlands | Ratcliffe |  | 0 | 0 | 0 | 0 | 0 | 0 | 0 | 0 | 0 | 0 | 0 | 0 | 0 | 0 | 0 | 0 | 0 | 0 | 0 | 0 | 0 | 0 | 0 | 0 | 0 | 0 | 0 | 0
Hydrogen Evolution | Lct_BB004 | Number | NGED East Midlands | Staythorpe |  | 0 | 0 | 0 | 0 | 0 | 0 | 0 | 0 | 0 | 0 | 0 | 0 | 0 | 0 | 0 | 0 | 0 | 0 | 0 | 0 | 0 | 0 | 0 | 0 | 0 | 0 | 0 | 0
Hydrogen Evolution | Lct_BB004 | Number | NGED East Midlands | Stoke Bardolph |  | 0 | 0 | 0 | 0 | 0 | 0 | 0 | 0 | 0 | 0 | 0 | 0 | 0 | 0 | 0 | 0 | 0 | 0 | 0 | 0 | 0 | 0 | 0 | 0 | 0 | 0 | 0 | 0
Hydrogen Evolution | Lct_BB004 | Number | NGED East Midlands | Walpole (_B) |  | 0 | 0 | 0 | 0 | 0 | 0 | 0 | 0 | 0 | 0 | 0 | 0 | 0 | 0 | 0 | 0 | 0 | 0 | 0 | 0 | 0 | 0 | 0 | 0 | 0 | 0 | 0 | 0
Hydrogen Evolution | Lct_BB004 | Number | NGED East Midlands | West Burton |  | 0 | 0 | 0 | 0 | 0 | 0 | 0 | 0 | 0 | 0 | 0 | 0 | 0 | 0 | 0 | 0 | 0 | 0 | 0 | 0 | 0 | 0 | 0 | 0 | 0 | 0 | 0 | 0
Hydrogen Evolution | Lct_BB004 | Number | NGED East Midlands | Willington |  | 0 | 0 | 0 | 0 | 0 | 0 | 0 | 0 | 0 | 0 | 0 | 0 | 0 | 0 | 0 | 0 | 0 | 0 | 0 | 0 | 0 | 0 | 0 | 0 | 0 | 0 | 0 | 0
Hydrogen Evolution | Lct_BB004 | Number | NGED South Wales | Aberthaw |  | 0 | 0 | 0 | 0 | 0 | 0 | 0 | 0 | 0 | 0 | 0 | 0 | 0 | 0 | 0 | 0 | 0 | 0 | 0 | 0 | 0 | 0 | 0 | 0 | 0 | 0 | 0 | 0
Hydrogen Evolution | Lct_BB004 | Number | NGED South Wales | Alpha Steel (Uskmouth) |  | 0 | 0 | 0 | 0 | 0 | 0 | 0 | 0 | 0 | 0 | 0 | 0 | 0 | 0 | 0 | 0 | 0 | 0 | 0 | 0 | 0 | 0 | 0 | 0 | 0 | 0 | 0 | 0
Hydrogen Evolution | Lct_BB004 | Number | NGED South Wales | Cardiff East |  | 0 | 0 | 0 | 0 | 0 | 0 | 0 | 0 | 0 | 0 | 0 | 0 | 0 | 0 | 0 | 0 | 0 | 0 | 0 | 0 | 0 | 0 | 0 | 0 | 0 | 0 | 0 | 0
Hydrogen Evolution | Lct_BB004 | Number | NGED South Wales | Grange |  | 0 | 0 | 0 | 0 | 0 | 0 | 0 | 0 | 0 | 0 | 0 | 0 | 0 | 0 | 0 | 0 | 0 | 0 | 0 | 0 | 0 | 0 | 0 | 0 | 0 | 0 | 0 | 0
Hydrogen Evolution | Lct_BB004 | Number | NGED South Wales | Imperial Park |  | 0 | 0 | 0 | 0 | 0 | 0 | 0 | 0 | 0 | 0 | 0 | 0 | 0 | 0 | 0 | 0 | 0 | 0 | 0 | 0 | 0 | 0 | 0 | 0 | 0 | 0 | 0 | 0
Hydrogen Evolution | Lct_BB004 | Number | NGED South Wales | Pembroke |  | 0 | 0 | 0 | 0 | 0 | 0 | 0 | 0 | 0 | 0 | 0 | 0 | 0 | 0 | 0 | 0 | 0 | 0 | 0 | 0 | 0 | 0 | 0 | 0 | 0 | 0 | 0 | 0
Hydrogen Evolution | Lct_BB004 | Number | NGED South Wales | Pyle |  | 0 | 0 | 0 | 0 | 0 | 0 | 0 | 0 | 0 | 0 | 0 | 0 | 0 | 0 | 0 | 0 | 0 | 0 | 0 | 0 | 0 | 0 | 0 | 0 | 0 | 0 | 0 | 0
Hydrogen Evolution | Lct_BB004 | Number | NGED South Wales | Rassau |  | 0 | 0 | 0 | 0 | 0 | 0 | 0 | 0 | 0 | 0 | 0 | 0 | 0 | 0 | 0 | 0 | 0 | 0 | 0 | 0 | 0 | 0 | 0 | 0 | 0 | 0 | 0 | 0
Hydrogen Evolution | Lct_BB004 | Number | NGED South Wales | Swansea North |  | 0 | 0 | 0 | 0 | 0 | 0 | 0 | 0 | 0 | 0 | 0 | 0 | 0 | 0 | 0 | 0 | 0 | 0 | 0 | 0 | 0 | 0 | 0 | 0 | 0 | 0 | 0 | 0
Hydrogen Evolution | Lct_BB004 | Number | NGED South Wales | Upper Boat 132kV |  | 0 | 0 | 0 | 0 | 0 | 0 | 0 | 0 | 0 | 0 | 0 | 0 | 0 | 0 | 0 | 0 | 0 | 0 | 0 | 0 | 0 | 0 | 0 | 0 | 0 | 0 | 0 | 0
Hydrogen Evolution | Lct_BB004 | Number | NGED South Wales | Upper Boat 33kV |  | 0 | 0 | 0 | 0 | 0 | 0 | 0 | 0 | 0 | 0 | 0 | 0 | 0 | 0 | 0 | 0 | 0 | 0 | 0 | 0 | 0 | 0 | 0 | 0 | 0 | 0 | 0 | 0
Hydrogen Evolution | Lct_BB004 | Number | NGED South Wales | Uskmouth |  | 0 | 0 | 0 | 0 | 0 | 0 | 0 | 0 | 0 | 0 | 0 | 0 | 0 | 0 | 0 | 0 | 0 | 0 | 0 | 0 | 0 | 0 | 0 | 0 | 0 | 0 | 0 | 0
Hydrogen Evolution | Lct_BB004 | Number | NGED South West | Abham |  | 0 | 0 | 0 | 0 | 0 | 0 | 0 | 0 | 0 | 0 | 0 | 0 | 0 | 0 | 0 | 0 | 0 | 0 | 0 | 0 | 0 | 0 | 0 | 0 | 0 | 0 | 0 | 0
Hydrogen Evolution | Lct_BB004 | Number | NGED South West | Alverdiscott |  | 0 | 0 | 0 | 0 | 0 | 0 | 0 | 0 | 0 | 0 | 0 | 0 | 0 | 0 | 0 | 0 | 0 | 0 | 0 | 0 | 0 | 0 | 0 | 0 | 0 | 0 | 0 | 0
Hydrogen Evolution | Lct_BB004 | Number | NGED South West | Axminster |  | 0 | 0 | 0 | 0 | 0 | 0 | 0 | 0 | 0 | 0 | 0 | 0 | 0 | 0 | 0 | 0 | 0 | 0 | 0 | 0 | 0 | 0 | 0 | 0 | 0 | 0 | 0 | 0
Hydrogen Evolution | Lct_BB004 | Number | NGED South West | Bridgewater |  | 0 | 0 | 0 | 0 | 0 | 0 | 0 | 0 | 0 | 0 | 0 | 0 | 0 | 0 | 0 | 0 | 0 | 0 | 0 | 0 | 0 | 0 | 0 | 0 | 0 | 0 | 0 | 0
Hydrogen Evolution | Lct_BB004 | Number | NGED South West | Exeter |  | 0 | 0 | 0 | 0 | 0 | 0 | 0 | 0 | 0 | 0 | 0 | 0 | 0 | 0 | 0 | 0 | 0 | 0 | 0 | 0 | 0 | 0 | 0 | 0 | 0 | 0 | 0 | 0
Hydrogen Evolution | Lct_BB004 | Number | NGED South West | Indian Queens |  | 0 | 0 | 0 | 0 | 0 | 0 | 0 | 0 | 0 | 0 | 0 | 0 | 0 | 0 | 0 | 0 | 0 | 0 | 0 | 0 | 0 | 0 | 0 | 0 | 0 | 0 | 0 | 0
Hydrogen Evolution | Lct_BB004 | Number | NGED South West | Landulph |  | 0 | 0 | 0 | 0 | 0 | 0 | 0 | 0 | 0 | 0 | 0 | 0 | 0 | 0 | 0 | 0 | 0 | 0 | 0 | 0 | 0 | 0 | 0 | 0 | 0 | 0 | 0 | 0
Hydrogen Evolution | Lct_BB004 | Number | NGED South West | Sandford |  | 0 | 0 | 0 | 0 | 0 | 0 | 0 | 0 | 0 | 0 | 0 | 0 | 0 | 0 | 0 | 0 | 0 | 0 | 0 | 0 | 0 | 0 | 0 | 0 | 0 | 0 | 0 | 0
Hydrogen Evolution | Lct_BB004 | Number | NGED South West | Seabank |  | 0 | 0 | 0 | 0 | 0 | 0 | 0 | 0 | 0 | 0 | 0 | 0 | 0 | 0 | 0 | 0 | 0 | 0 | 0 | 0 | 0 | 0 | 0 | 0 | 0 | 0 | 0 | 0
Hydrogen Evolution | Lct_BB004 | Number | NGED South West | Taunton |  | 0 | 0 | 0 | 0 | 0 | 0 | 0 | 0 | 0 | 0 | 0 | 0 | 0 | 0 | 0 | 0 | 0 | 0 | 0 | 0 | 0 | 0 | 0 | 0 | 0 | 0 | 0 | 0
Hydrogen Evolution | Lct_BB004 | Number | NGED West Midlands | Bishops Wood |  | 0 | 0 | 0 | 0 | 0 | 0 | 0 | 0 | 0 | 0 | 0 | 0 | 0 | 0 | 0 | 0 | 0 | 0 | 0 | 0 | 0 | 0 | 0 | 0 | 0 | 0 | 0 | 0
Hydrogen Evolution | Lct_BB004 | Number | NGED West Midlands | Bushbury |  | 0 | 0 | 0 | 0 | 0 | 0 | 0 | 0 | 0 | 0 | 0 | 0 | 0 | 0 | 0 | 0 | 0 | 0 | 0 | 0 | 0 | 0 | 0 | 0 | 0 | 0 | 0 | 0
Hydrogen Evolution | Lct_BB004 | Number | NGED West Midlands | Bustleholme |  | 0 | 0 | 0 | 0 | 0 | 0 | 0 | 0 | 0 | 0 | 0 | 0 | 0 | 0 | 0 | 0 | 0 | 0 | 0 | 0 | 0 | 0 | 0 | 0 | 0 | 0 | 0 | 0
Hydrogen Evolution | Lct_BB004 | Number | NGED West Midlands | Cellarhead |  | 0 | 0 | 0 | 0 | 0 | 0 | 0 | 0 | 0 | 0 | 0 | 0 | 0 | 0 | 0 | 0 | 0 | 0 | 0 | 0 | 0 | 0 | 0 | 0 | 0 | 0 | 0 | 0
Hydrogen Evolution | Lct_BB004 | Number | NGED West Midlands | Feckenham |  | 0 | 0 | 0 | 0 | 0 | 0 | 0 | 0 | 0 | 0 | 0 | 0 | 0 | 0 | 0 | 0 | 0 | 0 | 0 | 0 | 0 | 0 | 0 | 0 | 0 | 0 | 0 | 0
Hydrogen Evolution | Lct_BB004 | Number | NGED West Midlands | Hams Hall |  | 0 | 0 | 0 | 0 | 0 | 0 | 0 | 0 | 0 | 0 | 0 | 0 | 0 | 0 | 0 | 0 | 0 | 0 | 0 | 0 | 0 | 0 | 0 | 0 | 0 | 0 | 0 | 0
Hydrogen Evolution | Lct_BB004 | Number | NGED West Midlands | Iron Acton |  | 0 | 0 | 0 | 0 | 0 | 0 | 0 | 0 | 0 | 0 | 0 | 0 | 0 | 0 | 0 | 0 | 0 | 0 | 0 | 0 | 0 | 0 | 0 | 0 | 0 | 0 | 0 | 0
Hydrogen Evolution | Lct_BB004 | Number | NGED West Midlands | Ironbridge |  | 0 | 0 | 0 | 0 | 0 | 0 | 0 | 0 | 0 | 0 | 0 | 0 | 0 | 0 | 0 | 0 | 0 | 0 | 0 | 0 | 0 | 0 | 0 | 0 | 0 | 0 | 0 | 0
Hydrogen Evolution | Lct_BB004 | Number | NGED West Midlands | Kitwell |  | 0 | 0 | 0 | 0 | 0 | 0 | 0 | 0 | 0 | 0 | 0 | 0 | 0 | 0 | 0 | 0 | 0 | 0 | 0 | 0 | 0 | 0 | 0 | 0 | 0 | 0 | 0 | 0
Hydrogen Evolution | Lct_BB004 | Number | NGED West Midlands | Nechells |  | 0 | 0 | 0 | 0 | 0 | 0 | 0 | 0 | 0 | 0 | 0 | 0 | 0 | 0 | 0 | 0 | 0 | 0 | 0 | 0 | 0 | 0 | 0 | 0 | 0 | 0 | 0 | 0
Hydrogen Evolution | Lct_BB004 | Number | NGED West Midlands | Ocker Hill |  | 0 | 0 | 0 | 0 | 0 | 0 | 0 | 0 | 0 | 0 | 0 | 0 | 0 | 0 | 0 | 0 | 0 | 0 | 0 | 0 | 0 | 0 | 0 | 0 | 0 | 0 | 0 | 0
Hydrogen Evolution | Lct_BB004 | Number | NGED West Midlands | Oldbury |  | 0 | 0 | 0 | 0 | 0 | 0 | 0 | 0 | 0 | 0 | 0 | 0 | 0 | 0 | 0 | 0 | 0 | 0 | 0 | 0 | 0 | 0 | 0 | 0 | 0 | 0 | 0 | 0
Hydrogen Evolution | Lct_BB004 | Number | NGED West Midlands | Penn |  | 0 | 0 | 0 | 0 | 0 | 0 | 0 | 0 | 0 | 0 | 0 | 0 | 0 | 0 | 0 | 0 | 0 | 0 | 0 | 0 | 0 | 0 | 0 | 0 | 0 | 0 | 0 | 0
Hydrogen Evolution | Lct_BB004 | Number | NGED West Midlands | Rugeley |  | 0 | 0 | 0 | 0 | 0 | 0 | 0 | 0 | 0 | 0 | 0 | 0 | 0 | 0 | 0 | 0 | 0 | 0 | 0 | 0 | 0 | 0 | 0 | 0 | 0 | 0 | 0 | 0
Hydrogen Evolution | Lct_BB004 | Number | NGED West Midlands | Shrewsbury |  | 0 | 0 | 0 | 0 | 0 | 0 | 0 | 0 | 0 | 0 | 0 | 0 | 0 | 0 | 0 | 0 | 0 | 0 | 0 | 0 | 0 | 0 | 0 | 0 | 0 | 0 | 0 | 0
Hydrogen Evolution | Lct_BB004 | Number | NGED West Midlands | Walham |  | 0 | 0 | 0 | 0 | 0 | 0 | 0 | 0 | 0 | 0 | 0 | 0 | 0 | 0 | 0 | 0 | 0 | 0 | 0 | 0 | 0 | 0 | 0 | 0 | 0 | 0 | 0 | 0
Hydrogen Evolution | Lct_BB004 | Number | NGED West Midlands | Willenhall |  | 0 | 0 | 0 | 0 | 0 | 0 | 0 | 0 | 0 | 0 | 0 | 0 | 0 | 0 | 0 | 0 | 0 | 0 | 0 | 0 | 0 | 0 | 0 | 0 | 0 | 0 | 0 | 0
Hydrogen Evolution | Lct_BB004 | Number | NPg Northeast | Blyth 132kV |  | 0 | 0 | 0 | 0 | 0 | 0 | 0 | 0 | 0 | 0 | 0 | 0 | 0 | 0 | 0 | 0 | 0 | 0 | 0 | 0 | 0 | 0 | 0 | 0 | 0 | 0 | 0 | 0
Hydrogen Evolution | Lct_BB004 | Number | NPg Northeast | Blyth 66kV |  | 0 | 0 | 0 | 0 | 0 | 0 | 0 | 0 | 0 | 0 | 0 | 0 | 0 | 0 | 0 | 0 | 0 | 0 | 0 | 0 | 0 | 0 | 0 | 0 | 0 | 0 | 0 | 0
Hydrogen Evolution | Lct_BB004 | Number | NPg Northeast | Fourstones |  | 0 | 0 | 0 | 0 | 0 | 0 | 0 | 0 | 0 | 0 | 0 | 0 | 0 | 0 | 0 | 0 | 0 | 0 | 0 | 0 | 0 | 0 | 0 | 0 | 0 | 0 | 0 | 0
Hydrogen Evolution | Lct_BB004 | Number | NPg Northeast | Hart Moor |  | 0 | 0 | 0 | 0 | 0 | 0 | 0 | 0 | 0 | 0 | 0 | 0 | 0 | 0 | 0 | 0 | 0 | 0 | 0 | 0 | 0 | 0 | 0 | 0 | 0 | 0 | 0 | 0
Hydrogen Evolution | Lct_BB004 | Number | NPg Northeast | Hawthorn Pit |  | 0 | 0 | 0 | 0 | 0 | 0 | 0 | 0 | 0 | 0 | 0 | 0 | 0 | 0 | 0 | 0 | 0 | 0 | 0 | 0 | 0 | 0 | 0 | 0 | 0 | 0 | 0 | 0
Hydrogen Evolution | Lct_BB004 | Number | NPg Northeast | Knaresborough |  | 0 | 0 | 0 | 0 | 0 | 0 | 0 | 0 | 0 | 0 | 0 | 0 | 0 | 0 | 0 | 0 | 0 | 0 | 0 | 0 | 0 | 0 | 0 | 0 | 0 | 0 | 0 | 0
Hydrogen Evolution | Lct_BB004 | Number | NPg Northeast | Lackenby |  | 0 | 0 | 0 | 0 | 0 | 0 | 0 | 0 | 0 | 0 | 0 | 0 | 0 | 0 | 0 | 0 | 0 | 0 | 0 | 0 | 0 | 0 | 0 | 0 | 0 | 0 | 0 | 0
Hydrogen Evolution | Lct_BB004 | Number | NPg Northeast | Norton |  | 0 | 0 | 0 | 0 | 0 | 0 | 0 | 0 | 0 | 0 | 0 | 0 | 0 | 0 | 0 | 0 | 0 | 0 | 0 | 0 | 0 | 0 | 0 | 0 | 0 | 0 | 0 | 0
Hydrogen Evolution | Lct_BB004 | Number | NPg Northeast | Offerton |  | 0 | 0 | 0 | 0 | 0 | 0 | 0 | 0 | 0 | 0 | 0 | 0 | 0 | 0 | 0 | 0 | 0 | 0 | 0 | 0 | 0 | 0 | 0 | 0 | 0 | 0 | 0 | 0
Hydrogen Evolution | Lct_BB004 | Number | NPg Northeast | Osbaldwick |  | 0 | 0 | 0 | 0 | 0 | 0 | 0 | 0 | 0 | 0 | 0 | 0 | 0 | 0 | 0 | 0 | 0 | 0 | 0 | 0 | 0 | 0 | 0 | 0 | 0 | 0 | 0 | 0
Hydrogen Evolution | Lct_BB004 | Number | NPg Northeast | Poppleton |  | 0 | 0 | 0 | 0 | 0 | 0 | 0 | 0 | 0 | 0 | 0 | 0 | 0 | 0 | 0 | 0 | 0 | 0 | 0 | 0 | 0 | 0 | 0 | 0 | 0 | 0 | 0 | 0
Hydrogen Evolution | Lct_BB004 | Number | NPg Northeast | Saltholme |  | 0 | 0 | 0 | 0 | 0 | 0 | 0 | 0 | 0 | 0 | 0 | 0 | 0 | 0 | 0 | 0 | 0 | 0 | 0 | 0 | 0 | 0 | 0 | 0 | 0 | 0 | 0 | 0
Hydrogen Evolution | Lct_BB004 | Number | NPg Northeast | South Shields |  | 0 | 0 | 0 | 0 | 0 | 0 | 0 | 0 | 0 | 0 | 0 | 0 | 0 | 0 | 0 | 0 | 0 | 0 | 0 | 0 | 0 | 0 | 0 | 0 | 0 | 0 | 0 | 0
Hydrogen Evolution | Lct_BB004 | Number | NPg Northeast | Spennymoor |  | 0 | 0 | 0 | 0 | 0 | 0 | 0 | 0 | 0 | 0 | 0 | 0 | 0 | 0 | 0 | 0 | 0 | 0 | 0 | 0 | 0 | 0 | 0 | 0 | 0 | 0 | 0 | 0
Hydrogen Evolution | Lct_BB004 | Number | NPg Northeast | Stella North |  | 0 | 0 | 0 | 0 | 0 | 0 | 0 | 0 | 0 | 0 | 0 | 0 | 0 | 0 | 0 | 0 | 0 | 0 | 0 | 0 | 0 | 0 | 0 | 0 | 0 | 0 | 0 | 0
Hydrogen Evolution | Lct_BB004 | Number | NPg Northeast | Stella South |  | 0 | 0 | 0 | 0 | 0 | 0 | 0 | 0 | 0 | 0 | 0 | 0 | 0 | 0 | 0 | 0 | 0 | 0 | 0 | 0 | 0 | 0 | 0 | 0 | 0 | 0 | 0 | 0
Hydrogen Evolution | Lct_BB004 | Number | NPg Northeast | Tynemouth 1 |  | 0 | 0 | 0 | 0 | 0 | 0 | 0 | 0 | 0 | 0 | 0 | 0 | 0 | 0 | 0 | 0 | 0 | 0 | 0 | 0 | 0 | 0 | 0 | 0 | 0 | 0 | 0 | 0
Hydrogen Evolution | Lct_BB004 | Number | NPg Northeast | West Boldon |  | 0 | 0 | 0 | 0 | 0 | 0 | 0 | 0 | 0 | 0 | 0 | 0 | 0 | 0 | 0 | 0 | 0 | 0 | 0 | 0 | 0 | 0 | 0 | 0 | 0 | 0 | 0 | 0
Hydrogen Evolution | Lct_BB004 | Number | NPg Yorkshire | Bradford West |  | 0 | 0 | 0 | 0 | 0 | 0 | 0 | 0 | 0 | 0 | 0 | 0 | 0 | 0 | 0 | 0 | 0 | 0 | 0 | 0 | 0 | 0 | 0 | 0 | 0 | 0 | 0 | 0
Hydrogen Evolution | Lct_BB004 | Number | NPg Yorkshire | Camblesforth |  | 0 | 0 | 0 | 0 | 0 | 0 | 0 | 0 | 0 | 0 | 0 | 0 | 0 | 0 | 0 | 0 | 0 | 0 | 0 | 0 | 0 | 0 | 0 | 0 | 0 | 0 | 0 | 0
Hydrogen Evolution | Lct_BB004 | Number | NPg Yorkshire | Creyke Beck |  | 0 | 0 | 0 | 0 | 0 | 0 | 0 | 0 | 0 | 0 | 0 | 0 | 0 | 0 | 0 | 0 | 0 | 0 | 0 | 0 | 0 | 0 | 0 | 0 | 0 | 0 | 0 | 0
Hydrogen Evolution | Lct_BB004 | Number | NPg Yorkshire | Drax |  | 0 | 0 | 0 | 0 | 0 | 0 | 0 | 0 | 0 | 0 | 0 | 0 | 0 | 0 | 0 | 0 | 0 | 0 | 0 | 0 | 0 | 0 | 0 | 0 | 0 | 0 | 0 | 0
Hydrogen Evolution | Lct_BB004 | Number | NPg Yorkshire | Elland |  | 0 | 0 | 0 | 0 | 0 | 0 | 0 | 0 | 0 | 0 | 0 | 0 | 0 | 0 | 0 | 0 | 0 | 0 | 0 | 0 | 0 | 0 | 0 | 0 | 0 | 0 | 0 | 0
Hydrogen Evolution | Lct_BB004 | Number | NPg Yorkshire | Ferrybridge A |  | 0 | 0 | 0 | 0 | 0 | 0 | 0 | 0 | 0 | 0 | 0 | 0 | 0 | 0 | 0 | 0 | 0 | 0 | 0 | 0 | 0 | 0 | 0 | 0 | 0 | 0 | 0 | 0
Hydrogen Evolution | Lct_BB004 | Number | NPg Yorkshire | Grimsby West |  | 0 | 0 | 0 | 0 | 0 | 0 | 0 | 0 | 0 | 0 | 0 | 0 | 0 | 0 | 0 | 0 | 0 | 0 | 0 | 0 | 0 | 0 | 0 | 0 | 0 | 0 | 0 | 0
Hydrogen Evolution | Lct_BB004 | Number | NPg Yorkshire | Jordanthorpe |  | 0 | 0 | 0 | 0 | 0 | 0 | 0 | 0 | 0 | 0 | 0 | 0 | 0 | 0 | 0 | 0 | 0 | 0 | 0 | 0 | 0 | 0 | 0 | 0 | 0 | 0 | 0 | 0
Hydrogen Evolution | Lct_BB004 | Number | NPg Yorkshire | Keadby |  | 0 | 0 | 0 | 0 | 0 | 0 | 0 | 0 | 0 | 0 | 0 | 0 | 0 | 0 | 0 | 0 | 0 | 0 | 0 | 0 | 0 | 0 | 0 | 0 | 0 | 0 | 0 | 0
Hydrogen Evolution | Lct_BB004 | Number | NPg Yorkshire | Kirkstall B |  | 0 | 0 | 0 | 0 | 0 | 0 | 0 | 0 | 0 | 0 | 0 | 0 | 0 | 0 | 0 | 0 | 0 | 0 | 0 | 0 | 0 | 0 | 0 | 0 | 0 | 0 | 0 | 0
Hydrogen Evolution | Lct_BB004 | Number | NPg Yorkshire | Neepsend |  | 0 | 0 | 0 | 0 | 0 | 0 | 0 | 0 | 0 | 0 | 0 | 0 | 0 | 0 | 0 | 0 | 0 | 0 | 0 | 0 | 0 | 0 | 0 | 0 | 0 | 0 | 0 | 0
Hydrogen Evolution | Lct_BB004 | Number | NPg Yorkshire | Norton Lees |  | 0 | 0 | 0 | 0 | 0 | 0 | 0 | 0 | 0 | 0 | 0 | 0 | 0 | 0 | 0 | 0 | 0 | 0 | 0 | 0 | 0 | 0 | 0 | 0 | 0 | 0 | 0 | 0
Hydrogen Evolution | Lct_BB004 | Number | NPg Yorkshire | Pitsmoor |  | 0 | 0 | 0 | 0 | 0 | 0 | 0 | 0 | 0 | 0 | 0 | 0 | 0 | 0 | 0 | 0 | 0 | 0 | 0 | 0 | 0 | 0 | 0 | 0 | 0 | 0 | 0 | 0
Hydrogen Evolution | Lct_BB004 | Number | NPg Yorkshire | Saltend North |  | 0 | 0 | 0 | 0 | 0 | 0 | 0 | 0 | 0 | 0 | 0 | 0 | 0 | 0 | 0 | 0 | 0 | 0 | 0 | 0 | 0 | 0 | 0 | 0 | 0 | 0 | 0 | 0
Hydrogen Evolution | Lct_BB004 | Number | NPg Yorkshire | Sheffield City |  | 0 | 0 | 0 | 0 | 0 | 0 | 0 | 0 | 0 | 0 | 0 | 0 | 0 | 0 | 0 | 0 | 0 | 0 | 0 | 0 | 0 | 0 | 0 | 0 | 0 | 0 | 0 | 0
Hydrogen Evolution | Lct_BB004 | Number | NPg Yorkshire | Skelton Grange |  | 0 | 0 | 0 | 0 | 0 | 0 | 0 | 0 | 0 | 0 | 0 | 0 | 0 | 0 | 0 | 0 | 0 | 0 | 0 | 0 | 0 | 0 | 0 | 0 | 0 | 0 | 0 | 0
Hydrogen Evolution | Lct_BB004 | Number | NPg Yorkshire | Templeborough |  | 0 | 0 | 0 | 0 | 0 | 0 | 0 | 0 | 0 | 0 | 0 | 0 | 0 | 0 | 0 | 0 | 0 | 0 | 0 | 0 | 0 | 0 | 0 | 0 | 0 | 0 | 0 | 0
Hydrogen Evolution | Lct_BB004 | Number | NPg Yorkshire | Thorpe Marsh |  | 0 | 0 | 0 | 0 | 0 | 0 | 0 | 0 | 0 | 0 | 0 | 0 | 0 | 0 | 0 | 0 | 0 | 0 | 0 | 0 | 0 | 0 | 0 | 0 | 0 | 0 | 0 | 0
Hydrogen Evolution | Lct_BB004 | Number | NPg Yorkshire | Thurcroft |  | 0 | 0 | 0 | 0 | 0 | 0 | 0 | 0 | 0 | 0 | 0 | 0 | 0 | 0 | 0 | 0 | 0 | 0 | 0 | 0 | 0 | 0 | 0 | 0 | 0 | 0 | 0 | 0
Hydrogen Evolution | Lct_BB004 | Number | NPg Yorkshire | West Melton |  | 0 | 0 | 0 | 0 | 0 | 0 | 0 | 0 | 0 | 0 | 0 | 0 | 0 | 0 | 0 | 0 | 0 | 0 | 0 | 0 | 0 | 0 | 0 | 0 | 0 | 0 | 0 | 0
Hydrogen Evolution | Lct_BB004 | Number | NPg Yorkshire | Wincobank |  | 0 | 0 | 0 | 0 | 0 | 0 | 0 | 0 | 0 | 0 | 0 | 0 | 0 | 0 | 0 | 0 | 0 | 0 | 0 | 0 | 0 | 0 | 0 | 0 | 0 | 0 | 0 | 0
Hydrogen Evolution | Lct_BB004 | Number | SHETL | Direct(SHETL) |  | 0 | 0 | 0 | 0 | 0 | 0 | 0 | 0 | 0 | 0 | 0 | 0 | 0 | 0 | 0 | 0 | 0 | 0 | 0 | 0 | 0 | 0 | 0 | 0 | 0 | 0 | 0 | 0
Hydrogen Evolution | Lct_BB004 | Number | SPEN | Ayr |  | 0 | 0 | 0 | 0 | 0 | 0 | 0 | 0 | 0 | 0 | 0 | 0 | 0 | 0 | 0 | 0 | 0 | 0 | 0 | 0 | 0 | 0 | 0 | 0 | 0 | 0 | 0 | 0
Hydrogen Evolution | Lct_BB004 | Number | SPEN | Bainsford |  | 0 | 0 | 0 | 0 | 0 | 0 | 0 | 0 | 0 | 0 | 0 | 0 | 0 | 0 | 0 | 0 | 0 | 0 | 0 | 0 | 0 | 0 | 0 | 0 | 0 | 0 | 0 | 0
Hydrogen Evolution | Lct_BB004 | Number | SPEN | Bathgate |  | 0 | 0 | 0 | 0 | 0 | 0 | 0 | 0 | 0 | 0 | 0 | 0 | 0 | 0 | 0 | 0 | 0 | 0 | 0 | 0 | 0 | 0 | 0 | 0 | 0 | 0 | 0 | 0
Hydrogen Evolution | Lct_BB004 | Number | SPEN | Berwick |  | 0 | 0 | 0 | 0 | 0 | 0 | 0 | 0 | 0 | 0 | 0 | 0 | 0 | 0 | 0 | 0 | 0 | 0 | 0 | 0 | 0 | 0 | 0 | 0 | 0 | 0 | 0 | 0
Hydrogen Evolution | Lct_BB004 | Number | SPEN | Bonnybridge |  | 0 | 0 | 0 | 0 | 0 | 0 | 0 | 0 | 0 | 0 | 0 | 0 | 0 | 0 | 0 | 0 | 0 | 0 | 0 | 0 | 0 | 0 | 0 | 0 | 0 | 0 | 0 | 0
Hydrogen Evolution | Lct_BB004 | Number | SPEN | Braehead Park |  | 0 | 0 | 0 | 0 | 0 | 0 | 0 | 0 | 0 | 0 | 0 | 0 | 0 | 0 | 0 | 0 | 0 | 0 | 0 | 0 | 0 | 0 | 0 | 0 | 0 | 0 | 0 | 0
Hydrogen Evolution | Lct_BB004 | Number | SPEN | Carntyne |  | 0 | 0 | 0 | 0 | 0 | 0 | 0 | 0 | 0 | 0 | 0 | 0 | 0 | 0 | 0 | 0 | 0 | 0 | 0 | 0 | 0 | 0 | 0 | 0 | 0 | 0 | 0 | 0
Hydrogen Evolution | Lct_BB004 | Number | SPEN | Carsfad |  | 0 | 0 | 0 | 0 | 0 | 0 | 0 | 0 | 0 | 0 | 0 | 0 | 0 | 0 | 0 | 0 | 0 | 0 | 0 | 0 | 0 | 0 | 0 | 0 | 0 | 0 | 0 | 0
Hydrogen Evolution | Lct_BB004 | Number | SPEN | Chapelcross |  | 0 | 0 | 0 | 0 | 0 | 0 | 0 | 0 | 0 | 0 | 0 | 0 | 0 | 0 | 0 | 0 | 0 | 0 | 0 | 0 | 0 | 0 | 0 | 0 | 0 | 0 | 0 | 0
Hydrogen Evolution | Lct_BB004 | Number | SPEN | Charlotte Street |  | 0 | 0 | 0 | 0 | 0 | 0 | 0 | 0 | 0 | 0 | 0 | 0 | 0 | 0 | 0 | 0 | 0 | 0 | 0 | 0 | 0 | 0 | 0 | 0 | 0 | 0 | 0 | 0
Hydrogen Evolution | Lct_BB004 | Number | SPEN | Clyde’s Mill |  | 0 | 0 | 0 | 0 | 0 | 0 | 0 | 0 | 0 | 0 | 0 | 0 | 0 | 0 | 0 | 0 | 0 | 0 | 0 | 0 | 0 | 0 | 0 | 0 | 0 | 0 | 0 | 0 | GSP also referred to as Westburn Road
Hydrogen Evolution | Lct_BB004 | Number | SPEN | Coatbridge |  | 0 | 0 | 0 | 0 | 0 | 0 | 0 | 0 | 0 | 0 | 0 | 0 | 0 | 0 | 0 | 0 | 0 | 0 | 0 | 0 | 0 | 0 | 0 | 0 | 0 | 0 | 0 | 0
Hydrogen Evolution | Lct_BB004 | Number | SPEN | Cockenzie |  | 0 | 0 | 0 | 0 | 0 | 0 | 0 | 0 | 0 | 0 | 0 | 0 | 0 | 0 | 0 | 0 | 0 | 0 | 0 | 0 | 0 | 0 | 0 | 0 | 0 | 0 | 0 | 0
Hydrogen Evolution | Lct_BB004 | Number | SPEN | Coylton |  | 0 | 0 | 0 | 0 | 0 | 0 | 0 | 0 | 0 | 0 | 0 | 0 | 0 | 0 | 0 | 0 | 0 | 0 | 0 | 0 | 0 | 0 | 0 | 0 | 0 | 0 | 0 | 0
Hydrogen Evolution | Lct_BB004 | Number | SPEN | Crookston A |  | 0 | 0 | 0 | 0 | 0 | 0 | 0 | 0 | 0 | 0 | 0 | 0 | 0 | 0 | 0 | 0 | 0 | 0 | 0 | 0 | 0 | 0 | 0 | 0 | 0 | 0 | 0 | 0
Hydrogen Evolution | Lct_BB004 | Number | SPEN | Crookston B |  | 0 | 0 | 0 | 0 | 0 | 0 | 0 | 0 | 0 | 0 | 0 | 0 | 0 | 0 | 0 | 0 | 0 | 0 | 0 | 0 | 0 | 0 | 0 | 0 | 0 | 0 | 0 | 0
Hydrogen Evolution | Lct_BB004 | Number | SPEN | Cumbernauld |  | 0 | 0 | 0 | 0 | 0 | 0 | 0 | 0 | 0 | 0 | 0 | 0 | 0 | 0 | 0 | 0 | 0 | 0 | 0 | 0 | 0 | 0 | 0 | 0 | 0 | 0 | 0 | 0
Hydrogen Evolution | Lct_BB004 | Number | SPEN | Cupar |  | 0 | 0 | 0 | 0 | 0 | 0 | 0 | 0 | 0 | 0 | 0 | 0 | 0 | 0 | 0 | 0 | 0 | 0 | 0 | 0 | 0 | 0 | 0 | 0 | 0 | 0 | 0 | 0
Hydrogen Evolution | Lct_BB004 | Number | SPEN | Currie |  | 0 | 0 | 0 | 0 | 0 | 0 | 0 | 0 | 0 | 0 | 0 | 0 | 0 | 0 | 0 | 0 | 0 | 0 | 0 | 0 | 0 | 0 | 0 | 0 | 0 | 0 | 0 | 0
Hydrogen Evolution | Lct_BB004 | Number | SPEN | Dalmarnock |  | 0 | 0 | 0 | 0 | 0 | 0 | 0 | 0 | 0 | 0 | 0 | 0 | 0 | 0 | 0 | 0 | 0 | 0 | 0 | 0 | 0 | 0 | 0 | 0 | 0 | 0 | 0 | 0
Hydrogen Evolution | Lct_BB004 | Number | SPEN | Devol Moor |  | 0 | 0 | 0 | 0 | 0 | 0 | 0 | 0 | 0 | 0 | 0 | 0 | 0 | 0 | 0 | 0 | 0 | 0 | 0 | 0 | 0 | 0 | 0 | 0 | 0 | 0 | 0 | 0
Hydrogen Evolution | Lct_BB004 | Number | SPEN | Devonside |  | 0 | 0 | 0 | 0 | 0 | 0 | 0 | 0 | 0 | 0 | 0 | 0 | 0 | 0 | 0 | 0 | 0 | 0 | 0 | 0 | 0 | 0 | 0 | 0 | 0 | 0 | 0 | 0
Hydrogen Evolution | Lct_BB004 | Number | SPEN | Dewar Place |  | 0 | 0 | 0 | 0 | 0 | 0 | 0 | 0 | 0 | 0 | 0 | 0 | 0 | 0 | 0 | 0 | 0 | 0 | 0 | 0 | 0 | 0 | 0 | 0 | 0 | 0 | 0 | 0
Hydrogen Evolution | Lct_BB004 | Number | SPEN | Drumchapel |  | 0 | 0 | 0 | 0 | 0 | 0 | 0 | 0 | 0 | 0 | 0 | 0 | 0 | 0 | 0 | 0 | 0 | 0 | 0 | 0 | 0 | 0 | 0 | 0 | 0 | 0 | 0 | 0
Hydrogen Evolution | Lct_BB004 | Number | SPEN | Drumcross |  | 0 | 0 | 0 | 0 | 0 | 0 | 0 | 0 | 0 | 0 | 0 | 0 | 0 | 0 | 0 | 0 | 0 | 0 | 0 | 0 | 0 | 0 | 0 | 0 | 0 | 0 | 0 | 0
Hydrogen Evolution | Lct_BB004 | Number | SPEN | Dumfries 11 |  | 0 | 0 | 0 | 0 | 0 | 0 | 0 | 0 | 0 | 0 | 0 | 0 | 0 | 0 | 0 | 0 | 0 | 0 | 0 | 0 | 0 | 0 | 0 | 0 | 0 | 0 | 0 | 0
Hydrogen Evolution | Lct_BB004 | Number | SPEN | Dumfries 33 |  | 0 | 0 | 0 | 0 | 0 | 0 | 0 | 0 | 0 | 0 | 0 | 0 | 0 | 0 | 0 | 0 | 0 | 0 | 0 | 0 | 0 | 0 | 0 | 0 | 0 | 0 | 0 | 0
Hydrogen Evolution | Lct_BB004 | Number | SPEN | Dumfries ICI |  | 0 | 0 | 0 | 0 | 0 | 0 | 0 | 0 | 0 | 0 | 0 | 0 | 0 | 0 | 0 | 0 | 0 | 0 | 0 | 0 | 0 | 0 | 0 | 0 | 0 | 0 | 0 | 0
Hydrogen Evolution | Lct_BB004 | Number | SPEN | Dunbar A |  | 0 | 0 | 0 | 0 | 0 | 0 | 0 | 0 | 0 | 0 | 0 | 0 | 0 | 0 | 0 | 0 | 0 | 0 | 0 | 0 | 0 | 0 | 0 | 0 | 0 | 0 | 0 | 0
Hydrogen Evolution | Lct_BB004 | Number | SPEN | Dunbar B |  | 0 | 0 | 0 | 0 | 0 | 0 | 0 | 0 | 0 | 0 | 0 | 0 | 0 | 0 | 0 | 0 | 0 | 0 | 0 | 0 | 0 | 0 | 0 | 0 | 0 | 0 | 0 | 0
Hydrogen Evolution | Lct_BB004 | Number | SPEN | Dunfermline |  | 0 | 0 | 0 | 0 | 0 | 0 | 0 | 0 | 0 | 0 | 0 | 0 | 0 | 0 | 0 | 0 | 0 | 0 | 0 | 0 | 0 | 0 | 0 | 0 | 0 | 0 | 0 | 0
Hydrogen Evolution | Lct_BB004 | Number | SPEN | Earlstoun |  | 0 | 0 | 0 | 0 | 0 | 0 | 0 | 0 | 0 | 0 | 0 | 0 | 0 | 0 | 0 | 0 | 0 | 0 | 0 | 0 | 0 | 0 | 0 | 0 | 0 | 0 | 0 | 0
Hydrogen Evolution | Lct_BB004 | Number | SPEN | East Kilbride |  | 0 | 0 | 0 | 0 | 0 | 0 | 0 | 0 | 0 | 0 | 0 | 0 | 0 | 0 | 0 | 0 | 0 | 0 | 0 | 0 | 0 | 0 | 0 | 0 | 0 | 0 | 0 | 0
Hydrogen Evolution | Lct_BB004 | Number | SPEN | East Kilbride South |  | 0 | 0 | 0 | 0 | 0 | 0 | 0 | 0 | 0 | 0 | 0 | 0 | 0 | 0 | 0 | 0 | 0 | 0 | 0 | 0 | 0 | 0 | 0 | 0 | 0 | 0 | 0 | 0
Hydrogen Evolution | Lct_BB004 | Number | SPEN | Easterhouse |  | 0 | 0 | 0 | 0 | 0 | 0 | 0 | 0 | 0 | 0 | 0 | 0 | 0 | 0 | 0 | 0 | 0 | 0 | 0 | 0 | 0 | 0 | 0 | 0 | 0 | 0 | 0 | 0
Hydrogen Evolution | Lct_BB004 | Number | SPEN | Eccles |  | 0 | 0 | 0 | 0 | 0 | 0 | 0 | 0 | 0 | 0 | 0 | 0 | 0 | 0 | 0 | 0 | 0 | 0 | 0 | 0 | 0 | 0 | 0 | 0 | 0 | 0 | 0 | 0
Hydrogen Evolution | Lct_BB004 | Number | SPEN | Elderslie |  | 0 | 0 | 0 | 0 | 0 | 0 | 0 | 0 | 0 | 0 | 0 | 0 | 0 | 0 | 0 | 0 | 0 | 0 | 0 | 0 | 0 | 0 | 0 | 0 | 0 | 0 | 0 | 0
Hydrogen Evolution | Lct_BB004 | Number | SPEN | Erskine |  | 0 | 0 | 0 | 0 | 0 | 0 | 0 | 0 | 0 | 0 | 0 | 0 | 0 | 0 | 0 | 0 | 0 | 0 | 0 | 0 | 0 | 0 | 0 | 0 | 0 | 0 | 0 | 0
Hydrogen Evolution | Lct_BB004 | Number | SPEN | Finnieston |  | 0 | 0 | 0 | 0 | 0 | 0 | 0 | 0 | 0 | 0 | 0 | 0 | 0 | 0 | 0 | 0 | 0 | 0 | 0 | 0 | 0 | 0 | 0 | 0 | 0 | 0 | 0 | 0
Hydrogen Evolution | Lct_BB004 | Number | SPEN | Galashiels |  | 0 | 0 | 0 | 0 | 0 | 0 | 0 | 0 | 0 | 0 | 0 | 0 | 0 | 0 | 0 | 0 | 0 | 0 | 0 | 0 | 0 | 0 | 0 | 0 | 0 | 0 | 0 | 0
Hydrogen Evolution | Lct_BB004 | Number | SPEN | Giffnock |  | 0 | 0 | 0 | 0 | 0 | 0 | 0 | 0 | 0 | 0 | 0 | 0 | 0 | 0 | 0 | 0 | 0 | 0 | 0 | 0 | 0 | 0 | 0 | 0 | 0 | 0 | 0 | 0
Hydrogen Evolution | Lct_BB004 | Number | SPEN | Glenlee |  | 0 | 0 | 0 | 0 | 0 | 0 | 0 | 0 | 0 | 0 | 0 | 0 | 0 | 0 | 0 | 0 | 0 | 0 | 0 | 0 | 0 | 0 | 0 | 0 | 0 | 0 | 0 | 0
Hydrogen Evolution | Lct_BB004 | Number | SPEN | Glenluce |  | 0 | 0 | 0 | 0 | 0 | 0 | 0 | 0 | 0 | 0 | 0 | 0 | 0 | 0 | 0 | 0 | 0 | 0 | 0 | 0 | 0 | 0 | 0 | 0 | 0 | 0 | 0 | 0
Hydrogen Evolution | Lct_BB004 | Number | SPEN | Glenniston |  | 0 | 0 | 0 | 0 | 0 | 0 | 0 | 0 | 0 | 0 | 0 | 0 | 0 | 0 | 0 | 0 | 0 | 0 | 0 | 0 | 0 | 0 | 0 | 0 | 0 | 0 | 0 | 0
Hydrogen Evolution | Lct_BB004 | Number | SPEN | Glenrothes |  | 0 | 0 | 0 | 0 | 0 | 0 | 0 | 0 | 0 | 0 | 0 | 0 | 0 | 0 | 0 | 0 | 0 | 0 | 0 | 0 | 0 | 0 | 0 | 0 | 0 | 0 | 0 | 0
Hydrogen Evolution | Lct_BB004 | Number | SPEN | Gorgie |  | 0 | 0 | 0 | 0 | 0 | 0 | 0 | 0 | 0 | 0 | 0 | 0 | 0 | 0 | 0 | 0 | 0 | 0 | 0 | 0 | 0 | 0 | 0 | 0 | 0 | 0 | 0 | 0
Hydrogen Evolution | Lct_BB004 | Number | SPEN | Govan |  | 0 | 0 | 0 | 0 | 0 | 0 | 0 | 0 | 0 | 0 | 0 | 0 | 0 | 0 | 0 | 0 | 0 | 0 | 0 | 0 | 0 | 0 | 0 | 0 | 0 | 0 | 0 | 0
Hydrogen Evolution | Lct_BB004 | Number | SPEN | Grangemouth A |  | 0 | 0 | 0 | 0 | 0 | 0 | 0 | 0 | 0 | 0 | 0 | 0 | 0 | 0 | 0 | 0 | 0 | 0 | 0 | 0 | 0 | 0 | 0 | 0 | 0 | 0 | 0 | 0
Hydrogen Evolution | Lct_BB004 | Number | SPEN | Grangemouth C |  | 0 | 0 | 0 | 0 | 0 | 0 | 0 | 0 | 0 | 0 | 0 | 0 | 0 | 0 | 0 | 0 | 0 | 0 | 0 | 0 | 0 | 0 | 0 | 0 | 0 | 0 | 0 | 0
Hydrogen Evolution | Lct_BB004 | Number | SPEN | Haggs Road |  | 0 | 0 | 0 | 0 | 0 | 0 | 0 | 0 | 0 | 0 | 0 | 0 | 0 | 0 | 0 | 0 | 0 | 0 | 0 | 0 | 0 | 0 | 0 | 0 | 0 | 0 | 0 | 0
Hydrogen Evolution | Lct_BB004 | Number | SPEN | Hawick |  | 0 | 0 | 0 | 0 | 0 | 0 | 0 | 0 | 0 | 0 | 0 | 0 | 0 | 0 | 0 | 0 | 0 | 0 | 0 | 0 | 0 | 0 | 0 | 0 | 0 | 0 | 0 | 0
Hydrogen Evolution | Lct_BB004 | Number | SPEN | Helensburgh |  | 0 | 0 | 0 | 0 | 0 | 0 | 0 | 0 | 0 | 0 | 0 | 0 | 0 | 0 | 0 | 0 | 0 | 0 | 0 | 0 | 0 | 0 | 0 | 0 | 0 | 0 | 0 | 0
Hydrogen Evolution | Lct_BB004 | Number | SPEN | Hunterston Farm |  | 0 | 0 | 0 | 0 | 0 | 0 | 0 | 0 | 0 | 0 | 0 | 0 | 0 | 0 | 0 | 0 | 0 | 0 | 0 | 0 | 0 | 0 | 0 | 0 | 0 | 0 | 0 | 0
Hydrogen Evolution | Lct_BB004 | Number | SPEN | Inverkeithing |  | 0 | 0 | 0 | 0 | 0 | 0 | 0 | 0 | 0 | 0 | 0 | 0 | 0 | 0 | 0 | 0 | 0 | 0 | 0 | 0 | 0 | 0 | 0 | 0 | 0 | 0 | 0 | 0
Hydrogen Evolution | Lct_BB004 | Number | SPEN | Johnstone |  | 0 | 0 | 0 | 0 | 0 | 0 | 0 | 0 | 0 | 0 | 0 | 0 | 0 | 0 | 0 | 0 | 0 | 0 | 0 | 0 | 0 | 0 | 0 | 0 | 0 | 0 | 0 | 0
Hydrogen Evolution | Lct_BB004 | Number | SPEN | Kaimes |  | 0 | 0 | 0 | 0 | 0 | 0 | 0 | 0 | 0 | 0 | 0 | 0 | 0 | 0 | 0 | 0 | 0 | 0 | 0 | 0 | 0 | 0 | 0 | 0 | 0 | 0 | 0 | 0
Hydrogen Evolution | Lct_BB004 | Number | SPEN | Kendoon |  | 0 | 0 | 0 | 0 | 0 | 0 | 0 | 0 | 0 | 0 | 0 | 0 | 0 | 0 | 0 | 0 | 0 | 0 | 0 | 0 | 0 | 0 | 0 | 0 | 0 | 0 | 0 | 0
Hydrogen Evolution | Lct_BB004 | Number | SPEN | Kilbowie 11 |  | 0 | 0 | 0 | 0 | 0 | 0 | 0 | 0 | 0 | 0 | 0 | 0 | 0 | 0 | 0 | 0 | 0 | 0 | 0 | 0 | 0 | 0 | 0 | 0 | 0 | 0 | 0 | 0
Hydrogen Evolution | Lct_BB004 | Number | SPEN | Kilbowie 33 |  | 0 | 0 | 0 | 0 | 0 | 0 | 0 | 0 | 0 | 0 | 0 | 0 | 0 | 0 | 0 | 0 | 0 | 0 | 0 | 0 | 0 | 0 | 0 | 0 | 0 | 0 | 0 | 0
Hydrogen Evolution | Lct_BB004 | Number | SPEN | Killermont |  | 0 | 0 | 0 | 0 | 0 | 0 | 0 | 0 | 0 | 0 | 0 | 0 | 0 | 0 | 0 | 0 | 0 | 0 | 0 | 0 | 0 | 0 | 0 | 0 | 0 | 0 | 0 | 0
Hydrogen Evolution | Lct_BB004 | Number | SPEN | Kilwinning |  | 0 | 0 | 0 | 0 | 0 | 0 | 0 | 0 | 0 | 0 | 0 | 0 | 0 | 0 | 0 | 0 | 0 | 0 | 0 | 0 | 0 | 0 | 0 | 0 | 0 | 0 | 0 | 0
Hydrogen Evolution | Lct_BB004 | Number | SPEN | Lesmahagow |  | 0 | 0 | 0 | 0 | 0 | 0 | 0 | 0 | 0 | 0 | 0 | 0 | 0 | 0 | 0 | 0 | 0 | 0 | 0 | 0 | 0 | 0 | 0 | 0 | 0 | 0 | 0 | 0
Hydrogen Evolution | Lct_BB004 | Number | SPEN | Leven |  | 0 | 0 | 0 | 0 | 0 | 0 | 0 | 0 | 0 | 0 | 0 | 0 | 0 | 0 | 0 | 0 | 0 | 0 | 0 | 0 | 0 | 0 | 0 | 0 | 0 | 0 | 0 | 0
Hydrogen Evolution | Lct_BB004 | Number | SPEN | Livingston East |  | 0 | 0 | 0 | 0 | 0 | 0 | 0 | 0 | 0 | 0 | 0 | 0 | 0 | 0 | 0 | 0 | 0 | 0 | 0 | 0 | 0 | 0 | 0 | 0 | 0 | 0 | 0 | 0
Hydrogen Evolution | Lct_BB004 | Number | SPEN | Maybole |  | 0 | 0 | 0 | 0 | 0 | 0 | 0 | 0 | 0 | 0 | 0 | 0 | 0 | 0 | 0 | 0 | 0 | 0 | 0 | 0 | 0 | 0 | 0 | 0 | 0 | 0 | 0 | 0
Hydrogen Evolution | Lct_BB004 | Number | SPEN | Moffat |  | 0 | 0 | 0 | 0 | 0 | 0 | 0 | 0 | 0 | 0 | 0 | 0 | 0 | 0 | 0 | 0 | 0 | 0 | 0 | 0 | 0 | 0 | 0 | 0 | 0 | 0 | 0 | 0
Hydrogen Evolution | Lct_BB004 | Number | SPEN | Newarthill |  | 0 | 0 | 0 | 0 | 0 | 0 | 0 | 0 | 0 | 0 | 0 | 0 | 0 | 0 | 0 | 0 | 0 | 0 | 0 | 0 | 0 | 0 | 0 | 0 | 0 | 0 | 0 | 0
Hydrogen Evolution | Lct_BB004 | Number | SPEN | Newton Stewart |  | 0 | 0 | 0 | 0 | 0 | 0 | 0 | 0 | 0 | 0 | 0 | 0 | 0 | 0 | 0 | 0 | 0 | 0 | 0 | 0 | 0 | 0 | 0 | 0 | 0 | 0 | 0 | 0
Hydrogen Evolution | Lct_BB004 | Number | SPEN | Paisley |  | 0 | 0 | 0 | 0 | 0 | 0 | 0 | 0 | 0 | 0 | 0 | 0 | 0 | 0 | 0 | 0 | 0 | 0 | 0 | 0 | 0 | 0 | 0 | 0 | 0 | 0 | 0 | 0
Hydrogen Evolution | Lct_BB004 | Number | SPEN | Partick |  | 0 | 0 | 0 | 0 | 0 | 0 | 0 | 0 | 0 | 0 | 0 | 0 | 0 | 0 | 0 | 0 | 0 | 0 | 0 | 0 | 0 | 0 | 0 | 0 | 0 | 0 | 0 | 0
Hydrogen Evolution | Lct_BB004 | Number | SPEN | Port Dundas |  | 0 | 0 | 0 | 0 | 0 | 0 | 0 | 0 | 0 | 0 | 0 | 0 | 0 | 0 | 0 | 0 | 0 | 0 | 0 | 0 | 0 | 0 | 0 | 0 | 0 | 0 | 0 | 0
Hydrogen Evolution | Lct_BB004 | Number | SPEN | Portobello |  | 0 | 0 | 0 | 0 | 0 | 0 | 0 | 0 | 0 | 0 | 0 | 0 | 0 | 0 | 0 | 0 | 0 | 0 | 0 | 0 | 0 | 0 | 0 | 0 | 0 | 0 | 0 | 0
Hydrogen Evolution | Lct_BB004 | Number | SPEN | Ravenscraig |  | 0 | 0 | 0 | 0 | 0 | 0 | 0 | 0 | 0 | 0 | 0 | 0 | 0 | 0 | 0 | 0 | 0 | 0 | 0 | 0 | 0 | 0 | 0 | 0 | 0 | 0 | 0 | 0
Hydrogen Evolution | Lct_BB004 | Number | SPEN | Redhouse |  | 0 | 0 | 0 | 0 | 0 | 0 | 0 | 0 | 0 | 0 | 0 | 0 | 0 | 0 | 0 | 0 | 0 | 0 | 0 | 0 | 0 | 0 | 0 | 0 | 0 | 0 | 0 | 0
Hydrogen Evolution | Lct_BB004 | Number | SPEN | Saltcoats A |  | 0 | 0 | 0 | 0 | 0 | 0 | 0 | 0 | 0 | 0 | 0 | 0 | 0 | 0 | 0 | 0 | 0 | 0 | 0 | 0 | 0 | 0 | 0 | 0 | 0 | 0 | 0 | 0
Hydrogen Evolution | Lct_BB004 | Number | SPEN | Saltcoats B |  | 0 | 0 | 0 | 0 | 0 | 0 | 0 | 0 | 0 | 0 | 0 | 0 | 0 | 0 | 0 | 0 | 0 | 0 | 0 | 0 | 0 | 0 | 0 | 0 | 0 | 0 | 0 | 0
Hydrogen Evolution | Lct_BB004 | Number | SPEN | Shrubhill |  | 0 | 0 | 0 | 0 | 0 | 0 | 0 | 0 | 0 | 0 | 0 | 0 | 0 | 0 | 0 | 0 | 0 | 0 | 0 | 0 | 0 | 0 | 0 | 0 | 0 | 0 | 0 | 0
Hydrogen Evolution | Lct_BB004 | Number | SPEN | Sighthill |  | 0 | 0 | 0 | 0 | 0 | 0 | 0 | 0 | 0 | 0 | 0 | 0 | 0 | 0 | 0 | 0 | 0 | 0 | 0 | 0 | 0 | 0 | 0 | 0 | 0 | 0 | 0 | 0
Hydrogen Evolution | Lct_BB004 | Number | SPEN | Spango Valley |  | 0 | 0 | 0 | 0 | 0 | 0 | 0 | 0 | 0 | 0 | 0 | 0 | 0 | 0 | 0 | 0 | 0 | 0 | 0 | 0 | 0 | 0 | 0 | 0 | 0 | 0 | 0 | 0
Hydrogen Evolution | Lct_BB004 | Number | SPEN | St Andrews Cross |  | 0 | 0 | 0 | 0 | 0 | 0 | 0 | 0 | 0 | 0 | 0 | 0 | 0 | 0 | 0 | 0 | 0 | 0 | 0 | 0 | 0 | 0 | 0 | 0 | 0 | 0 | 0 | 0
Hydrogen Evolution | Lct_BB004 | Number | SPEN | Stirling |  | 0 | 0 | 0 | 0 | 0 | 0 | 0 | 0 | 0 | 0 | 0 | 0 | 0 | 0 | 0 | 0 | 0 | 0 | 0 | 0 | 0 | 0 | 0 | 0 | 0 | 0 | 0 | 0
Hydrogen Evolution | Lct_BB004 | Number | SPEN | Strathaven |  | 0 | 0 | 0 | 0 | 0 | 0 | 0 | 0 | 0 | 0 | 0 | 0 | 0 | 0 | 0 | 0 | 0 | 0 | 0 | 0 | 0 | 0 | 0 | 0 | 0 | 0 | 0 | 0
Hydrogen Evolution | Lct_BB004 | Number | SPEN | Strathleven |  | 0 | 0 | 0 | 0 | 0 | 0 | 0 | 0 | 0 | 0 | 0 | 0 | 0 | 0 | 0 | 0 | 0 | 0 | 0 | 0 | 0 | 0 | 0 | 0 | 0 | 0 | 0 | 0
Hydrogen Evolution | Lct_BB004 | Number | SPEN | Telford Road |  | 0 | 0 | 0 | 0 | 0 | 0 | 0 | 0 | 0 | 0 | 0 | 0 | 0 | 0 | 0 | 0 | 0 | 0 | 0 | 0 | 0 | 0 | 0 | 0 | 0 | 0 | 0 | 0
Hydrogen Evolution | Lct_BB004 | Number | SPEN | Tongland |  | 0 | 0 | 0 | 0 | 0 | 0 | 0 | 0 | 0 | 0 | 0 | 0 | 0 | 0 | 0 | 0 | 0 | 0 | 0 | 0 | 0 | 0 | 0 | 0 | 0 | 0 | 0 | 0
Hydrogen Evolution | Lct_BB004 | Number | SPEN | West George Street |  | 0 | 0 | 0 | 0 | 0 | 0 | 0 | 0 | 0 | 0 | 0 | 0 | 0 | 0 | 0 | 0 | 0 | 0 | 0 | 0 | 0 | 0 | 0 | 0 | 0 | 0 | 0 | 0
Hydrogen Evolution | Lct_BB004 | Number | SPEN | Westfield |  | 0 | 0 | 0 | 0 | 0 | 0 | 0 | 0 | 0 | 0 | 0 | 0 | 0 | 0 | 0 | 0 | 0 | 0 | 0 | 0 | 0 | 0 | 0 | 0 | 0 | 0 | 0 | 0
Hydrogen Evolution | Lct_BB004 | Number | SPEN | Whitehouse |  | 0 | 0 | 0 | 0 | 0 | 0 | 0 | 0 | 0 | 0 | 0 | 0 | 0 | 0 | 0 | 0 | 0 | 0 | 0 | 0 | 0 | 0 | 0 | 0 | 0 | 0 | 0 | 0
Hydrogen Evolution | Lct_BB004 | Number | SPEN | Wishaw |  | 0 | 0 | 0 | 0 | 0 | 0 | 0 | 0 | 0 | 0 | 0 | 0 | 0 | 0 | 0 | 0 | 0 | 0 | 0 | 0 | 0 | 0 | 0 | 0 | 0 | 0 | 0 | 0
Hydrogen Evolution | Lct_BB004 | Number | SPEN Manweb | Birkenhead |  | 0 | 0 | 0 | 0 | 0 | 0 | 0 | 0 | 0 | 0 | 0 | 0 | 0 | 0 | 0 | 0 | 0 | 0 | 0 | 0 | 0 | 0 | 0 | 0 | 0 | 0 | 0 | 0
Hydrogen Evolution | Lct_BB004 | Number | SPEN Manweb | Capenhurst |  | 0 | 0 | 0 | 0 | 0 | 0 | 0 | 0 | 0 | 0 | 0 | 0 | 0 | 0 | 0 | 0 | 0 | 0 | 0 | 0 | 0 | 0 | 0 | 0 | 0 | 0 | 0 | 0
Hydrogen Evolution | Lct_BB004 | Number | SPEN Manweb | Carrington |  | 0 | 0 | 0 | 0 | 0 | 0 | 0 | 0 | 0 | 0 | 0 | 0 | 0 | 0 | 0 | 0 | 0 | 0 | 0 | 0 | 0 | 0 | 0 | 0 | 0 | 0 | 0 | 0
Hydrogen Evolution | Lct_BB004 | Number | SPEN Manweb | Connah's Quay |  | 0 | 0 | 0 | 0 | 0 | 0 | 0 | 0 | 0 | 0 | 0 | 0 | 0 | 0 | 0 | 0 | 0 | 0 | 0 | 0 | 0 | 0 | 0 | 0 | 0 | 0 | 0 | 0
Hydrogen Evolution | Lct_BB004 | Number | SPEN Manweb | Fiddlers Ferry |  | 0 | 0 | 0 | 0 | 0 | 0 | 0 | 0 | 0 | 0 | 0 | 0 | 0 | 0 | 0 | 0 | 0 | 0 | 0 | 0 | 0 | 0 | 0 | 0 | 0 | 0 | 0 | 0
Hydrogen Evolution | Lct_BB004 | Number | SPEN Manweb | Frodsham |  | 0 | 0 | 0 | 0 | 0 | 0 | 0 | 0 | 0 | 0 | 0 | 0 | 0 | 0 | 0 | 0 | 0 | 0 | 0 | 0 | 0 | 0 | 0 | 0 | 0 | 0 | 0 | 0
Hydrogen Evolution | Lct_BB004 | Number | SPEN Manweb | Kirkby (_D) |  | 0 | 0 | 0 | 0 | 0 | 0 | 0 | 0 | 0 | 0 | 0 | 0 | 0 | 0 | 0 | 0 | 0 | 0 | 0 | 0 | 0 | 0 | 0 | 0 | 0 | 0 | 0 | 0
Hydrogen Evolution | Lct_BB004 | Number | SPEN Manweb | Legacy |  | 0 | 0 | 0 | 0 | 0 | 0 | 0 | 0 | 0 | 0 | 0 | 0 | 0 | 0 | 0 | 0 | 0 | 0 | 0 | 0 | 0 | 0 | 0 | 0 | 0 | 0 | 0 | 0
Hydrogen Evolution | Lct_BB004 | Number | SPEN Manweb | Lister Drive |  | 0 | 0 | 0 | 0 | 0 | 0 | 0 | 0 | 0 | 0 | 0 | 0 | 0 | 0 | 0 | 0 | 0 | 0 | 0 | 0 | 0 | 0 | 0 | 0 | 0 | 0 | 0 | 0
Hydrogen Evolution | Lct_BB004 | Number | SPEN Manweb | Pentir |  | 0 | 0 | 0 | 0 | 0 | 0 | 0 | 0 | 0 | 0 | 0 | 0 | 0 | 0 | 0 | 0 | 0 | 0 | 0 | 0 | 0 | 0 | 0 | 0 | 0 | 0 | 0 | 0
Hydrogen Evolution | Lct_BB004 | Number | SPEN Manweb | Rainhill |  | 0 | 0 | 0 | 0 | 0 | 0 | 0 | 0 | 0 | 0 | 0 | 0 | 0 | 0 | 0 | 0 | 0 | 0 | 0 | 0 | 0 | 0 | 0 | 0 | 0 | 0 | 0 | 0
Hydrogen Evolution | Lct_BB004 | Number | SPEN Manweb | St. Asaph |  | 0 | 0 | 0 | 0 | 0 | 0 | 0 | 0 | 0 | 0 | 0 | 0 | 0 | 0 | 0 | 0 | 0 | 0 | 0 | 0 | 0 | 0 | 0 | 0 | 0 | 0 | 0 | 0
Hydrogen Evolution | Lct_BB004 | Number | SPEN Manweb | Trawsfynydd |  | 0 | 0 | 0 | 0 | 0 | 0 | 0 | 0 | 0 | 0 | 0 | 0 | 0 | 0 | 0 | 0 | 0 | 0 | 0 | 0 | 0 | 0 | 0 | 0 | 0 | 0 | 0 | 0
Hydrogen Evolution | Lct_BB004 | Number | SPEN Manweb | Wylfa |  | 0 | 0 | 0 | 0 | 0 | 0 | 0 | 0 | 0 | 0 | 0 | 0 | 0 | 0 | 0 | 0 | 0 | 0 | 0 | 0 | 0 | 0 | 0 | 0 | 0 | 0 | 0 | 0
Hydrogen Evolution | Lct_BB004 | Number | SPTL | Direct(SPTL) |  | 0 | 0 | 0 | 0 | 0 | 0 | 0 | 0 | 0 | 0 | 0 | 0 | 0 | 0 | 0 | 0 | 0 | 0 | 0 | 0 | 0 | 0 | 0 | 0 | 0 | 0 | 0 | 0
Hydrogen Evolution | Lct_BB004 | Number | SSEN (SHEPD) | Abernethy |  | 0 | 0 | 0 | 0 | 0 | 0 | 0 | 0 | 0 | 0 | 0 | 0 | 0 | 0 | 0 | 0 | 0 | 0 | 0 | 0 | 0 | 0 | 0 | 0 | 0 | 0 | 0 | 0
Hydrogen Evolution | Lct_BB004 | Number | SSEN (SHEPD) | Alness |  | 0 | 0 | 0 | 0 | 0 | 0 | 0 | 0 | 0 | 0 | 0 | 0 | 0 | 0 | 0 | 0 | 0 | 0 | 0 | 0 | 0 | 0 | 0 | 0 | 0 | 0 | 0 | 0
Hydrogen Evolution | Lct_BB004 | Number | SSEN (SHEPD) | Arbroath |  | 0 | 0 | 0 | 0 | 0 | 0 | 0 | 0 | 0 | 0 | 0 | 0 | 0 | 0 | 0 | 0 | 0 | 0 | 0 | 0 | 0 | 0 | 0 | 0 | 0 | 0 | 0 | 0
Hydrogen Evolution | Lct_BB004 | Number | SSEN (SHEPD) | Ardkinglas |  | 0 | 0 | 0 | 0 | 0 | 0 | 0 | 0 | 0 | 0 | 0 | 0 | 0 | 0 | 0 | 0 | 0 | 0 | 0 | 0 | 0 | 0 | 0 | 0 | 0 | 0 | 0 | 0
Hydrogen Evolution | Lct_BB004 | Number | SSEN (SHEPD) | Ardmore |  | 0 | 0 | 0 | 0 | 0 | 0 | 0 | 0 | 0 | 0 | 0 | 0 | 0 | 0 | 0 | 0 | 0 | 0 | 0 | 0 | 0 | 0 | 0 | 0 | 0 | 0 | 0 | 0
Hydrogen Evolution | Lct_BB004 | Number | SSEN (SHEPD) | Beauly |  | 0 | 0 | 0 | 0 | 0 | 0 | 0 | 0 | 0 | 0 | 0 | 0 | 0 | 0 | 0 | 0 | 0 | 0 | 0 | 0 | 0 | 0 | 0 | 0 | 0 | 0 | 0 | 0
Hydrogen Evolution | Lct_BB004 | Number | SSEN (SHEPD) | Berryburn |  | 0 | 0 | 0 | 0 | 0 | 0 | 0 | 0 | 0 | 0 | 0 | 0 | 0 | 0 | 0 | 0 | 0 | 0 | 0 | 0 | 0 | 0 | 0 | 0 | 0 | 0 | 0 | 0
Hydrogen Evolution | Lct_BB004 | Number | SSEN (SHEPD) | Boat of Garten |  | 0 | 0 | 0 | 0 | 0 | 0 | 0 | 0 | 0 | 0 | 0 | 0 | 0 | 0 | 0 | 0 | 0 | 0 | 0 | 0 | 0 | 0 | 0 | 0 | 0 | 0 | 0 | 0
Hydrogen Evolution | Lct_BB004 | Number | SSEN (SHEPD) | Braco West |  | 0 | 0 | 0 | 0 | 0 | 0 | 0 | 0 | 0 | 0 | 0 | 0 | 0 | 0 | 0 | 0 | 0 | 0 | 0 | 0 | 0 | 0 | 0 | 0 | 0 | 0 | 0 | 0
Hydrogen Evolution | Lct_BB004 | Number | SSEN (SHEPD) | Bridge of Dun |  | 0 | 0 | 0 | 0 | 0 | 0 | 0 | 0 | 0 | 0 | 0 | 0 | 0 | 0 | 0 | 0 | 0 | 0 | 0 | 0 | 0 | 0 | 0 | 0 | 0 | 0 | 0 | 0
Hydrogen Evolution | Lct_BB004 | Number | SSEN (SHEPD) | Broadford-Skye |  | 0 | 0 | 0 | 0 | 0 | 0 | 0 | 0 | 0 | 0 | 0 | 0 | 0 | 0 | 0 | 0 | 0 | 0 | 0 | 0 | 0 | 0 | 0 | 0 | 0 | 0 | 0 | 0
Hydrogen Evolution | Lct_BB004 | Number | SSEN (SHEPD) | Brora |  | 0 | 0 | 0 | 0 | 0 | 0 | 0 | 0 | 0 | 0 | 0 | 0 | 0 | 0 | 0 | 0 | 0 | 0 | 0 | 0 | 0 | 0 | 0 | 0 | 0 | 0 | 0 | 0
Hydrogen Evolution | Lct_BB004 | Number | SSEN (SHEPD) | Burghmuir |  | 0 | 0 | 0 | 0 | 0 | 0 | 0 | 0 | 0 | 0 | 0 | 0 | 0 | 0 | 0 | 0 | 0 | 0 | 0 | 0 | 0 | 0 | 0 | 0 | 0 | 0 | 0 | 0
Hydrogen Evolution | Lct_BB004 | Number | SSEN (SHEPD) | Carradale |  | 0 | 0 | 0 | 0 | 0 | 0 | 0 | 0 | 0 | 0 | 0 | 0 | 0 | 0 | 0 | 0 | 0 | 0 | 0 | 0 | 0 | 0 | 0 | 0 | 0 | 0 | 0 | 0
Hydrogen Evolution | Lct_BB004 | Number | SSEN (SHEPD) | Cassley |  | 0 | 0 | 0 | 0 | 0 | 0 | 0 | 0 | 0 | 0 | 0 | 0 | 0 | 0 | 0 | 0 | 0 | 0 | 0 | 0 | 0 | 0 | 0 | 0 | 0 | 0 | 0 | 0
Hydrogen Evolution | Lct_BB004 | Number | SSEN (SHEPD) | Ceannacroc |  | 0 | 0 | 0 | 0 | 0 | 0 | 0 | 0 | 0 | 0 | 0 | 0 | 0 | 0 | 0 | 0 | 0 | 0 | 0 | 0 | 0 | 0 | 0 | 0 | 0 | 0 | 0 | 0
Hydrogen Evolution | Lct_BB004 | Number | SSEN (SHEPD) | Charleston |  | 0 | 0 | 0 | 0 | 0 | 0 | 0 | 0 | 0 | 0 | 0 | 0 | 0 | 0 | 0 | 0 | 0 | 0 | 0 | 0 | 0 | 0 | 0 | 0 | 0 | 0 | 0 | 0
Hydrogen Evolution | Lct_BB004 | Number | SSEN (SHEPD) | Clachan |  | 0 | 0 | 0 | 0 | 0 | 0 | 0 | 0 | 0 | 0 | 0 | 0 | 0 | 0 | 0 | 0 | 0 | 0 | 0 | 0 | 0 | 0 | 0 | 0 | 0 | 0 | 0 | 0
Hydrogen Evolution | Lct_BB004 | Number | SSEN (SHEPD) | Clayhills |  | 0 | 0 | 0 | 0 | 0 | 0 | 0 | 0 | 0 | 0 | 0 | 0 | 0 | 0 | 0 | 0 | 0 | 0 | 0 | 0 | 0 | 0 | 0 | 0 | 0 | 0 | 0 | 0
Hydrogen Evolution | Lct_BB004 | Number | SSEN (SHEPD) | Coupar Angus |  | 0 | 0 | 0 | 0 | 0 | 0 | 0 | 0 | 0 | 0 | 0 | 0 | 0 | 0 | 0 | 0 | 0 | 0 | 0 | 0 | 0 | 0 | 0 | 0 | 0 | 0 | 0 | 0
Hydrogen Evolution | Lct_BB004 | Number | SSEN (SHEPD) | Craigiebuckler |  | 0 | 0 | 0 | 0 | 0 | 0 | 0 | 0 | 0 | 0 | 0 | 0 | 0 | 0 | 0 | 0 | 0 | 0 | 0 | 0 | 0 | 0 | 0 | 0 | 0 | 0 | 0 | 0
Hydrogen Evolution | Lct_BB004 | Number | SSEN (SHEPD) | Dallas |  | 0 | 0 | 0 | 0 | 0 | 0 | 0 | 0 | 0 | 0 | 0 | 0 | 0 | 0 | 0 | 0 | 0 | 0 | 0 | 0 | 0 | 0 | 0 | 0 | 0 | 0 | 0 | 0
Hydrogen Evolution | Lct_BB004 | Number | SSEN (SHEPD) | Dounreay |  | 0 | 0 | 0 | 0 | 0 | 0 | 0 | 0 | 0 | 0 | 0 | 0 | 0 | 0 | 0 | 0 | 0 | 0 | 0 | 0 | 0 | 0 | 0 | 0 | 0 | 0 | 0 | 0
Hydrogen Evolution | Lct_BB004 | Number | SSEN (SHEPD) | Dudhope |  | 0 | 0 | 0 | 0 | 0 | 0 | 0 | 0 | 0 | 0 | 0 | 0 | 0 | 0 | 0 | 0 | 0 | 0 | 0 | 0 | 0 | 0 | 0 | 0 | 0 | 0 | 0 | 0
Hydrogen Evolution | Lct_BB004 | Number | SSEN (SHEPD) | Dunbeath |  | 0 | 0 | 0 | 0 | 0 | 0 | 0 | 0 | 0 | 0 | 0 | 0 | 0 | 0 | 0 | 0 | 0 | 0 | 0 | 0 | 0 | 0 | 0 | 0 | 0 | 0 | 0 | 0
Hydrogen Evolution | Lct_BB004 | Number | SSEN (SHEPD) | Dunoon |  | 0 | 0 | 0 | 0 | 0 | 0 | 0 | 0 | 0 | 0 | 0 | 0 | 0 | 0 | 0 | 0 | 0 | 0 | 0 | 0 | 0 | 0 | 0 | 0 | 0 | 0 | 0 | 0
Hydrogen Evolution | Lct_BB004 | Number | SSEN (SHEPD) | Dunvegan |  | 0 | 0 | 0 | 0 | 0 | 0 | 0 | 0 | 0 | 0 | 0 | 0 | 0 | 0 | 0 | 0 | 0 | 0 | 0 | 0 | 0 | 0 | 0 | 0 | 0 | 0 | 0 | 0
Hydrogen Evolution | Lct_BB004 | Number | SSEN (SHEPD) | Dyce |  | 0 | 0 | 0 | 0 | 0 | 0 | 0 | 0 | 0 | 0 | 0 | 0 | 0 | 0 | 0 | 0 | 0 | 0 | 0 | 0 | 0 | 0 | 0 | 0 | 0 | 0 | 0 | 0
Hydrogen Evolution | Lct_BB004 | Number | SSEN (SHEPD) | Elgin |  | 0 | 0 | 0 | 0 | 0 | 0 | 0 | 0 | 0 | 0 | 0 | 0 | 0 | 0 | 0 | 0 | 0 | 0 | 0 | 0 | 0 | 0 | 0 | 0 | 0 | 0 | 0 | 0
Hydrogen Evolution | Lct_BB004 | Number | SSEN (SHEPD) | Fasnakyle |  | 0 | 0 | 0 | 0 | 0 | 0 | 0 | 0 | 0 | 0 | 0 | 0 | 0 | 0 | 0 | 0 | 0 | 0 | 0 | 0 | 0 | 0 | 0 | 0 | 0 | 0 | 0 | 0
Hydrogen Evolution | Lct_BB004 | Number | SSEN (SHEPD) | Fetteresso |  | 0 | 0 | 0 | 0 | 0 | 0 | 0 | 0 | 0 | 0 | 0 | 0 | 0 | 0 | 0 | 0 | 0 | 0 | 0 | 0 | 0 | 0 | 0 | 0 | 0 | 0 | 0 | 0
Hydrogen Evolution | Lct_BB004 | Number | SSEN (SHEPD) | Fiddes |  | 0 | 0 | 0 | 0 | 0 | 0 | 0 | 0 | 0 | 0 | 0 | 0 | 0 | 0 | 0 | 0 | 0 | 0 | 0 | 0 | 0 | 0 | 0 | 0 | 0 | 0 | 0 | 0
Hydrogen Evolution | Lct_BB004 | Number | SSEN (SHEPD) | Finstown |  | 0 | 0 | 0 | 0 | 0 | 0 | 0 | 0 | 0 | 0 | 0 | 0 | 0 | 0 | 0 | 0 | 0 | 0 | 0 | 0 | 0 | 0 | 0 | 0 | 0 | 0 | 0 | 0
Hydrogen Evolution | Lct_BB004 | Number | SSEN (SHEPD) | Fort Augustus |  | 0 | 0 | 0 | 0 | 0 | 0 | 0 | 0 | 0 | 0 | 0 | 0 | 0 | 0 | 0 | 0 | 0 | 0 | 0 | 0 | 0 | 0 | 0 | 0 | 0 | 0 | 0 | 0
Hydrogen Evolution | Lct_BB004 | Number | SSEN (SHEPD) | Fort William |  | 0 | 0 | 0 | 0 | 0 | 0 | 0 | 0 | 0 | 0 | 0 | 0 | 0 | 0 | 0 | 0 | 0 | 0 | 0 | 0 | 0 | 0 | 0 | 0 | 0 | 0 | 0 | 0
Hydrogen Evolution | Lct_BB004 | Number | SSEN (SHEPD) | Fraserburgh |  | 0 | 0 | 0 | 0 | 0 | 0 | 0 | 0 | 0 | 0 | 0 | 0 | 0 | 0 | 0 | 0 | 0 | 0 | 0 | 0 | 0 | 0 | 0 | 0 | 0 | 0 | 0 | 0
Hydrogen Evolution | Lct_BB004 | Number | SSEN (SHEPD) | Glenfarclas |  | 0 | 0 | 0 | 0 | 0 | 0 | 0 | 0 | 0 | 0 | 0 | 0 | 0 | 0 | 0 | 0 | 0 | 0 | 0 | 0 | 0 | 0 | 0 | 0 | 0 | 0 | 0 | 0
Hydrogen Evolution | Lct_BB004 | Number | SSEN (SHEPD) | Grudie Bridge |  | 0 | 0 | 0 | 0 | 0 | 0 | 0 | 0 | 0 | 0 | 0 | 0 | 0 | 0 | 0 | 0 | 0 | 0 | 0 | 0 | 0 | 0 | 0 | 0 | 0 | 0 | 0 | 0
Hydrogen Evolution | Lct_BB004 | Number | SSEN (SHEPD) | Inverness |  | 0 | 0 | 0 | 0 | 0 | 0 | 0 | 0 | 0 | 0 | 0 | 0 | 0 | 0 | 0 | 0 | 0 | 0 | 0 | 0 | 0 | 0 | 0 | 0 | 0 | 0 | 0 | 0
Hydrogen Evolution | Lct_BB004 | Number | SSEN (SHEPD) | Keith |  | 0 | 0 | 0 | 0 | 0 | 0 | 0 | 0 | 0 | 0 | 0 | 0 | 0 | 0 | 0 | 0 | 0 | 0 | 0 | 0 | 0 | 0 | 0 | 0 | 0 | 0 | 0 | 0
Hydrogen Evolution | Lct_BB004 | Number | SSEN (SHEPD) | Killin |  | 0 | 0 | 0 | 0 | 0 | 0 | 0 | 0 | 0 | 0 | 0 | 0 | 0 | 0 | 0 | 0 | 0 | 0 | 0 | 0 | 0 | 0 | 0 | 0 | 0 | 0 | 0 | 0
Hydrogen Evolution | Lct_BB004 | Number | SSEN (SHEPD) | Kinlochleven |  | 0 | 0 | 0 | 0 | 0 | 0 | 0 | 0 | 0 | 0 | 0 | 0 | 0 | 0 | 0 | 0 | 0 | 0 | 0 | 0 | 0 | 0 | 0 | 0 | 0 | 0 | 0 | 0
Hydrogen Evolution | Lct_BB004 | Number | SSEN (SHEPD) | Kintore |  | 0 | 0 | 0 | 0 | 0 | 0 | 0 | 0 | 0 | 0 | 0 | 0 | 0 | 0 | 0 | 0 | 0 | 0 | 0 | 0 | 0 | 0 | 0 | 0 | 0 | 0 | 0 | 0
Hydrogen Evolution | Lct_BB004 | Number | SSEN (SHEPD) | Lairg |  | 0 | 0 | 0 | 0 | 0 | 0 | 0 | 0 | 0 | 0 | 0 | 0 | 0 | 0 | 0 | 0 | 0 | 0 | 0 | 0 | 0 | 0 | 0 | 0 | 0 | 0 | 0 | 0
Hydrogen Evolution | Lct_BB004 | Number | SSEN (SHEPD) | Lunanhead |  | 0 | 0 | 0 | 0 | 0 | 0 | 0 | 0 | 0 | 0 | 0 | 0 | 0 | 0 | 0 | 0 | 0 | 0 | 0 | 0 | 0 | 0 | 0 | 0 | 0 | 0 | 0 | 0
Hydrogen Evolution | Lct_BB004 | Number | SSEN (SHEPD) | Lyndhurst |  | 0 | 0 | 0 | 0 | 0 | 0 | 0 | 0 | 0 | 0 | 0 | 0 | 0 | 0 | 0 | 0 | 0 | 0 | 0 | 0 | 0 | 0 | 0 | 0 | 0 | 0 | 0 | 0
Hydrogen Evolution | Lct_BB004 | Number | SSEN (SHEPD) | Macduff |  | 0 | 0 | 0 | 0 | 0 | 0 | 0 | 0 | 0 | 0 | 0 | 0 | 0 | 0 | 0 | 0 | 0 | 0 | 0 | 0 | 0 | 0 | 0 | 0 | 0 | 0 | 0 | 0
Hydrogen Evolution | Lct_BB004 | Number | SSEN (SHEPD) | Milton of Craigie |  | 0 | 0 | 0 | 0 | 0 | 0 | 0 | 0 | 0 | 0 | 0 | 0 | 0 | 0 | 0 | 0 | 0 | 0 | 0 | 0 | 0 | 0 | 0 | 0 | 0 | 0 | 0 | 0
Hydrogen Evolution | Lct_BB004 | Number | SSEN (SHEPD) | Mybster |  | 0 | 0 | 0 | 0 | 0 | 0 | 0 | 0 | 0 | 0 | 0 | 0 | 0 | 0 | 0 | 0 | 0 | 0 | 0 | 0 | 0 | 0 | 0 | 0 | 0 | 0 | 0 | 0
Hydrogen Evolution | Lct_BB004 | Number | SSEN (SHEPD) | Nairn |  | 0 | 0 | 0 | 0 | 0 | 0 | 0 | 0 | 0 | 0 | 0 | 0 | 0 | 0 | 0 | 0 | 0 | 0 | 0 | 0 | 0 | 0 | 0 | 0 | 0 | 0 | 0 | 0
Hydrogen Evolution | Lct_BB004 | Number | SSEN (SHEPD) | Orrin |  | 0 | 0 | 0 | 0 | 0 | 0 | 0 | 0 | 0 | 0 | 0 | 0 | 0 | 0 | 0 | 0 | 0 | 0 | 0 | 0 | 0 | 0 | 0 | 0 | 0 | 0 | 0 | 0
Hydrogen Evolution | Lct_BB004 | Number | SSEN (SHEPD) | Persley |  | 0 | 0 | 0 | 0 | 0 | 0 | 0 | 0 | 0 | 0 | 0 | 0 | 0 | 0 | 0 | 0 | 0 | 0 | 0 | 0 | 0 | 0 | 0 | 0 | 0 | 0 | 0 | 0
Hydrogen Evolution | Lct_BB004 | Number | SSEN (SHEPD) | Peterhead Grange |  | 0 | 0 | 0 | 0 | 0 | 0 | 0 | 0 | 0 | 0 | 0 | 0 | 0 | 0 | 0 | 0 | 0 | 0 | 0 | 0 | 0 | 0 | 0 | 0 | 0 | 0 | 0 | 0
Hydrogen Evolution | Lct_BB004 | Number | SSEN (SHEPD) | Peterhead Shell |  | 0 | 0 | 0 | 0 | 0 | 0 | 0 | 0 | 0 | 0 | 0 | 0 | 0 | 0 | 0 | 0 | 0 | 0 | 0 | 0 | 0 | 0 | 0 | 0 | 0 | 0 | 0 | 0
Hydrogen Evolution | Lct_BB004 | Number | SSEN (SHEPD) | Port Ann |  | 0 | 0 | 0 | 0 | 0 | 0 | 0 | 0 | 0 | 0 | 0 | 0 | 0 | 0 | 0 | 0 | 0 | 0 | 0 | 0 | 0 | 0 | 0 | 0 | 0 | 0 | 0 | 0
Hydrogen Evolution | Lct_BB004 | Number | SSEN (SHEPD) | Quoich |  | 0 | 0 | 0 | 0 | 0 | 0 | 0 | 0 | 0 | 0 | 0 | 0 | 0 | 0 | 0 | 0 | 0 | 0 | 0 | 0 | 0 | 0 | 0 | 0 | 0 | 0 | 0 | 0
Hydrogen Evolution | Lct_BB004 | Number | SSEN (SHEPD) | Rannoch |  | 0 | 0 | 0 | 0 | 0 | 0 | 0 | 0 | 0 | 0 | 0 | 0 | 0 | 0 | 0 | 0 | 0 | 0 | 0 | 0 | 0 | 0 | 0 | 0 | 0 | 0 | 0 | 0
Hydrogen Evolution | Lct_BB004 | Number | SSEN (SHEPD) | Redmoss |  | 0 | 0 | 0 | 0 | 0 | 0 | 0 | 0 | 0 | 0 | 0 | 0 | 0 | 0 | 0 | 0 | 0 | 0 | 0 | 0 | 0 | 0 | 0 | 0 | 0 | 0 | 0 | 0
Hydrogen Evolution | Lct_BB004 | Number | SSEN (SHEPD) | Rothienorman |  | 0 | 0 | 0 | 0 | 0 | 0 | 0 | 0 | 0 | 0 | 0 | 0 | 0 | 0 | 0 | 0 | 0 | 0 | 0 | 0 | 0 | 0 | 0 | 0 | 0 | 0 | 0 | 0
Hydrogen Evolution | Lct_BB004 | Number | SSEN (SHEPD) | Shin |  | 0 | 0 | 0 | 0 | 0 | 0 | 0 | 0 | 0 | 0 | 0 | 0 | 0 | 0 | 0 | 0 | 0 | 0 | 0 | 0 | 0 | 0 | 0 | 0 | 0 | 0 | 0 | 0
Hydrogen Evolution | Lct_BB004 | Number | SSEN (SHEPD) | Sloy |  | 0 | 0 | 0 | 0 | 0 | 0 | 0 | 0 | 0 | 0 | 0 | 0 | 0 | 0 | 0 | 0 | 0 | 0 | 0 | 0 | 0 | 0 | 0 | 0 | 0 | 0 | 0 | 0
Hydrogen Evolution | Lct_BB004 | Number | SSEN (SHEPD) | St Fergus Gas Terminal |  | 0 | 0 | 0 | 0 | 0 | 0 | 0 | 0 | 0 | 0 | 0 | 0 | 0 | 0 | 0 | 0 | 0 | 0 | 0 | 0 | 0 | 0 | 0 | 0 | 0 | 0 | 0 | 0
Hydrogen Evolution | Lct_BB004 | Number | SSEN (SHEPD) | Strichen |  | 0 | 0 | 0 | 0 | 0 | 0 | 0 | 0 | 0 | 0 | 0 | 0 | 0 | 0 | 0 | 0 | 0 | 0 | 0 | 0 | 0 | 0 | 0 | 0 | 0 | 0 | 0 | 0
Hydrogen Evolution | Lct_BB004 | Number | SSEN (SHEPD) | Tarland |  | 0 | 0 | 0 | 0 | 0 | 0 | 0 | 0 | 0 | 0 | 0 | 0 | 0 | 0 | 0 | 0 | 0 | 0 | 0 | 0 | 0 | 0 | 0 | 0 | 0 | 0 | 0 | 0
Hydrogen Evolution | Lct_BB004 | Number | SSEN (SHEPD) | Taynuilt |  | 0 | 0 | 0 | 0 | 0 | 0 | 0 | 0 | 0 | 0 | 0 | 0 | 0 | 0 | 0 | 0 | 0 | 0 | 0 | 0 | 0 | 0 | 0 | 0 | 0 | 0 | 0 | 0
Hydrogen Evolution | Lct_BB004 | Number | SSEN (SHEPD) | Thurso |  | 0 | 0 | 0 | 0 | 0 | 0 | 0 | 0 | 0 | 0 | 0 | 0 | 0 | 0 | 0 | 0 | 0 | 0 | 0 | 0 | 0 | 0 | 0 | 0 | 0 | 0 | 0 | 0
Hydrogen Evolution | Lct_BB004 | Number | SSEN (SHEPD) | Tummel Bridge |  | 0 | 0 | 0 | 0 | 0 | 0 | 0 | 0 | 0 | 0 | 0 | 0 | 0 | 0 | 0 | 0 | 0 | 0 | 0 | 0 | 0 | 0 | 0 | 0 | 0 | 0 | 0 | 0
Hydrogen Evolution | Lct_BB004 | Number | SSEN (SHEPD) | Willowdale |  | 0 | 0 | 0 | 0 | 0 | 0 | 0 | 0 | 0 | 0 | 0 | 0 | 0 | 0 | 0 | 0 | 0 | 0 | 0 | 0 | 0 | 0 | 0 | 0 | 0 | 0 | 0 | 0
Hydrogen Evolution | Lct_BB004 | Number | SSEN (SHEPD) | Woodhill |  | 0 | 0 | 0 | 0 | 0 | 0 | 0 | 0 | 0 | 0 | 0 | 0 | 0 | 0 | 0 | 0 | 0 | 0 | 0 | 0 | 0 | 0 | 0 | 0 | 0 | 0 | 0 | 0
Hydrogen Evolution | Lct_BB004 | Number | SSEN South | Acton Lane 66kV |  | 0 | 0 | 0 | 0 | 0 | 0 | 0 | 0 | 0 | 0 | 0 | 0 | 0 | 0 | 0 | 0 | 0 | 0 | 0 | 0 | 0 | 0 | 0 | 0 | 0 | 0 | 0 | 0
Hydrogen Evolution | Lct_BB004 | Number | SSEN South | Axminster_H |  | 0 | 0 | 0 | 0 | 0 | 0 | 0 | 0 | 0 | 0 | 0 | 0 | 0 | 0 | 0 | 0 | 0 | 0 | 0 | 0 | 0 | 0 | 0 | 0 | 0 | 0 | 0 | 0
Hydrogen Evolution | Lct_BB004 | Number | SSEN South | Botley Wood |  | 0 | 0 | 0 | 0 | 0 | 0 | 0 | 0 | 0 | 0 | 0 | 0 | 0 | 0 | 0 | 0 | 0 | 0 | 0 | 0 | 0 | 0 | 0 | 0 | 0 | 0 | 0 | 0
Hydrogen Evolution | Lct_BB004 | Number | SSEN South | Bramley |  | 0 | 0 | 0 | 0 | 0 | 0 | 0 | 0 | 0 | 0 | 0 | 0 | 0 | 0 | 0 | 0 | 0 | 0 | 0 | 0 | 0 | 0 | 0 | 0 | 0 | 0 | 0 | 0
Hydrogen Evolution | Lct_BB004 | Number | SSEN South | Chickerell |  | 0 | 0 | 0 | 0 | 0 | 0 | 0 | 0 | 0 | 0 | 0 | 0 | 0 | 0 | 0 | 0 | 0 | 0 | 0 | 0 | 0 | 0 | 0 | 0 | 0 | 0 | 0 | 0
Hydrogen Evolution | Lct_BB004 | Number | SSEN South | Cowley |  | 0 | 0 | 0 | 0 | 0 | 0 | 0 | 0 | 0 | 0 | 0 | 0 | 0 | 0 | 0 | 0 | 0 | 0 | 0 | 0 | 0 | 0 | 0 | 0 | 0 | 0 | 0 | 0
Hydrogen Evolution | Lct_BB004 | Number | SSEN South | Ealing |  | 0 | 0 | 0 | 0 | 0 | 0 | 0 | 0 | 0 | 0 | 0 | 0 | 0 | 0 | 0 | 0 | 0 | 0 | 0 | 0 | 0 | 0 | 0 | 0 | 0 | 0 | 0 | 0
Hydrogen Evolution | Lct_BB004 | Number | SSEN South | Fawley |  | 0 | 0 | 0 | 0 | 0 | 0 | 0 | 0 | 0 | 0 | 0 | 0 | 0 | 0 | 0 | 0 | 0 | 0 | 0 | 0 | 0 | 0 | 0 | 0 | 0 | 0 | 0 | 0
Hydrogen Evolution | Lct_BB004 | Number | SSEN South | Fleet |  | 0 | 0 | 0 | 0 | 0 | 0 | 0 | 0 | 0 | 0 | 0 | 0 | 0 | 0 | 0 | 0 | 0 | 0 | 0 | 0 | 0 | 0 | 0 | 0 | 0 | 0 | 0 | 0
Hydrogen Evolution | Lct_BB004 | Number | SSEN South | Iver 132kV |  | 0 | 0 | 0 | 0 | 0 | 0 | 0 | 0 | 0 | 0 | 0 | 0 | 0 | 0 | 0 | 0 | 0 | 0 | 0 | 0 | 0 | 0 | 0 | 0 | 0 | 0 | 0 | 0
Hydrogen Evolution | Lct_BB004 | Number | SSEN South | Iver 66kV |  | 0 | 0 | 0 | 0 | 0 | 0 | 0 | 0 | 0 | 0 | 0 | 0 | 0 | 0 | 0 | 0 | 0 | 0 | 0 | 0 | 0 | 0 | 0 | 0 | 0 | 0 | 0 | 0
Hydrogen Evolution | Lct_BB004 | Number | SSEN South | Laleham |  | 0 | 0 | 0 | 0 | 0 | 0 | 0 | 0 | 0 | 0 | 0 | 0 | 0 | 0 | 0 | 0 | 0 | 0 | 0 | 0 | 0 | 0 | 0 | 0 | 0 | 0 | 0 | 0
Hydrogen Evolution | Lct_BB004 | Number | SSEN South | Lovedean |  | 0 | 0 | 0 | 0 | 0 | 0 | 0 | 0 | 0 | 0 | 0 | 0 | 0 | 0 | 0 | 0 | 0 | 0 | 0 | 0 | 0 | 0 | 0 | 0 | 0 | 0 | 0 | 0
Hydrogen Evolution | Lct_BB004 | Number | SSEN South | Mannington |  | 0 | 0 | 0 | 0 | 0 | 0 | 0 | 0 | 0 | 0 | 0 | 0 | 0 | 0 | 0 | 0 | 0 | 0 | 0 | 0 | 0 | 0 | 0 | 0 | 0 | 0 | 0 | 0
Hydrogen Evolution | Lct_BB004 | Number | SSEN South | Melksham |  | 0 | 0 | 0 | 0 | 0 | 0 | 0 | 0 | 0 | 0 | 0 | 0 | 0 | 0 | 0 | 0 | 0 | 0 | 0 | 0 | 0 | 0 | 0 | 0 | 0 | 0 | 0 | 0
Hydrogen Evolution | Lct_BB004 | Number | SSEN South | Minety |  | 0 | 0 | 0 | 0 | 0 | 0 | 0 | 0 | 0 | 0 | 0 | 0 | 0 | 0 | 0 | 0 | 0 | 0 | 0 | 0 | 0 | 0 | 0 | 0 | 0 | 0 | 0 | 0
Hydrogen Evolution | Lct_BB004 | Number | SSEN South | North Hyde |  | 0 | 0 | 0 | 0 | 0 | 0 | 0 | 0 | 0 | 0 | 0 | 0 | 0 | 0 | 0 | 0 | 0 | 0 | 0 | 0 | 0 | 0 | 0 | 0 | 0 | 0 | 0 | 0
Hydrogen Evolution | Lct_BB004 | Number | SSEN South | Nursling |  | 0 | 0 | 0 | 0 | 0 | 0 | 0 | 0 | 0 | 0 | 0 | 0 | 0 | 0 | 0 | 0 | 0 | 0 | 0 | 0 | 0 | 0 | 0 | 0 | 0 | 0 | 0 | 0
Hydrogen Evolution | Lct_BB004 | Number | UKPN Eastern | Amersham Main |  | 0 | 0 | 0 | 0 | 0 | 0 | 0 | 0 | 0 | 0 | 0 | 0 | 0 | 0 | 0 | 0 | 0 | 0 | 0 | 0 | 0 | 0 | 0 | 0 | 0 | 0 | 0 | 0
Hydrogen Evolution | Lct_BB004 | Number | UKPN Eastern | Braintree |  | 0 | 0 | 0 | 0 | 0 | 0 | 0 | 0 | 0 | 0 | 0 | 0 | 0 | 0 | 0 | 0 | 0 | 0 | 0 | 0 | 0 | 0 | 0 | 0 | 0 | 0 | 0 | 0
Hydrogen Evolution | Lct_BB004 | Number | UKPN Eastern | Bramford |  | 0 | 0 | 0 | 0 | 0 | 0 | 0 | 0 | 0 | 0 | 0 | 0 | 0 | 0 | 0 | 0 | 0 | 0 | 0 | 0 | 0 | 0 | 0 | 0 | 0 | 0 | 0 | 0
Hydrogen Evolution | Lct_BB004 | Number | UKPN Eastern | Brimsdown |  | 0 | 0 | 0 | 0 | 0 | 0 | 0 | 0 | 0 | 0 | 0 | 0 | 0 | 0 | 0 | 0 | 0 | 0 | 0 | 0 | 0 | 0 | 0 | 0 | 0 | 0 | 0 | 0
Hydrogen Evolution | Lct_BB004 | Number | UKPN Eastern | Burwell Main |  | 0 | 0 | 0 | 0 | 0 | 0 | 0 | 0 | 0 | 0 | 0 | 0 | 0 | 0 | 0 | 0 | 0 | 0 | 0 | 0 | 0 | 0 | 0 | 0 | 0 | 0 | 0 | 0
Hydrogen Evolution | Lct_BB004 | Number | UKPN Eastern | Clacton |  | 0 | 0 | 0 | 0 | 0 | 0 | 0 | 0 | 0 | 0 | 0 | 0 | 0 | 0 | 0 | 0 | 0 | 0 | 0 | 0 | 0 | 0 | 0 | 0 | 0 | 0 | 0 | 0
Hydrogen Evolution | Lct_BB004 | Number | UKPN Eastern | Eaton Socon |  | 0 | 0 | 0 | 0 | 0 | 0 | 0 | 0 | 0 | 0 | 0 | 0 | 0 | 0 | 0 | 0 | 0 | 0 | 0 | 0 | 0 | 0 | 0 | 0 | 0 | 0 | 0 | 0
Hydrogen Evolution | Lct_BB004 | Number | UKPN Eastern | Elstree |  | 0 | 0 | 0 | 0 | 0 | 0 | 0 | 0 | 0 | 0 | 0 | 0 | 0 | 0 | 0 | 0 | 0 | 0 | 0 | 0 | 0 | 0 | 0 | 0 | 0 | 0 | 0 | 0
Hydrogen Evolution | Lct_BB004 | Number | UKPN Eastern | Loudwater |  | 0 | 0 | 0 | 0 | 0 | 0 | 0 | 0 | 0 | 0 | 0 | 0 | 0 | 0 | 0 | 0 | 0 | 0 | 0 | 0 | 0 | 0 | 0 | 0 | 0 | 0 | 0 | 0
Hydrogen Evolution | Lct_BB004 | Number | UKPN Eastern | Mill Hill |  | 0 | 0 | 0 | 0 | 0 | 0 | 0 | 0 | 0 | 0 | 0 | 0 | 0 | 0 | 0 | 0 | 0 | 0 | 0 | 0 | 0 | 0 | 0 | 0 | 0 | 0 | 0 | 0
Hydrogen Evolution | Lct_BB004 | Number | UKPN Eastern | Norwich Main |  | 0 | 0 | 0 | 0 | 0 | 0 | 0 | 0 | 0 | 0 | 0 | 0 | 0 | 0 | 0 | 0 | 0 | 0 | 0 | 0 | 0 | 0 | 0 | 0 | 0 | 0 | 0 | 0
Hydrogen Evolution | Lct_BB004 | Number | UKPN Eastern | Pelham |  | 0 | 0 | 0 | 0 | 0 | 0 | 0 | 0 | 0 | 0 | 0 | 0 | 0 | 0 | 0 | 0 | 0 | 0 | 0 | 0 | 0 | 0 | 0 | 0 | 0 | 0 | 0 | 0
Hydrogen Evolution | Lct_BB004 | Number | UKPN Eastern | Rayleigh |  | 0 | 0 | 0 | 0 | 0 | 0 | 0 | 0 | 0 | 0 | 0 | 0 | 0 | 0 | 0 | 0 | 0 | 0 | 0 | 0 | 0 | 0 | 0 | 0 | 0 | 0 | 0 | 0
Hydrogen Evolution | Lct_BB004 | Number | UKPN Eastern | Rye House |  | 0 | 0 | 0 | 0 | 0 | 0 | 0 | 0 | 0 | 0 | 0 | 0 | 0 | 0 | 0 | 0 | 0 | 0 | 0 | 0 | 0 | 0 | 0 | 0 | 0 | 0 | 0 | 0
Hydrogen Evolution | Lct_BB004 | Number | UKPN Eastern | Sheringham Shoal |  | 0 | 0 | 0 | 0 | 0 | 0 | 0 | 0 | 0 | 0 | 0 | 0 | 0 | 0 | 0 | 0 | 0 | 0 | 0 | 0 | 0 | 0 | 0 | 0 | 0 | 0 | 0 | 0
Hydrogen Evolution | Lct_BB004 | Number | UKPN Eastern | Sundon |  | 0 | 0 | 0 | 0 | 0 | 0 | 0 | 0 | 0 | 0 | 0 | 0 | 0 | 0 | 0 | 0 | 0 | 0 | 0 | 0 | 0 | 0 | 0 | 0 | 0 | 0 | 0 | 0
Hydrogen Evolution | Lct_BB004 | Number | UKPN Eastern | Tilbury |  | 0 | 0 | 0 | 0 | 0 | 0 | 0 | 0 | 0 | 0 | 0 | 0 | 0 | 0 | 0 | 0 | 0 | 0 | 0 | 0 | 0 | 0 | 0 | 0 | 0 | 0 | 0 | 0
Hydrogen Evolution | Lct_BB004 | Number | UKPN Eastern | Tottenham |  | 0 | 0 | 0 | 0 | 0 | 0 | 0 | 0 | 0 | 0 | 0 | 0 | 0 | 0 | 0 | 0 | 0 | 0 | 0 | 0 | 0 | 0 | 0 | 0 | 0 | 0 | 0 | 0
Hydrogen Evolution | Lct_BB004 | Number | UKPN Eastern | Walpole (_A) |  | 0 | 0 | 0 | 0 | 0 | 0 | 0 | 0 | 0 | 0 | 0 | 0 | 0 | 0 | 0 | 0 | 0 | 0 | 0 | 0 | 0 | 0 | 0 | 0 | 0 | 0 | 0 | 0
Hydrogen Evolution | Lct_BB004 | Number | UKPN Eastern | Warley |  | 0 | 0 | 0 | 0 | 0 | 0 | 0 | 0 | 0 | 0 | 0 | 0 | 0 | 0 | 0 | 0 | 0 | 0 | 0 | 0 | 0 | 0 | 0 | 0 | 0 | 0 | 0 | 0
Hydrogen Evolution | Lct_BB004 | Number | UKPN Eastern | Watford South |  | 0 | 0 | 0 | 0 | 0 | 0 | 0 | 0 | 0 | 0 | 0 | 0 | 0 | 0 | 0 | 0 | 0 | 0 | 0 | 0 | 0 | 0 | 0 | 0 | 0 | 0 | 0 | 0
Hydrogen Evolution | Lct_BB004 | Number | UKPN Eastern | West Thurrock |  | 0 | 0 | 0 | 0 | 0 | 0 | 0 | 0 | 0 | 0 | 0 | 0 | 0 | 0 | 0 | 0 | 0 | 0 | 0 | 0 | 0 | 0 | 0 | 0 | 0 | 0 | 0 | 0
Hydrogen Evolution | Lct_BB004 | Number | UKPN Eastern | Wymondley |  | 0 | 0 | 0 | 0 | 0 | 0 | 0 | 0 | 0 | 0 | 0 | 0 | 0 | 0 | 0 | 0 | 0 | 0 | 0 | 0 | 0 | 0 | 0 | 0 | 0 | 0 | 0 | 0
Hydrogen Evolution | Lct_BB004 | Number | UKPN London | Acton Lane 22kV |  | 0 | 0 | 0 | 0 | 0 | 0 | 0 | 0 | 0 | 0 | 0 | 0 | 0 | 0 | 0 | 0 | 0 | 0 | 0 | 0 | 0 | 0 | 0 | 0 | 0 | 0 | 0 | 0
Hydrogen Evolution | Lct_BB004 | Number | UKPN London | Barking |  | 0 | 0 | 0 | 0 | 0 | 0 | 0 | 0 | 0 | 0 | 0 | 0 | 0 | 0 | 0 | 0 | 0 | 0 | 0 | 0 | 0 | 0 | 0 | 0 | 0 | 0 | 0 | 0
Hydrogen Evolution | Lct_BB004 | Number | UKPN London | Barking West |  | 0 | 0 | 0 | 0 | 0 | 0 | 0 | 0 | 0 | 0 | 0 | 0 | 0 | 0 | 0 | 0 | 0 | 0 | 0 | 0 | 0 | 0 | 0 | 0 | 0 | 0 | 0 | 0
Hydrogen Evolution | Lct_BB004 | Number | UKPN London | Beddington (_C) |  | 0 | 0 | 0 | 0 | 0 | 0 | 0 | 0 | 0 | 0 | 0 | 0 | 0 | 0 | 0 | 0 | 0 | 0 | 0 | 0 | 0 | 0 | 0 | 0 | 0 | 0 | 0 | 0
Hydrogen Evolution | Lct_BB004 | Number | UKPN London | Canal Bank |  | 0 | 0 | 0 | 0 | 0 | 0 | 0 | 0 | 0 | 0 | 0 | 0 | 0 | 0 | 0 | 0 | 0 | 0 | 0 | 0 | 0 | 0 | 0 | 0 | 0 | 0 | 0 | 0
Hydrogen Evolution | Lct_BB004 | Number | UKPN London | City Road |  | 0 | 0 | 0 | 0 | 0 | 0 | 0 | 0 | 0 | 0 | 0 | 0 | 0 | 0 | 0 | 0 | 0 | 0 | 0 | 0 | 0 | 0 | 0 | 0 | 0 | 0 | 0 | 0
Hydrogen Evolution | Lct_BB004 | Number | UKPN London | Greenford |  | 0 | 0 | 0 | 0 | 0 | 0 | 0 | 0 | 0 | 0 | 0 | 0 | 0 | 0 | 0 | 0 | 0 | 0 | 0 | 0 | 0 | 0 | 0 | 0 | 0 | 0 | 0 | 0
Hydrogen Evolution | Lct_BB004 | Number | UKPN London | Hackney 132kV |  | 0 | 0 | 0 | 0 | 0 | 0 | 0 | 0 | 0 | 0 | 0 | 0 | 0 | 0 | 0 | 0 | 0 | 0 | 0 | 0 | 0 | 0 | 0 | 0 | 0 | 0 | 0 | 0
Hydrogen Evolution | Lct_BB004 | Number | UKPN London | Hackney 66kV |  | 0 | 0 | 0 | 0 | 0 | 0 | 0 | 0 | 0 | 0 | 0 | 0 | 0 | 0 | 0 | 0 | 0 | 0 | 0 | 0 | 0 | 0 | 0 | 0 | 0 | 0 | 0 | 0
Hydrogen Evolution | Lct_BB004 | Number | UKPN London | Hurst |  | 0 | 0 | 0 | 0 | 0 | 0 | 0 | 0 | 0 | 0 | 0 | 0 | 0 | 0 | 0 | 0 | 0 | 0 | 0 | 0 | 0 | 0 | 0 | 0 | 0 | 0 | 0 | 0
Hydrogen Evolution | Lct_BB004 | Number | UKPN London | Islington |  | 0 | 0 | 0 | 0 | 0 | 0 | 0 | 0 | 0 | 0 | 0 | 0 | 0 | 0 | 0 | 0 | 0 | 0 | 0 | 0 | 0 | 0 | 0 | 0 | 0 | 0 | 0 | 0
Hydrogen Evolution | Lct_BB004 | Number | UKPN London | Littlebrook (_C) |  | 0 | 0 | 0 | 0 | 0 | 0 | 0 | 0 | 0 | 0 | 0 | 0 | 0 | 0 | 0 | 0 | 0 | 0 | 0 | 0 | 0 | 0 | 0 | 0 | 0 | 0 | 0 | 0
Hydrogen Evolution | Lct_BB004 | Number | UKPN London | Lodge Road |  | 0 | 0 | 0 | 0 | 0 | 0 | 0 | 0 | 0 | 0 | 0 | 0 | 0 | 0 | 0 | 0 | 0 | 0 | 0 | 0 | 0 | 0 | 0 | 0 | 0 | 0 | 0 | 0
Hydrogen Evolution | Lct_BB004 | Number | UKPN London | New Cross |  | 0 | 0 | 0 | 0 | 0 | 0 | 0 | 0 | 0 | 0 | 0 | 0 | 0 | 0 | 0 | 0 | 0 | 0 | 0 | 0 | 0 | 0 | 0 | 0 | 0 | 0 | 0 | 0
Hydrogen Evolution | Lct_BB004 | Number | UKPN London | Perivale |  | 0 | 0 | 0 | 0 | 0 | 0 | 0 | 0 | 0 | 0 | 0 | 0 | 0 | 0 | 0 | 0 | 0 | 0 | 0 | 0 | 0 | 0 | 0 | 0 | 0 | 0 | 0 | 0
Hydrogen Evolution | Lct_BB004 | Number | UKPN London | Redbridge |  | 0 | 0 | 0 | 0 | 0 | 0 | 0 | 0 | 0 | 0 | 0 | 0 | 0 | 0 | 0 | 0 | 0 | 0 | 0 | 0 | 0 | 0 | 0 | 0 | 0 | 0 | 0 | 0
Hydrogen Evolution | Lct_BB004 | Number | UKPN London | St John's Wood |  | 0 | 0 | 0 | 0 | 0 | 0 | 0 | 0 | 0 | 0 | 0 | 0 | 0 | 0 | 0 | 0 | 0 | 0 | 0 | 0 | 0 | 0 | 0 | 0 | 0 | 0 | 0 | 0
Hydrogen Evolution | Lct_BB004 | Number | UKPN London | Wesley Avenue (Willesden) |  | 0 | 0 | 0 | 0 | 0 | 0 | 0 | 0 | 0 | 0 | 0 | 0 | 0 | 0 | 0 | 0 | 0 | 0 | 0 | 0 | 0 | 0 | 0 | 0 | 0 | 0 | 0 | 0
Hydrogen Evolution | Lct_BB004 | Number | UKPN London | West Ham |  | 0 | 0 | 0 | 0 | 0 | 0 | 0 | 0 | 0 | 0 | 0 | 0 | 0 | 0 | 0 | 0 | 0 | 0 | 0 | 0 | 0 | 0 | 0 | 0 | 0 | 0 | 0 | 0
Hydrogen Evolution | Lct_BB004 | Number | UKPN London | Willesden 132kV |  | 0 | 0 | 0 | 0 | 0 | 0 | 0 | 0 | 0 | 0 | 0 | 0 | 0 | 0 | 0 | 0 | 0 | 0 | 0 | 0 | 0 | 0 | 0 | 0 | 0 | 0 | 0 | 0
Hydrogen Evolution | Lct_BB004 | Number | UKPN London | Willesden 66kV |  | 0 | 0 | 0 | 0 | 0 | 0 | 0 | 0 | 0 | 0 | 0 | 0 | 0 | 0 | 0 | 0 | 0 | 0 | 0 | 0 | 0 | 0 | 0 | 0 | 0 | 0 | 0 | 0
Hydrogen Evolution | Lct_BB004 | Number | UKPN London | Wimbledon North |  | 0 | 0 | 0 | 0 | 0 | 0 | 0 | 0 | 0 | 0 | 0 | 0 | 0 | 0 | 0 | 0 | 0 | 0 | 0 | 0 | 0 | 0 | 0 | 0 | 0 | 0 | 0 | 0
Hydrogen Evolution | Lct_BB004 | Number | UKPN London | Wimbledon South |  | 0 | 0 | 0 | 0 | 0 | 0 | 0 | 0 | 0 | 0 | 0 | 0 | 0 | 0 | 0 | 0 | 0 | 0 | 0 | 0 | 0 | 0 | 0 | 0 | 0 | 0 | 0 | 0
Hydrogen Evolution | Lct_BB004 | Number | UKPN South East | Beddington (_J) |  | 0 | 0 | 0 | 0 | 0 | 0 | 0 | 0 | 0 | 0 | 0 | 0 | 0 | 0 | 0 | 0 | 0 | 0 | 0 | 0 | 0 | 0 | 0 | 0 | 0 | 0 | 0 | 0
Hydrogen Evolution | Lct_BB004 | Number | UKPN South East | Bolney |  | 0 | 0 | 0 | 0 | 0 | 0 | 0 | 0 | 0 | 0 | 0 | 0 | 0 | 0 | 0 | 0 | 0 | 0 | 0 | 0 | 0 | 0 | 0 | 0 | 0 | 0 | 0 | 0
Hydrogen Evolution | Lct_BB004 | Number | UKPN South East | Canterbury |  | 0 | 0 | 0 | 0 | 0 | 0 | 0 | 0 | 0 | 0 | 0 | 0 | 0 | 0 | 0 | 0 | 0 | 0 | 0 | 0 | 0 | 0 | 0 | 0 | 0 | 0 | 0 | 0
Hydrogen Evolution | Lct_BB004 | Number | UKPN South East | Chessington |  | 0 | 0 | 0 | 0 | 0 | 0 | 0 | 0 | 0 | 0 | 0 | 0 | 0 | 0 | 0 | 0 | 0 | 0 | 0 | 0 | 0 | 0 | 0 | 0 | 0 | 0 | 0 | 0
Hydrogen Evolution | Lct_BB004 | Number | UKPN South East | Kemsley |  | 0 | 0 | 0 | 0 | 0 | 0 | 0 | 0 | 0 | 0 | 0 | 0 | 0 | 0 | 0 | 0 | 0 | 0 | 0 | 0 | 0 | 0 | 0 | 0 | 0 | 0 | 0 | 0
Hydrogen Evolution | Lct_BB004 | Number | UKPN South East | Kingsnorth |  | 0 | 0 | 0 | 0 | 0 | 0 | 0 | 0 | 0 | 0 | 0 | 0 | 0 | 0 | 0 | 0 | 0 | 0 | 0 | 0 | 0 | 0 | 0 | 0 | 0 | 0 | 0 | 0
Hydrogen Evolution | Lct_BB004 | Number | UKPN South East | Littlebrook (_J) |  | 0 | 0 | 0 | 0 | 0 | 0 | 0 | 0 | 0 | 0 | 0 | 0 | 0 | 0 | 0 | 0 | 0 | 0 | 0 | 0 | 0 | 0 | 0 | 0 | 0 | 0 | 0 | 0
Hydrogen Evolution | Lct_BB004 | Number | UKPN South East | Ninfield |  | 0 | 0 | 0 | 0 | 0 | 0 | 0 | 0 | 0 | 0 | 0 | 0 | 0 | 0 | 0 | 0 | 0 | 0 | 0 | 0 | 0 | 0 | 0 | 0 | 0 | 0 | 0 | 0
Hydrogen Evolution | Lct_BB004 | Number | UKPN South East | Northfleet East |  | 0 | 0 | 0 | 0 | 0 | 0 | 0 | 0 | 0 | 0 | 0 | 0 | 0 | 0 | 0 | 0 | 0 | 0 | 0 | 0 | 0 | 0 | 0 | 0 | 0 | 0 | 0 | 0
Hydrogen Evolution | Lct_BB004 | Number | UKPN South East | Richborough |  | 0 | 0 | 0 | 0 | 0 | 0 | 0 | 0 | 0 | 0 | 0 | 0 | 0 | 0 | 0 | 0 | 0 | 0 | 0 | 0 | 0 | 0 | 0 | 0 | 0 | 0 | 0 | 0
Hydrogen Evolution | Lct_BB004 | Number | UKPN South East | Sellindge |  | 0 | 0 | 0 | 0 | 0 | 0 | 0 | 0 | 0 | 0 | 0 | 0 | 0 | 0 | 0 | 0 | 0 | 0 | 0 | 0 | 0 | 0 | 0 | 0 | 0 | 0 | 0 | 0
Hydrogen Evolution | Lct_BB004 | Number | UKPN South East | West Weybridge |  | 0 | 0 | 0 | 0 | 0 | 0 | 0 | 0 | 0 | 0 | 0 | 0 | 0 | 0 | 0 | 0 | 0 | 0 | 0 | 0 | 0 | 0 | 0 | 0 | 0 | 0 | 0 | 0
Hydrogen Evolution | Lct_BB005 | Number | Electricity North West | Bredbury |  | 1225.852 | 1482.96 | 1853.037 | 2594.486 | 3592.406 | 5000.186 | 6841.947 | 9368.533 | 12285.973 | 15670.044 | 19325.524 | 22956.062 | 26301.144 | 28917.561 | 31470.541 | 34150.948 | 36815.598 | 39403.477 | 41833.65 | 44014.089 | 45788.911 | 47052.275 | 47625.248 | 47718.734 | 47307.741 | 46609.646 | 45938.343 | 45520.272
Hydrogen Evolution | Lct_BB005 | Number | Electricity North West | Harker |  | 1813.708 | 2122.271 | 2568.207 | 3570.822 | 4909.862 | 6786.305 | 9221.177 | 12538.159 | 16319.227 | 20656.951 | 25281.981 | 29801.528 | 33880.846 | 37203.231 | 40435.478 | 43822.842 | 47181.204 | 50432.568 | 53371.573 | 55973.293 | 58043.224 | 59452.628 | 59982.428 | 60099.745 | 59581.696 | 58702.067 | 57856.194 | 57329.26
Hydrogen Evolution | Lct_BB005 | Number | Electricity North West | Heysham (NGET) |  | 1275.267 | 1533.191 | 1904.681 | 2643.94 | 3629.419 | 5008.162 | 6793.62 | 9221.706 | 12005.81 | 15201.069 | 18609.583 | 21942.363 | 24952.85 | 27392.445 | 29764.375 | 32249.172 | 34711.289 | 37093.371 | 39288.889 | 41239.82 | 42802.116 | 43879.759 | 44309.654 | 44400.899 | 44022.704 | 43377.235 | 42756.569 | 42371.491
Hydrogen Evolution | Lct_BB005 | Number | Electricity North West | Hutton |  | 1007.253 | 1223.156 | 1533.806 | 2110.563 | 2871.47 | 3926.317 | 5276.729 | 7094.881 | 9194.911 | 11588.197 | 14119.736 | 16568.489 | 18749.49 | 20496.124 | 22176.769 | 23925.964 | 25642.457 | 27284.236 | 28740.374 | 30000.251 | 30962.554 | 31562.893 | 31690.509 | 31617.749 | 31211.919 | 30620.087 | 30049.994 | 29648.888
Hydrogen Evolution | Lct_BB005 | Number | Electricity North West | Kearsley 132kV |  | 2164.971 | 2569.488 | 3152.982 | 4474.058 | 6276.81 | 8849.877 | 12263.816 | 17002.511 | 22367.537 | 28618.076 | 35404.432 | 42186.594 | 48483.84 | 53606.818 | 58665.375 | 64015.214 | 69390.302 | 74674.417 | 79719.358 | 84336.283 | 88216.927 | 91143.449 | 92751.266 | 93457.466 | 93171.019 | 92305.865 | 91477.699 | 91140.83
Hydrogen Evolution | Lct_BB005 | Number | Electricity North West | Kearsley 33kV |  | 322.656 | 382.944 | 469.905 | 666.791 | 935.465 | 1318.942 | 1827.738 | 2533.97 | 3333.547 | 4265.096 | 5276.501 | 6287.28 | 7225.791 | 7989.294 | 8743.196 | 9540.51 | 10341.586 | 11129.104 | 11880.977 | 12569.061 | 13147.413 | 13583.567 | 13823.188 | 13928.437 | 13885.746 | 13756.808 | 13633.382 | 13583.177
Hydrogen Evolution | Lct_BB005 | Number | Electricity North West | Kirkby (_G) |  | 501.992 | 590.834 | 719.124 | 1021.818 | 1435.428 | 2026.429 | 2811.602 | 3902.641 | 5126.164 | 6548.584 | 8089.115 | 9624.051 | 11043.944 | 12213.932 | 13369.779 | 14592.548 | 15821.619 | 17030.482 | 18181.583 | 19235.124 | 20120.787 | 20788.867 | 21156.187 | 21338.506 | 21293.995 | 21116.689 | 20947.206 | 20889.708
Hydrogen Evolution | Lct_BB005 | Number | Electricity North West | Macclesfield |  | 494.291 | 612.28 | 781.753 | 1098.857 | 1527.435 | 2134.199 | 2931.461 | 4029.173 | 5302.418 | 6786.534 | 8398.773 | 10011.109 | 11509.413 | 12686.21 | 13840.827 | 15057.195 | 16272.435 | 17459.449 | 18571.924 | 19577.419 | 20405.818 | 21008.824 | 21305.083 | 21366.282 | 21201.426 | 20907.413 | 20624.824 | 20455.448
Hydrogen Evolution | Lct_BB005 | Number | Electricity North West | Ormonde |  | 130.695 | 157.129 | 195.201 | 270.964 | 371.96 | 513.26 | 696.243 | 945.084 | 1230.413 | 1557.878 | 1907.199 | 2248.758 | 2557.287 | 2807.308 | 3050.395 | 3305.049 | 3557.378 | 3801.505 | 4026.512 | 4226.453 | 4386.565 | 4497.007 | 4541.064 | 4550.416 | 4511.656 | 4445.506 | 4381.897 | 4342.432
Hydrogen Evolution | Lct_BB005 | Number | Electricity North West | Padiham |  | 1199.367 | 1549.765 | 2051.65 | 2936.736 | 4154.633 | 5904.989 | 8246.352 | 11518.008 | 15166.638 | 19422.947 | 24050.973 | 28684.453 | 32996.132 | 36613.945 | 40210.917 | 44030.816 | 47891.679 | 51712.768 | 55372.938 | 58753.849 | 61637.159 | 63865.471 | 65176.654 | 65891.441 | 65904.453 | 65502.646 | 65120.498 | 65082.802
Hydrogen Evolution | Lct_BB005 | Number | Electricity North West | Penwortham East |  | 1323.186 | 1600.737 | 2000.238 | 2816.168 | 3920.806 | 5486.966 | 7548.418 | 10390.881 | 13606.987 | 17329.813 | 21341.546 | 25314.105 | 28960.766 | 31942.321 | 34871.638 | 37960.176 | 41049.574 | 44071.39 | 46936.707 | 49537.87 | 51696.228 | 53287.614 | 54103.361 | 54454.906 | 54228.595 | 53666.968 | 53128.668 | 52877.166
Hydrogen Evolution | Lct_BB005 | Number | Electricity North West | Penwortham West |  | 1148.063 | 1388.88 | 1735.507 | 2443.449 | 3401.888 | 4760.768 | 6549.387 | 9015.651 | 11806.106 | 15036.218 | 18516.999 | 21963.791 | 25127.818 | 27714.765 | 30256.387 | 32936.159 | 35616.675 | 38238.555 | 40724.648 | 42981.548 | 44854.248 | 46235.014 | 46942.798 | 47247.816 | 47051.457 | 46564.161 | 46097.105 | 45878.889
Hydrogen Evolution | Lct_BB005 | Number | Electricity North West | Robin Rigg |  | 19.077 | 22.322 | 27.013 | 37.558 | 51.642 | 71.379 | 96.989 | 131.877 | 171.646 | 217.271 | 265.917 | 313.454 | 356.36 | 391.305 | 425.302 | 460.931 | 496.254 | 530.452 | 561.365 | 588.73 | 610.501 | 625.325 | 630.898 | 632.132 | 626.683 | 617.431 | 608.534 | 602.992
Hydrogen Evolution | Lct_BB005 | Number | Electricity North West | Rochdale |  | 721.345 | 856.126 | 1050.54 | 1490.708 | 2091.366 | 2948.684 | 4086.171 | 5665.053 | 7452.622 | 9535.234 | 11796.375 | 14056.118 | 16154.293 | 17861.214 | 19546.67 | 21329.179 | 23120.1 | 24880.711 | 26561.631 | 28099.94 | 29392.929 | 30368.014 | 30903.722 | 31139.02 | 31043.579 | 30755.319 | 30479.383 | 30367.142
Hydrogen Evolution | Lct_BB005 | Number | Electricity North West | South Manchester |  | 3732.738 | 4515.637 | 5642.528 | 7900.253 | 10938.934 | 15225.648 | 20833.839 | 28527.335 | 37410.987 | 47715.537 | 58846.533 | 69901.581 | 80087.408 | 88054.441 | 95828.305 | 103990.19 | 112104.092 | 119984.224 | 127384.141 | 134023.612 | 139427.975 | 143274.938 | 145019.65 | 145304.316 | 144052.835 | 141927.125 | 139882.996 | 138609.964
Hydrogen Evolution | Lct_BB005 | Number | Electricity North West | Stalybridge |  | 642.738 | 818.377 | 1070.167 | 1544.003 | 2200.697 | 3150.041 | 4428.61 | 6225.049 | 8287.68 | 10728.591 | 13426.191 | 16179.717 | 18802.08 | 20884.955 | 22959.694 | 25165.476 | 27398.468 | 29612.394 | 31735.37 | 33701.219 | 35384.121 | 36692.882 | 37475.83 | 37774.385 | 37671.609 | 37334.514 | 37011.981 | 36887.908
Hydrogen Evolution | Lct_BB005 | Number | Electricity North West | Stanah |  | 579.452 | 700.998 | 875.948 | 1233.261 | 1717.006 | 2402.862 | 3305.617 | 4550.393 | 5958.796 | 7589.102 | 9345.928 | 11085.598 | 12682.55 | 13988.238 | 15271.049 | 16623.588 | 17976.502 | 19299.821 | 20554.606 | 21693.712 | 22638.904 | 23335.806 | 23693.04 | 23846.989 | 23747.882 | 23501.934 | 23266.2 | 23156.062
Hydrogen Evolution | Lct_BB005 | Number | Electricity North West | Walney 2 |  | 112.766 | 136.419 | 170.466 | 240.002 | 334.142 | 467.614 | 643.297 | 885.539 | 1159.624 | 1476.894 | 1818.784 | 2157.337 | 2468.115 | 2722.211 | 2971.856 | 3235.069 | 3498.356 | 3755.884 | 4000.074 | 4221.752 | 4405.693 | 4541.315 | 4610.835 | 4640.795 | 4621.508 | 4573.645 | 4527.769 | 4506.336
Hydrogen Evolution | Lct_BB005 | Number | Electricity North West | Washway Farm |  | 317.976 | 374.251 | 455.513 | 647.249 | 909.24 | 1283.597 | 1780.948 | 2472.043 | 3247.057 | 4148.058 | 5123.874 | 6096.145 | 6995.546 | 7736.649 | 8468.795 | 9243.331 | 10021.86 | 10787.588 | 11516.728 | 12184.07 | 12745.074 | 13168.255 | 13400.926 | 13516.412 | 13488.217 | 13375.907 | 13268.551 | 13232.131
Hydrogen Evolution | Lct_BB005 | Number | Electricity North West | Whitegate |  | 1038.349 | 1232.361 | 1512.213 | 2145.819 | 3010.444 | 4244.521 | 5881.893 | 8154.636 | 10727.776 | 13725.619 | 16980.448 | 20233.265 | 23253.51 | 25710.56 | 28136.713 | 30702.569 | 33280.534 | 35814.868 | 38234.49 | 40448.83 | 42310.04 | 43713.64 | 44484.771 | 44823.474 | 44686.09 | 44271.15 | 43873.951 | 43712.384
Hydrogen Evolution | Lct_BB005 | Number | IDNO - Refer to Comment Field | Tynemouth 2 |  | 259.157 | 313.033 | 390.592 | 553.738 | 776.166 | 1093.396 | 1513.916 | 2097.18 | 2752.468 | 3513.426 | 4336.499 | 5155.278 | 5911.199 | 6536.917 | 7154.978 | 7808.763 | 8465.829 | 9111.993 | 9726.927 | 10289.564 | 10762.31 | 11118.608 | 11314.009 | 11407.738 | 11380.234 | 11281.855 | 11187.769 | 11153.584 | Note: TYNE2 is operated by an IDNO allocated to GSP Group/licence area F
Hydrogen Evolution | Lct_BB005 | Number | NGED East Midlands | Berkswell |  | 2362.389 | 2792.927 | 3414.259 | 4774.729 | 6603.438 | 9180.377 | 12547.177 | 17160.59 | 22506.808 | 28709.012 | 35409.759 | 42066.144 | 48200.718 | 52968.555 | 57615.379 | 62490.633 | 67332.095 | 72028.287 | 76448.104 | 80409.101 | 83626.988 | 85909.17 | 86929.868 | 87025.386 | 86201.541 | 84856.456 | 83562.451 | 82730.938
Hydrogen Evolution | Lct_BB005 | Number | NGED East Midlands | Bicker Fen |  | 1890.979 | 2104.376 | 2416.117 | 3323.741 | 4520.753 | 6179.679 | 8302.625 | 11159.936 | 14494.075 | 18306.472 | 22355.334 | 26292.019 | 29822.106 | 32566.788 | 35200.654 | 37937.266 | 40615.81 | 43169.879 | 45405.431 | 47323.409 | 48765.513 | 49632.549 | 49753.238 | 49525.622 | 48777.294 | 47741.18 | 46742.482 | 46009.498
Hydrogen Evolution | Lct_BB005 | Number | NGED East Midlands | Chesterfield |  | 1380.461 | 1668.326 | 2082.716 | 2994.141 | 4253.266 | 6068.772 | 8506.514 | 11923.327 | 15842.136 | 20467.951 | 25565.79 | 30752.105 | 35672.148 | 39567.784 | 43438.161 | 47546.612 | 51696.529 | 55800.819 | 59710.679 | 63315.121 | 66379.699 | 68736.132 | 70103.866 | 70612.577 | 70371.504 | 69693.965 | 69045.108 | 68767.676
Hydrogen Evolution | Lct_BB005 | Number | NGED East Midlands | Coventry |  | 2466.839 | 2916.413 | 3565.217 | 4985.839 | 6895.401 | 9586.278 | 13101.937 | 17919.326 | 23501.922 | 29978.35 | 36975.363 | 43926.052 | 50331.859 | 55310.501 | 60162.779 | 65253.587 | 70309.109 | 75212.938 | 79828.172 | 83964.301 | 87324.463 | 89707.549 | 90773.377 | 90873.118 | 90012.847 | 88608.29 | 87257.072 | 86388.795
Hydrogen Evolution | Lct_BB005 | Number | NGED East Midlands | Drakelow |  | 716.329 | 841.424 | 1022.113 | 1430.599 | 1980.18 | 2755.236 | 3768.83 | 5158.858 | 6771.72 | 8645.027 | 10671.695 | 12688.338 | 14550.786 | 15996.277 | 17406.319 | 18886.482 | 20357.563 | 21785.831 | 23115.944 | 24306.589 | 25271.976 | 25954.117 | 26254.864 | 26288.278 | 26043.934 | 25641.993 | 25255.348 | 25008.369
Hydrogen Evolution | Lct_BB005 | Number | NGED East Midlands | East Claydon (_B) |  | 1575.651 | 1865.435 | 2283.563 | 3193.296 | 4416.054 | 6139.017 | 8389.932 | 11474.104 | 15035.023 | 19160.734 | 23611.34 | 28024.264 | 32081.815 | 35266.652 | 38372.945 | 41633.426 | 44873.484 | 48018.778 | 50987.47 | 53652.564 | 55823.885 | 57372.169 | 58078.943 | 58156.826 | 57620.197 | 56734.796 | 55883.115 | 55340.38
Hydrogen Evolution | Lct_BB005 | Number | NGED East Midlands | Enderby |  | 2281.855 | 2637.326 | 3152.063 | 4453.725 | 6222.436 | 8737.908 | 12061.237 | 16657.909 | 21983.733 | 28215.346 | 35014.696 | 41850.557 | 48244.118 | 53191.063 | 58047.509 | 63165.459 | 68281.244 | 73281.1 | 77997.413 | 82269.545 | 85801.84 | 88389.727 | 89689.028 | 90014.131 | 89386.297 | 88212.22 | 87084.28 | 86432.698
Hydrogen Evolution | Lct_BB005 | Number | NGED East Midlands | Grendon |  | 3575.29 | 4012.737 | 4650.203 | 6540.562 | 9097.137 | 12718.658 | 17480.387 | 24040.302 | 31605.053 | 40410.309 | 49960.253 | 59491.996 | 68328.202 | 75293.686 | 82123.832 | 89316.662 | 96499.021 | 103510.298 | 110154.868 | 116170.248 | 121139.326 | 124773.825 | 126588.587 | 126959.59 | 125987.305 | 124247.325 | 122575.008 | 121575.346
Hydrogen Evolution | Lct_BB005 | Number | NGED East Midlands | Ratcliffe |  | 2073.422 | 2405.55 | 2886.179 | 4072.578 | 5682.469 | 7969.431 | 10986.693 | 15155.235 | 19991.991 | 25648.081 | 31815.381 | 38010.853 | 43799.851 | 48266.723 | 52647.166 | 57260.444 | 61867.345 | 66364.889 | 70617.429 | 74465.789 | 77642.761 | 79963.816 | 81118.337 | 81380.175 | 80780.764 | 79688.511 | 78638.918 | 78020.279
Hydrogen Evolution | Lct_BB005 | Number | NGED East Midlands | Staythorpe |  | 1080.663 | 1275.825 | 1557.526 | 2166.605 | 2980.496 | 4121.565 | 5603.072 | 7622.305 | 9961.041 | 12660.237 | 15558.775 | 18416.623 | 21025.759 | 23061.773 | 25037.332 | 27104.304 | 29148.607 | 31122.163 | 32888.164 | 34441.115 | 35662.38 | 36474.388 | 36744.709 | 36712.045 | 36292.188 | 35654.733 | 35040.986 | 34622.994
Hydrogen Evolution | Lct_BB005 | Number | NGED East Midlands | Stoke Bardolph |  | 1179.061 | 1367.927 | 1641.239 | 2315.89 | 3231.362 | 4531.853 | 6247.633 | 8618.094 | 11368.537 | 14584.898 | 18091.961 | 21615.045 | 24906.985 | 27447.092 | 29938.051 | 32561.412 | 35181.148 | 37738.697 | 40156.923 | 42345.31 | 44151.91 | 45471.788 | 46128.312 | 46277.208 | 45936.349 | 45315.235 | 44718.379 | 44366.587
Hydrogen Evolution | Lct_BB005 | Number | NGED East Midlands | Walpole (_B) |  | 2095.277 | 2435.346 | 2927.32 | 4039.914 | 5512.974 | 7561.538 | 10194.579 | 13752.05 | 17891.716 | 22637.824 | 27694.46 | 32631.036 | 37081.242 | 40549.335 | 43889.327 | 47367.477 | 50783.44 | 54053.955 | 56950.537 | 59459.511 | 61379.816 | 62583.424 | 62850.225 | 62641.261 | 61772.99 | 60538.244 | 59348.485 | 58494.104
Hydrogen Evolution | Lct_BB005 | Number | NGED East Midlands | West Burton |  | 1159.83 | 1331.405 | 1580.16 | 2218.85 | 3081.134 | 4300.802 | 5901.61 | 8103.629 | 10660.117 | 13638.347 | 16871.613 | 20102.555 | 23102.117 | 25428.841 | 27704.841 | 30098.138 | 32482.763 | 34804.765 | 36967.803 | 38911.952 | 40499.038 | 41634.926 | 42160.61 | 42253.122 | 41898.851 | 41290.057 | 40704.698 | 40343.48
Hydrogen Evolution | Lct_BB005 | Number | NGED East Midlands | Willington |  | 1920.137 | 2270.076 | 2775.093 | 3880.875 | 5367.24 | 7461.763 | 10198.281 | 13948.039 | 18293.418 | 23334.538 | 28780.871 | 34191.146 | 39177.296 | 43052.569 | 46829.484 | 50792.065 | 54727.181 | 58544.222 | 62136.626 | 65356.104 | 67971.587 | 69826.533 | 70656.151 | 70733.787 | 70064.17 | 68970.892 | 67919.131 | 67243.281
Hydrogen Evolution | Lct_BB005 | Number | NGED South Wales | Aberthaw |  | 186.18 | 197.733 | 215.049 | 334.212 | 508.349 | 770.651 | 1140.35 | 1678.324 | 2670.807 | 4005.171 | 5677.204 | 7619.252 | 9731.694 | 10965.225 | 12221.775 | 13575.383 | 14971.227 | 16383.411 | 17717.223 | 18980.505 | 20098.987 | 21015.964 | 21638.285 | 21517.955 | 21171.575 | 20700.831 | 20246.977 | 19908.761
Hydrogen Evolution | Lct_BB005 | Number | NGED South Wales | Alpha Steel (Uskmouth) |  | 0.573 | 0.609 | 0.662 | 1.029 | 1.565 | 2.372 | 3.51 | 5.166 | 8.221 | 12.329 | 17.475 | 23.453 | 29.956 | 33.753 | 37.621 | 41.787 | 46.084 | 50.431 | 54.536 | 58.425 | 61.868 | 64.691 | 66.606 | 66.236 | 65.17 | 63.72 | 62.323 | 61.282
Hydrogen Evolution | Lct_BB005 | Number | NGED South Wales | Cardiff East |  | 125.039 | 132.798 | 144.428 | 224.459 | 341.41 | 517.574 | 765.866 | 1127.173 | 1793.731 | 2689.899 | 3812.847 | 5117.138 | 6535.868 | 7364.315 | 8208.223 | 9117.314 | 10054.772 | 11003.204 | 11899.001 | 12747.429 | 13498.609 | 14114.456 | 14532.41 | 14451.596 | 14218.965 | 13902.81 | 13597.999 | 13370.852
Hydrogen Evolution | Lct_BB005 | Number | NGED South Wales | Grange |  | 15.367 | 17.884 | 21.523 | 35.288 | 55.956 | 87.702 | 133.364 | 200.799 | 336.127 | 521.476 | 757.429 | 1035.375 | 1341.529 | 1521.93 | 1707.318 | 1908.034 | 2116.447 | 2328.859 | 2531.664 | 2725.803 | 2900.333 | 3046.675 | 3150.823 | 3139.048 | 3094.246 | 3031.12 | 2970.287 | 2926.271
Hydrogen Evolution | Lct_BB005 | Number | NGED South Wales | Imperial Park |  | 5.949 | 7.136 | 8.845 | 13.346 | 19.804 | 29.398 | 42.72 | 61.891 | 92.323 | 131.972 | 180.28 | 234.941 | 292.979 | 327.304 | 361.829 | 398.748 | 436.429 | 474.128 | 506.42 | 536.023 | 560.969 | 579.866 | 590.385 | 585.276 | 574.035 | 559.469 | 545.417 | 534.526
Hydrogen Evolution | Lct_BB005 | Number | NGED South Wales | Pembroke |  | 149.942 | 179.851 | 222.941 | 336.394 | 499.164 | 740.973 | 1076.757 | 1559.957 | 2326.999 | 3326.358 | 4543.942 | 5921.686 | 7384.514 | 8249.668 | 9119.878 | 10050.411 | 11000.162 | 11950.365 | 12764.302 | 13510.42 | 14139.194 | 14615.504 | 14880.623 | 14751.856 | 14468.526 | 14101.389 | 13747.202 | 13472.704
Hydrogen Evolution | Lct_BB005 | Number | NGED South Wales | Pyle |  | 36.056 | 41.96 | 50.499 | 82.795 | 131.287 | 205.771 | 312.905 | 471.124 | 788.638 | 1223.514 | 1777.117 | 2429.249 | 3147.562 | 3570.828 | 4005.796 | 4476.724 | 4965.714 | 5464.085 | 5939.916 | 6395.415 | 6804.906 | 7148.262 | 7392.618 | 7364.991 | 7259.873 | 7111.764 | 6969.035 | 6865.764
Hydrogen Evolution | Lct_BB005 | Number | NGED South Wales | Rassau |  | 195.277 | 234.23 | 290.348 | 438.104 | 650.088 | 965.009 | 1402.319 | 2031.616 | 3030.576 | 4332.095 | 5917.82 | 7712.13 | 9617.25 | 10743.987 | 11877.307 | 13089.191 | 14326.102 | 15563.603 | 16623.637 | 17595.346 | 18414.232 | 19034.556 | 19379.835 | 19212.135 | 18843.14 | 18364.998 | 17903.72 | 17546.227
Hydrogen Evolution | Lct_BB005 | Number | NGED South Wales | Swansea North |  | 538.914 | 646.413 | 801.283 | 1209.051 | 1794.072 | 2663.173 | 3870.032 | 5606.726 | 8363.596 | 11955.447 | 16331.632 | 21283.457 | 26541.088 | 29650.585 | 32778.253 | 36122.735 | 39536.284 | 42951.462 | 45876.877 | 48558.54 | 50818.452 | 52530.383 | 53483.263 | 53020.454 | 52002.124 | 50682.577 | 49409.572 | 48422.984
Hydrogen Evolution | Lct_BB005 | Number | NGED South Wales | Upper Boat 132kV |  | 196.721 | 208.928 | 227.225 | 353.134 | 537.13 | 814.283 | 1204.913 | 1773.346 | 2822.02 | 4231.931 | 5998.63 | 8050.63 | 10282.672 | 11586.041 | 12913.734 | 14343.979 | 15818.851 | 17310.989 | 18720.317 | 20055.122 | 21236.929 | 22205.822 | 22863.377 | 22736.235 | 22370.244 | 21872.847 | 21393.297 | 21035.933
Hydrogen Evolution | Lct_BB005 | Number | NGED South Wales | Upper Boat 33kV |  | 39.187 | 41.618 | 45.263 | 70.344 | 106.996 | 162.205 | 240.018 | 353.25 | 562.145 | 842.999 | 1194.924 | 1603.682 | 2048.304 | 2307.934 | 2572.41 | 2857.314 | 3151.108 | 3448.341 | 3729.079 | 3994.971 | 4230.387 | 4423.39 | 4554.374 | 4529.048 | 4456.143 | 4357.061 | 4261.535 | 4190.349
Hydrogen Evolution | Lct_BB005 | Number | NGED South Wales | Uskmouth |  | 201.224 | 213.71 | 232.426 | 361.217 | 549.425 | 832.922 | 1232.494 | 1813.939 | 2886.618 | 4328.803 | 6135.943 | 8234.915 | 10518.05 | 11851.254 | 13209.339 | 14672.323 | 16180.956 | 17707.249 | 19148.839 | 20514.198 | 21723.058 | 22714.129 | 23386.736 | 23256.683 | 22882.314 | 22373.532 | 21883.005 | 21517.461
Hydrogen Evolution | Lct_BB005 | Number | NGED South West | Abham |  | 3610.924 | 4338.386 | 5386.23 | 7402.182 | 10057.626 | 13733.731 | 18431.517 | 24746.56 | 32118.383 | 40538.923 | 49470.615 | 58141.028 | 65899.716 | 71895.902 | 77635.141 | 83588.469 | 89401.002 | 94926.861 | 99903.876 | 104188.881 | 107431.996 | 109412.697 | 109750.804 | 109208.06 | 107517.463 | 105193.557 | 102953.364 | 101299.454
Hydrogen Evolution | Lct_BB005 | Number | NGED South West | Alverdiscott |  | 1982.377 | 2381.75 | 2957.01 | 4063.756 | 5521.58 | 7539.741 | 10118.8 | 13585.723 | 17632.812 | 22255.641 | 27159.09 | 31919.098 | 36178.574 | 39470.447 | 42621.257 | 45889.601 | 49080.649 | 52114.314 | 54846.667 | 57199.111 | 58979.563 | 60066.957 | 60252.576 | 59954.612 | 59026.484 | 57750.672 | 56520.819 | 55612.832
Hydrogen Evolution | Lct_BB005 | Number | NGED South West | Axminster |  | 784.242 | 933.173 | 1147.931 | 1586.568 | 2168.339 | 2978.659 | 4022.206 | 5434.535 | 7079.167 | 8968.247 | 10985.405 | 12960.213 | 14746.927 | 16134.214 | 17471.967 | 18866.177 | 20237.115 | 21551.567 | 22763.947 | 23827.708 | 24661.004 | 25210.533 | 25385.201 | 25322.566 | 24993.216 | 24515.033 | 24054.39 | 23729.128
Hydrogen Evolution | Lct_BB005 | Number | NGED South West | Bridgewater |  | 2021.159 | 2498.812 | 3184.994 | 4391.301 | 5986.589 | 8202.862 | 11047.787 | 14887.193 | 19357.435 | 24478.06 | 29927.999 | 35241.469 | 40023.174 | 43756.481 | 47349.783 | 51090.334 | 54761.966 | 58274.935 | 61443.65 | 64199.22 | 66323.542 | 67676.786 | 68018.988 | 67790.93 | 66849.38 | 65511.288 | 64221.939 | 63295.556
Hydrogen Evolution | Lct_BB005 | Number | NGED South West | Exeter |  | 3118.005 | 3746.163 | 4650.968 | 6391.728 | 8684.684 | 11858.972 | 15915.475 | 21368.466 | 27733.979 | 35005.051 | 42717.498 | 50204.334 | 56903.902 | 62081.563 | 67037.352 | 72178.006 | 77197.084 | 81968.62 | 86266.235 | 89966.304 | 92766.71 | 94477.03 | 94768.982 | 94300.327 | 92840.509 | 90833.834 | 88899.444 | 87471.306
Hydrogen Evolution | Lct_BB005 | Number | NGED South West | Indian Queens |  | 5680.44 | 6824.831 | 8473.222 | 11644.569 | 15821.919 | 21604.898 | 28995.111 | 38929.472 | 50526.283 | 63772.858 | 77823.54 | 91463.198 | 103668.597 | 113101.357 | 122129.907 | 131495.245 | 140639.096 | 149331.97 | 157161.445 | 163902.3 | 169004.132 | 172120.025 | 172651.91 | 171798.105 | 169138.581 | 165482.783 | 161958.676 | 159356.867
Hydrogen Evolution | Lct_BB005 | Number | NGED South West | Landulph |  | 1767.459 | 2123.534 | 2636.428 | 3623.188 | 4922.963 | 6722.327 | 9021.779 | 12112.839 | 15721.167 | 19842.816 | 24214.662 | 28458.618 | 32256.308 | 35191.295 | 38000.513 | 40914.522 | 43759.615 | 46464.389 | 48900.516 | 50997.922 | 52585.348 | 53554.853 | 53720.348 | 53454.688 | 52627.182 | 51489.687 | 50393.167 | 49583.618
Hydrogen Evolution | Lct_BB005 | Number | NGED South West | Sandford |  | 458.674 | 539.556 | 656.359 | 917.747 | 1269.034 | 1763.979 | 2410.508 | 3296.285 | 4324.927 | 5518.934 | 6809.759 | 8093.065 | 9276.947 | 10194.88 | 11089.574 | 12028.287 | 12960.549 | 13864.901 | 14711.845 | 15470.075 | 16084.979 | 16519.634 | 16711.553 | 16728.142 | 16568.026 | 16307.771 | 16057.388 | 15895.921
Hydrogen Evolution | Lct_BB005 | Number | NGED South West | Seabank |  | 1145.02 | 1346.932 | 1638.517 | 2291.037 | 3167.983 | 4403.549 | 6017.528 | 8228.757 | 10796.631 | 13777.318 | 16999.697 | 20203.306 | 23158.719 | 25450.222 | 27683.711 | 30027.088 | 32354.362 | 34611.961 | 36726.25 | 38619.075 | 40154.104 | 41239.165 | 41718.268 | 41759.68 | 41359.969 | 40710.277 | 40085.226 | 39682.145
Hydrogen Evolution | Lct_BB005 | Number | NGED South West | Taunton |  | 1220.38 | 1486.555 | 1869.426 | 2572.202 | 3499.282 | 4784.396 | 6429.43 | 8644.057 | 11228.372 | 14184.126 | 17324.156 | 20378.36 | 23118.487 | 25244.936 | 27285.257 | 29404.991 | 31479.48 | 33457.262 | 35246.206 | 36794.831 | 37978.805 | 38719.036 | 38879.512 | 38714.277 | 38141.889 | 37344.14 | 36575.263 | 36013.981
Hydrogen Evolution | Lct_BB005 | Number | NGED West Midlands | Bishops Wood |  | 4185.63 | 4916.579 | 5972.37 | 8359.222 | 11570.511 | 16099.293 | 22021.889 | 30144.044 | 39568.26 | 50514.297 | 62356.447 | 74140.022 | 85022.612 | 93468.849 | 101707.956 | 110356.786 | 118952.549 | 127298.156 | 135070.22 | 142027.354 | 147668.269 | 151654.126 | 153411.44 | 153606.684 | 152178.944 | 149830.338 | 147571.104 | 146127.967
Hydrogen Evolution | Lct_BB005 | Number | NGED West Midlands | Bushbury |  | 944.187 | 1109.073 | 1347.236 | 1885.658 | 2610.055 | 3631.649 | 4967.657 | 6799.838 | 8925.735 | 11394.922 | 14066.252 | 16724.37 | 19179.244 | 21084.531 | 22943.093 | 24894.08 | 26833.097 | 28715.684 | 30468.891 | 32038.269 | 33310.736 | 34209.858 | 34606.27 | 34650.313 | 34328.246 | 33798.452 | 33288.818 | 32963.278
Hydrogen Evolution | Lct_BB005 | Number | NGED West Midlands | Bustleholme |  | 1474.925 | 1743.726 | 2131.647 | 2981.037 | 4122.767 | 5731.644 | 7833.66 | 10713.981 | 14051.82 | 17924.082 | 22107.603 | 26263.426 | 30093.464 | 33070.198 | 35971.38 | 39015.178 | 42037.879 | 44969.883 | 47729.336 | 50202.331 | 52211.375 | 53636.224 | 54273.483 | 54333.119 | 53818.762 | 52978.976 | 52171.082 | 51651.938
Hydrogen Evolution | Lct_BB005 | Number | NGED West Midlands | Cellarhead |  | 2405.343 | 2819.015 | 3416.718 | 4810.338 | 6697.024 | 9371.921 | 12892.651 | 17747.156 | 23369.156 | 29927.55 | 37058.768 | 44198.463 | 50842.383 | 56031.105 | 61120.135 | 66480.119 | 71833.358 | 77060.268 | 81933.94 | 86331.68 | 89945.097 | 92562.442 | 93826.764 | 94104.848 | 93387.235 | 92100.494 | 90863.815 | 90125.693
Hydrogen Evolution | Lct_BB005 | Number | NGED West Midlands | Feckenham |  | 2649.425 | 3132.275 | 3829.101 | 5354.871 | 7405.773 | 10295.818 | 14071.693 | 19245.647 | 25241.446 | 32197.234 | 39712.14 | 47177.292 | 54057.234 | 59404.375 | 64615.801 | 70083.411 | 75513.124 | 80779.916 | 85736.752 | 90179.021 | 93787.89 | 96347.364 | 97492.079 | 97599.203 | 96675.258 | 95166.742 | 93715.512 | 92782.967
Hydrogen Evolution | Lct_BB005 | Number | NGED West Midlands | Hams Hall |  | 1305.84 | 1543.825 | 1887.275 | 2639.292 | 3650.134 | 5074.569 | 6935.611 | 9485.732 | 12440.922 | 15869.269 | 19573.191 | 23252.592 | 26643.555 | 29279.037 | 31847.628 | 34542.486 | 37218.665 | 39814.545 | 42257.654 | 44447.145 | 46225.873 | 47487.378 | 48051.582 | 48104.381 | 47648.99 | 46905.477 | 46190.199 | 45730.57
Hydrogen Evolution | Lct_BB005 | Number | NGED West Midlands | Iron Acton |  | 3943.928 | 4724.926 | 5850.236 | 8188.756 | 11335.219 | 15772.819 | 21576.557 | 29536.158 | 38762.636 | 49476.02 | 61062.715 | 72587.525 | 83225.894 | 91413.073 | 99383.386 | 107739.615 | 116029.309 | 124060.549 | 131577.798 | 138294.957 | 143725.16 | 147540.427 | 149185.173 | 149292.846 | 147823.839 | 145462.405 | 143190.262 | 141712.028
Hydrogen Evolution | Lct_BB005 | Number | NGED West Midlands | Ironbridge |  | 740.347 | 867.672 | 1051.641 | 1480.587 | 2061.295 | 2884.609 | 3968.263 | 5462.445 | 7192.855 | 9211.481 | 11406.418 | 13603.964 | 15648.913 | 17245.964 | 18812.33 | 20462.094 | 22109.782 | 23718.587 | 25218.667 | 26572.259 | 27684.443 | 28490.042 | 28879.191 | 28964.783 | 28743.907 | 28347.858 | 27967.217 | 27740.029
Hydrogen Evolution | Lct_BB005 | Number | NGED West Midlands | Kitwell |  | 1453.381 | 1707.19 | 2073.794 | 2902.583 | 4017.643 | 5590.177 | 7646.688 | 10466.954 | 13739.336 | 17540.142 | 21652.107 | 25743.732 | 29522.507 | 32455.305 | 35316.18 | 38319.324 | 41304.042 | 44201.897 | 46900.601 | 49316.335 | 51275.037 | 52659.051 | 53269.245 | 53337.04 | 52841.284 | 52025.775 | 51241.298 | 50740.196
Hydrogen Evolution | Lct_BB005 | Number | NGED West Midlands | Nechells |  | 4658.426 | 5507.409 | 6732.624 | 9415.352 | 13021.407 | 18102.908 | 24741.945 | 33839.195 | 44381.475 | 56611.683 | 69824.975 | 82950.788 | 95047.636 | 104449.397 | 113612.531 | 123226.109 | 132773.052 | 142033.536 | 150749.032 | 158559.775 | 164905.17 | 169405.435 | 171418.163 | 171606.516 | 169981.964 | 167329.573 | 164777.908 | 163138.236
Hydrogen Evolution | Lct_BB005 | Number | NGED West Midlands | Ocker Hill |  | 432.508 | 508.038 | 617.135 | 863.772 | 1195.6 | 1663.566 | 2275.558 | 3114.833 | 4088.653 | 5219.724 | 6443.393 | 7661.009 | 8785.525 | 9658.288 | 10509.648 | 11403.346 | 12291.56 | 13153.926 | 13957.025 | 14675.917 | 15258.802 | 15670.667 | 15852.254 | 15872.428 | 15724.898 | 15482.212 | 15248.762 | 15099.64
Hydrogen Evolution | Lct_BB005 | Number | NGED West Midlands | Oldbury |  | 628.211 | 737.917 | 896.378 | 1254.615 | 1736.589 | 2416.303 | 3305.21 | 4524.244 | 5938.701 | 7581.565 | 9358.924 | 11127.491 | 12760.832 | 14028.507 | 15265.093 | 16563.175 | 17853.292 | 19105.863 | 20272.352 | 21316.531 | 22163.162 | 22761.39 | 23025.14 | 23054.444 | 22840.158 | 22487.662 | 22148.579 | 21931.982
Hydrogen Evolution | Lct_BB005 | Number | NGED West Midlands | Penn |  | 664.105 | 806.895 | 1012.338 | 1432.565 | 2004.448 | 2818.835 | 3896.425 | 5388.807 | 7121.035 | 9151.415 | 11371.199 | 13608.246 | 15706.611 | 17335.884 | 18938.973 | 20630.718 | 22325.148 | 23984.992 | 25562.259 | 26997.607 | 28193.284 | 29081.014 | 29546.199 | 29668.401 | 29476.385 | 29103.857 | 28746.089 | 28545.194
Hydrogen Evolution | Lct_BB005 | Number | NGED West Midlands | Rugeley |  | 503.939 | 590.606 | 715.83 | 1007.805 | 1403.081 | 1963.493 | 2701.115 | 3718.173 | 4896.027 | 6270.064 | 7764.112 | 9259.935 | 10651.89 | 11738.97 | 12805.162 | 13928.123 | 15049.669 | 16144.749 | 17165.823 | 18087.185 | 18844.225 | 19392.58 | 19657.466 | 19715.727 | 19565.381 | 19295.798 | 19036.704 | 18882.062
Hydrogen Evolution | Lct_BB005 | Number | NGED West Midlands | Shrewsbury |  | 887.35 | 1039.957 | 1260.454 | 1774.571 | 2470.585 | 3457.375 | 4756.2 | 6547.065 | 8621.066 | 11040.509 | 13671.271 | 16305.161 | 18756.155 | 20670.316 | 22547.699 | 24525.039 | 26499.891 | 28428.139 | 30226.075 | 31848.437 | 33181.454 | 34147.013 | 34613.432 | 34716.019 | 34451.286 | 33976.597 | 33520.377 | 33248.078
Hydrogen Evolution | Lct_BB005 | Number | NGED West Midlands | Walham |  | 2544.828 | 2810.507 | 3199.623 | 4466.401 | 6165.764 | 8556.308 | 11672.993 | 15936.024 | 20887.01 | 26625.352 | 32818.215 | 38961.859 | 44614.455 | 49001.043 | 53270.979 | 57747.364 | 62187.671 | 66489.048 | 70494.099 | 74067.905 | 76950.228 | 78966.223 | 79819.506 | 79866.1 | 79069.327 | 77795.483 | 76569.733 | 75768.793
Hydrogen Evolution | Lct_BB005 | Number | NGED West Midlands | Willenhall |  | 1241.755 | 1458.607 | 1771.829 | 2479.939 | 3432.636 | 4776.194 | 6533.257 | 8942.865 | 11738.757 | 14986.129 | 18499.352 | 21995.198 | 25223.747 | 27729.501 | 30173.805 | 32739.662 | 35289.777 | 37765.676 | 40071.423 | 42135.403 | 43808.899 | 44991.387 | 45512.731 | 45570.655 | 45147.085 | 44450.322 | 43780.073 | 43351.936
Hydrogen Evolution | Lct_BB005 | Number | NPg Northeast | Blyth 132kV |  | 352.232 | 399.694 | 468.67 | 665.304 | 933.737 | 1316.996 | 1825.701 | 2532.031 | 3321.642 | 4237.982 | 5228.362 | 6212.652 | 7120.318 | 7864.8 | 8598.441 | 9373.379 | 10150.598 | 10913.13 | 11632.012 | 12286.448 | 12831.924 | 13237.328 | 13450.446 | 13526.259 | 13458.637 | 13308.087 | 13163.671 | 13090.597
Hydrogen Evolution | Lct_BB005 | Number | NPg Northeast | Blyth 66kV |  | 653.36 | 741.398 | 869.344 | 1234.083 | 1732.003 | 2442.917 | 3386.521 | 4696.703 | 6161.365 | 7861.098 | 9698.168 | 11523.943 | 13207.586 | 14588.536 | 15949.379 | 17386.823 | 18828.499 | 20242.931 | 21576.396 | 22790.319 | 23802.132 | 24554.122 | 24949.436 | 25090.063 | 24964.631 | 24685.373 | 24417.494 | 24281.948
Hydrogen Evolution | Lct_BB005 | Number | NPg Northeast | Fourstones |  | 113.807 | 133.169 | 161.151 | 224.063 | 308.086 | 425.83 | 578.614 | 786.75 | 1024.006 | 1296.191 | 1586.404 | 1869.999 | 2125.969 | 2334.444 | 2537.262 | 2749.814 | 2960.546 | 3164.564 | 3348.982 | 3512.236 | 3642.12 | 3730.558 | 3763.802 | 3771.164 | 3738.657 | 3683.462 | 3630.385 | 3597.32
Hydrogen Evolution | Lct_BB005 | Number | NPg Northeast | Hart Moor |  | 618.104 | 746.601 | 931.585 | 1320.697 | 1851.2 | 2607.812 | 3610.776 | 5001.894 | 6564.793 | 8379.722 | 10342.798 | 12295.634 | 14098.547 | 15590.923 | 17065.033 | 18624.347 | 20191.487 | 21732.624 | 23199.277 | 24541.2 | 25668.725 | 26518.516 | 26984.559 | 27208.108 | 27142.51 | 26907.872 | 26683.47 | 26601.938
Hydrogen Evolution | Lct_BB005 | Number | NPg Northeast | Hawthorn Pit |  | 523.243 | 632.019 | 788.614 | 1118.008 | 1567.094 | 2207.588 | 3056.625 | 4234.247 | 5557.286 | 7093.676 | 8755.476 | 10408.608 | 11934.826 | 13198.165 | 14446.041 | 15766.046 | 17092.675 | 18397.292 | 19638.856 | 20774.832 | 21729.315 | 22448.687 | 22843.206 | 23032.446 | 22976.916 | 22778.288 | 22588.325 | 22519.306
Hydrogen Evolution | Lct_BB005 | Number | NPg Northeast | Knaresborough |  | 816.694 | 945.814 | 1132.721 | 1581.446 | 2183.515 | 3030.599 | 4135.204 | 5646.344 | 7365.659 | 9344.766 | 11463.455 | 13544.325 | 15434.761 | 16975.088 | 18479.044 | 20058.699 | 21629.993 | 23157.058 | 24566.621 | 25827.498 | 26848.625 | 27568.53 | 27883.136 | 27986.732 | 27794.023 | 27431.401 | 27083.048 | 26882.78
Hydrogen Evolution | Lct_BB005 | Number | NPg Northeast | Lackenby |  | 332.544 | 416.21 | 536.289 | 758.807 | 1061.59 | 1492.72 | 2063.112 | 2852.977 | 3744.077 | 4778.74 | 5897.691 | 7010.601 | 8037.834 | 8887.833 | 9727.274 | 10615.134 | 11507.306 | 12384.512 | 13220.888 | 13986.246 | 14629.471 | 15114.447 | 15380.728 | 15507.99 | 15470.447 | 15336.56 | 15208.511 | 15161.897
Hydrogen Evolution | Lct_BB005 | Number | NPg Northeast | Norton |  | 1706.364 | 2061.098 | 2571.775 | 3645.974 | 5110.504 | 7199.239 | 9968.064 | 13808.446 | 18123.052 | 23133.424 | 28552.777 | 33943.861 | 38921.061 | 43040.977 | 47110.47 | 51415.18 | 55741.496 | 59996.025 | 64044.93 | 67749.501 | 70862.196 | 73208.165 | 74494.744 | 75111.883 | 74930.791 | 74283.037 | 73663.543 | 73438.464
Hydrogen Evolution | Lct_BB005 | Number | NPg Northeast | Offerton |  | 224.806 | 271.541 | 338.821 | 480.342 | 673.288 | 948.47 | 1313.251 | 1819.206 | 2387.637 | 3047.733 | 3761.71 | 4471.963 | 5127.688 | 5670.47 | 6206.609 | 6773.737 | 7343.711 | 7904.228 | 8437.654 | 8925.716 | 9335.801 | 9644.872 | 9814.374 | 9895.679 | 9871.821 | 9786.482 | 9704.867 | 9675.213
Hydrogen Evolution | Lct_BB005 | Number | NPg Northeast | Osbaldwick |  | 1968.729 | 2290.561 | 2756.08 | 3883.272 | 5410.507 | 7577.269 | 10431.548 | 14369.851 | 18868.714 | 24096.49 | 29755.313 | 35389.882 | 40597.907 | 44797.975 | 48928.397 | 53285.865 | 57648.242 | 61919.328 | 65916.878 | 69540.398 | 72539.708 | 74741.466 | 75854.131 | 76230.163 | 75798.292 | 74900.665 | 74039.128 | 73580.108
Hydrogen Evolution | Lct_BB005 | Number | NPg Northeast | Poppleton |  | 543.133 | 629.003 | 753.303 | 1051.723 | 1452.122 | 2015.465 | 2750.07 | 3755.036 | 4898.447 | 6214.629 | 7623.639 | 9007.497 | 10264.71 | 11289.087 | 12289.275 | 13339.807 | 14384.778 | 15400.335 | 16337.748 | 17176.28 | 17855.369 | 18334.133 | 18543.359 | 18612.254 | 18484.095 | 18242.937 | 18011.269 | 17878.083
Hydrogen Evolution | Lct_BB005 | Number | NPg Northeast | Saltholme |  | 357.255 | 447.138 | 576.141 | 815.193 | 1140.477 | 1603.643 | 2216.421 | 3064.98 | 4022.297 | 5133.846 | 6335.945 | 7531.554 | 8635.121 | 9548.283 | 10450.102 | 11403.938 | 12362.407 | 13304.798 | 14203.324 | 15025.555 | 15716.578 | 16237.593 | 16523.66 | 16660.38 | 16620.047 | 16476.21 | 16338.647 | 16288.569
Hydrogen Evolution | Lct_BB005 | Number | NPg Northeast | South Shields |  | 339.57 | 410.163 | 511.789 | 725.557 | 1017.002 | 1432.665 | 1983.668 | 2747.913 | 3606.53 | 4603.605 | 5682.069 | 6754.908 | 7745.382 | 8565.255 | 9375.093 | 10231.741 | 11092.688 | 11939.349 | 12745.09 | 13482.309 | 14101.742 | 14568.596 | 14824.628 | 14947.44 | 14911.402 | 14782.498 | 14659.217 | 14614.426
Hydrogen Evolution | Lct_BB005 | Number | NPg Northeast | Spennymoor |  | 931.432 | 1182.409 | 1542.271 | 2192.737 | 3082.063 | 4353.417 | 6043.429 | 8392.883 | 11021.703 | 14076.916 | 17384.629 | 20678.88 | 23724.571 | 26278.449 | 28809.047 | 31491.024 | 34193.878 | 36860.149 | 39378.612 | 41688.708 | 43637.45 | 45116.198 | 45943.356 | 46376.393 | 46316.118 | 45966.079 | 45631.951 | 45540.882
Hydrogen Evolution | Lct_BB005 | Number | NPg Northeast | Stella North |  | 1544.739 | 1733.664 | 2008.978 | 2836.236 | 3959.372 | 5555.564 | 7662.58 | 10574.835 | 13856.522 | 17658.653 | 21760.123 | 25826.777 | 29565.84 | 32646.537 | 35680.358 | 38883.656 | 42094.504 | 45242.57 | 48228.169 | 50947.141 | 53214.794 | 54901.931 | 55791.78 | 56194.915 | 56001.373 | 55460.535 | 54942.574 | 54720.216
Hydrogen Evolution | Lct_BB005 | Number | NPg Northeast | Stella South |  | 563.489 | 632.405 | 732.834 | 1034.6 | 1444.297 | 2026.555 | 2795.151 | 3857.482 | 5054.574 | 6441.513 | 7937.645 | 9421.076 | 10785.009 | 11908.784 | 13015.459 | 14183.957 | 15355.208 | 16503.557 | 17592.642 | 18584.467 | 19411.66 | 20027.093 | 20351.692 | 20498.747 | 20428.147 | 20230.86 | 20041.919 | 19960.807
Hydrogen Evolution | Lct_BB005 | Number | NPg Northeast | Tynemouth 1 |  | 613.21 | 740.69 | 924.21 | 1310.241 | 1836.544 | 2587.165 | 3582.188 | 4962.293 | 6512.818 | 8313.378 | 10260.912 | 12198.287 | 13986.926 | 15467.485 | 16929.925 | 18476.894 | 20031.627 | 21560.562 | 23015.603 | 24346.902 | 25465.5 | 26308.562 | 26770.916 | 26992.695 | 26927.617 | 26694.835 | 26472.21 | 26391.324
Hydrogen Evolution | Lct_BB005 | Number | NPg Northeast | West Boldon |  | 982.881 | 1187.211 | 1481.366 | 2100.114 | 2943.697 | 4146.827 | 5741.695 | 7953.791 | 10439.042 | 13325.063 | 16446.659 | 19551.972 | 22418.884 | 24791.994 | 27136.059 | 29615.611 | 32107.608 | 34558.255 | 36890.461 | 39024.328 | 40817.269 | 42168.568 | 42909.649 | 43265.126 | 43160.816 | 42787.704 | 42430.87 | 42301.222
Hydrogen Evolution | Lct_BB005 | Number | NPg Yorkshire | Bradford West |  | 2188.313 | 2609.189 | 3215.944 | 4536.727 | 6328.498 | 8873.263 | 12229.754 | 16865.929 | 22129.296 | 28238.87 | 34843.932 | 41410.619 | 47468.676 | 52358.483 | 57163.164 | 62229.355 | 67297.466 | 72255.284 | 76944.912 | 81200.627 | 84729.763 | 87329.068 | 88656.9 | 89173.82 | 88744.977 | 87768.877 | 86832.714 | 86366.727
Hydrogen Evolution | Lct_BB005 | Number | NPg Yorkshire | Camblesforth |  | 172.174 | 211.75 | 268.627 | 374.718 | 516.928 | 716.845 | 977.273 | 1333.241 | 1741.412 | 2212.136 | 2717.17 | 3214.559 | 3668.019 | 4033.328 | 4389.862 | 4764.247 | 5136.51 | 5498.136 | 5826.733 | 6119.402 | 6354.7 | 6518.27 | 6585.753 | 6598.556 | 6541.601 | 6444.95 | 6352.007 | 6294.082
Hydrogen Evolution | Lct_BB005 | Number | NPg Yorkshire | Creyke Beck |  | 2255.946 | 2658.033 | 3238.569 | 4548.498 | 6317.393 | 8819.883 | 12105.115 | 16625.013 | 21845.536 | 27917.954 | 34498.675 | 41060.463 | 47136.132 | 51927.585 | 56623.28 | 61566.601 | 66500.222 | 71313.516 | 75767.692 | 79775.658 | 83053.658 | 85407.934 | 86511.407 | 86707.983 | 85987.654 | 84744.803 | 83549.845 | 82814.788
Hydrogen Evolution | Lct_BB005 | Number | NPg Yorkshire | Drax |  | 293.918 | 361.477 | 458.572 | 639.68 | 882.445 | 1223.722 | 1668.299 | 2275.969 | 2972.757 | 3776.327 | 4638.469 | 5487.559 | 6261.658 | 6885.275 | 7493.914 | 8133.025 | 8768.512 | 9385.843 | 9946.789 | 10446.403 | 10848.079 | 11127.308 | 11242.509 | 11264.365 | 11167.138 | 11002.144 | 10843.482 | 10744.598
Hydrogen Evolution | Lct_BB005 | Number | NPg Yorkshire | Elland |  | 1198.046 | 1428.466 | 1760.649 | 2483.744 | 3464.693 | 4857.889 | 6695.483 | 9233.672 | 12115.233 | 15460.072 | 19076.176 | 22671.273 | 25987.906 | 28664.953 | 31295.395 | 34069.007 | 36843.671 | 39557.952 | 42125.405 | 44455.302 | 46387.415 | 47810.469 | 48537.424 | 48820.424 | 48585.644 | 48051.253 | 47538.728 | 47283.612
Hydrogen Evolution | Lct_BB005 | Number | NPg Yorkshire | Ferrybridge A |  | 418.997 | 501.476 | 620.332 | 878.325 | 1229.622 | 1730.118 | 2392.743 | 3310.853 | 4358.639 | 5580.545 | 6908.678 | 8237.786 | 9473.915 | 10475.113 | 11463.749 | 12509.331 | 13559.874 | 14592.666 | 15571.797 | 16466.592 | 17217.009 | 17780.741 | 18086.934 | 18203.047 | 18126.007 | 17936.923 | 17755.678 | 17670.316
Hydrogen Evolution | Lct_BB005 | Number | NPg Yorkshire | Ferrybridge B (_M) |  | 1088.026 | 1302.205 | 1610.842 | 2280.783 | 3193.011 | 4492.672 | 6213.338 | 8597.434 | 11318.264 | 14491.24 | 17940.059 | 21391.411 | 24601.319 | 27201.173 | 29768.407 | 32483.514 | 35211.504 | 37893.398 | 40435.95 | 42759.503 | 44708.142 | 46172.01 | 46967.115 | 47268.629 | 47068.576 | 46577.574 | 46106.927 | 45885.263
Hydrogen Evolution | Lct_BB005 | Number | NPg Yorkshire | Grimsby West |  | 555.028 | 657.818 | 806.112 | 1153.252 | 1630.687 | 2316.572 | 3233.604 | 4514.501 | 5986.64 | 7720.078 | 9625.082 | 11556.791 | 13382.198 | 14831.253 | 16268.665 | 17793.064 | 19330.778 | 20849.29 | 22294.106 | 23623.153 | 24749.303 | 25610.309 | 26102.278 | 26269.751 | 26158.477 | 25885.51 | 25623.858 | 25500.58
Hydrogen Evolution | Lct_BB005 | Number | NPg Yorkshire | Jordanthorpe |  | 277.433 | 335.286 | 418.566 | 601.736 | 854.784 | 1219.649 | 1709.565 | 2396.246 | 3183.814 | 4113.47 | 5137.989 | 6180.289 | 7169.077 | 7951.988 | 8729.822 | 9555.503 | 10389.517 | 11214.361 | 12000.131 | 12724.52 | 13340.412 | 13813.987 | 14088.862 | 14191.099 | 14142.65 | 14006.484 | 13876.083 | 13820.327
Hydrogen Evolution | Lct_BB005 | Number | NPg Yorkshire | Keadby |  | 1373.219 | 1617.975 | 1971.353 | 2768.722 | 3845.468 | 5368.761 | 7368.519 | 10119.832 | 13297.622 | 16993.971 | 20999.73 | 24993.964 | 28692.292 | 31608.903 | 34467.225 | 37476.28 | 40479.43 | 43409.336 | 46120.643 | 48560.337 | 50555.692 | 51988.767 | 52660.463 | 52780.121 | 52341.648 | 51585.111 | 50857.727 | 50410.289
Hydrogen Evolution | Lct_BB005 | Number | NPg Yorkshire | Kirkstall B |  | 1574.52 | 1877.346 | 2313.915 | 3264.236 | 4553.438 | 6384.431 | 8799.471 | 12135.261 | 15922.324 | 20318.244 | 25070.673 | 29795.493 | 34154.345 | 37672.627 | 41129.659 | 44774.851 | 48421.424 | 51988.641 | 55362.89 | 58424.934 | 60964.194 | 62834.429 | 63789.822 | 64161.753 | 63853.195 | 63150.877 | 62477.295 | 62142.012
Hydrogen Evolution | Lct_BB005 | Number | NPg Yorkshire | Neepsend |  | 410.913 | 496.6 | 619.949 | 891.247 | 1266.043 | 1806.454 | 2532.081 | 3549.143 | 4715.63 | 6092.568 | 7610.01 | 9153.788 | 10618.306 | 11777.896 | 12929.967 | 14152.904 | 15388.184 | 16609.883 | 17773.706 | 18846.618 | 19758.832 | 20460.257 | 20867.382 | 21018.806 | 20947.048 | 20745.369 | 20552.228 | 20469.646
Hydrogen Evolution | Lct_BB005 | Number | NPg Yorkshire | Norton Lees |  | 550.342 | 665.104 | 830.307 | 1193.661 | 1695.631 | 2419.411 | 3391.254 | 4753.42 | 6315.714 | 8159.868 | 10192.2 | 12259.805 | 14221.257 | 15774.313 | 17317.299 | 18955.197 | 20609.626 | 22245.865 | 23804.592 | 25241.559 | 26463.301 | 27402.729 | 27947.998 | 28150.803 | 28054.696 | 27784.584 | 27525.907 | 27415.305
Hydrogen Evolution | Lct_BB005 | Number | NPg Yorkshire | Pitsmoor |  | 224.079 | 270.806 | 338.071 | 486.015 | 690.399 | 985.096 | 1380.795 | 1935.42 | 2571.529 | 3322.401 | 4149.893 | 4991.747 | 5790.379 | 6422.727 | 7050.975 | 7717.867 | 8391.49 | 9057.707 | 9692.364 | 10277.445 | 10774.894 | 11157.395 | 11379.408 | 11461.983 | 11422.852 | 11312.872 | 11207.549 | 11162.515
Hydrogen Evolution | Lct_BB005 | Number | NPg Yorkshire | Saltend North |  | 299.717 | 353.137 | 430.265 | 604.298 | 839.307 | 1171.779 | 1608.244 | 2208.742 | 2902.322 | 3709.083 | 4583.375 | 5455.151 | 6262.343 | 6898.919 | 7522.773 | 8179.526 | 8834.989 | 9474.467 | 10066.233 | 10598.718 | 11034.222 | 11347.003 | 11493.606 | 11519.723 | 11424.022 | 11258.901 | 11100.143 | 11002.486
Hydrogen Evolution | Lct_BB005 | Number | NPg Yorkshire | Sheffield City |  | 331.713 | 400.885 | 500.459 | 719.467 | 1022.023 | 1458.274 | 2044.043 | 2865.074 | 3806.73 | 4918.274 | 6143.241 | 7389.468 | 8571.712 | 9507.8 | 10437.818 | 11425.044 | 12422.234 | 13408.459 | 14347.965 | 15214.082 | 15950.474 | 16516.704 | 16845.359 | 16967.598 | 16909.67 | 16746.863 | 16590.949 | 16524.284
Hydrogen Evolution | Lct_BB005 | Number | NPg Yorkshire | Skelton Grange |  | 2650.588 | 3160.374 | 3895.305 | 5495.1 | 7665.377 | 10747.718 | 14813.26 | 20428.814 | 26804.055 | 34204.262 | 42204.626 | 50158.51 | 57496.316 | 63419.083 | 69238.741 | 75375.152 | 81513.89 | 87519.035 | 93199.335 | 98354.059 | 102628.716 | 105777.118 | 107385.451 | 108011.569 | 107492.134 | 106309.835 | 105175.91 | 104611.484
Hydrogen Evolution | Lct_BB005 | Number | NPg Yorkshire | Templeborough |  | 93.306 | 112.764 | 140.773 | 202.376 | 287.482 | 410.193 | 574.962 | 805.908 | 1070.783 | 1383.446 | 1728.013 | 2078.56 | 2411.11 | 2674.419 | 2936.021 | 3213.715 | 3494.211 | 3771.623 | 4035.894 | 4279.521 | 4486.659 | 4645.932 | 4738.378 | 4772.762 | 4756.468 | 4710.673 | 4666.816 | 4648.064
Hydrogen Evolution | Lct_BB005 | Number | NPg Yorkshire | Thorpe Marsh |  | 867.557 | 1009.379 | 1214.518 | 1711.237 | 2384.241 | 3339.066 | 4596.857 | 6332.345 | 8314.853 | 10618.571 | 13112.237 | 15595.216 | 17890.23 | 19741.069 | 21561.217 | 23481.417 | 25403.78 | 27285.914 | 29047.51 | 30644.282 | 31965.984 | 32936.23 | 33426.547 | 33592.252 | 33401.94 | 33006.384 | 32626.732 | 32424.456
Hydrogen Evolution | Lct_BB005 | Number | NPg Yorkshire | Thurcroft |  | 550.04 | 664.739 | 829.852 | 1193.006 | 1694.7 | 2418.083 | 3389.393 | 4750.811 | 6312.248 | 8155.389 | 10186.606 | 12253.076 | 14213.451 | 15765.655 | 17307.794 | 18944.793 | 20598.314 | 22233.655 | 23791.526 | 25227.704 | 26448.775 | 27387.688 | 27932.658 | 28135.352 | 28039.297 | 27769.334 | 27510.799 | 27400.257
Hydrogen Evolution | Lct_BB005 | Number | NPg Yorkshire | West Melton |  | 855.3 | 1033.655 | 1290.401 | 1855.098 | 2635.222 | 3760.066 | 5270.432 | 7387.408 | 9815.407 | 12681.452 | 15839.95 | 19053.267 | 22101.607 | 24515.25 | 26913.242 | 29458.741 | 32029.929 | 34572.849 | 36995.304 | 39228.53 | 41127.269 | 42587.258 | 43434.674 | 43749.859 | 43600.496 | 43180.709 | 42778.693 | 42606.803
Hydrogen Evolution | Lct_BB005 | Number | NPg Yorkshire | Wincobank |  | 51.456 | 62.186 | 77.632 | 111.605 | 158.538 | 226.21 | 317.076 | 444.436 | 590.508 | 762.933 | 952.952 | 1146.269 | 1329.662 | 1474.87 | 1619.136 | 1772.276 | 1926.963 | 2079.948 | 2225.686 | 2360.04 | 2474.27 | 2562.105 | 2613.087 | 2632.049 | 2623.063 | 2597.808 | 2573.622 | 2563.281
Hydrogen Evolution | Lct_BB005 | Number | SHETL | Direct(SHETL) |  | 31.531 | 35.493 | 41.263 | 56.523 | 76.541 | 104.153 | 139.276 | 186.294 | 242.102 | 305.976 | 373.89 | 440.02 | 499.434 | 545.385 | 589.477 | 635.287 | 680.123 | 722.871 | 763.682 | 799.522 | 827.644 | 846.253 | 852.285 | 848.343 | 835.482 | 817.693 | 800.546 | 787.951
Hydrogen Evolution | Lct_BB005 | Number | SPEN | Ayr |  | 266.381 | 307.61 | 367.32 | 508.166 | 695.187 | 955.939 | 1292.164 | 1747.707 | 2286.052 | 2908.203 | 3577.352 | 4238.399 | 4843.409 | 5318.614 | 5780.978 | 6265.565 | 6746.053 | 7211.287 | 7677.188 | 8099.562 | 8449.263 | 8706.092 | 8836.073 | 8834.068 | 8738.841 | 8591.069 | 8448.828 | 8353.64
Hydrogen Evolution | Lct_BB005 | Number | SPEN | Bainsford |  | 414.306 | 471.048 | 553.476 | 766.422 | 1049.491 | 1444.542 | 1954.553 | 2646.282 | 3463.727 | 4409.333 | 5427.524 | 6434.796 | 7358.311 | 8084.929 | 8792.857 | 9535.424 | 10272.608 | 10987.406 | 11706.209 | 12359.615 | 12902.953 | 13305.094 | 13513.757 | 13516.393 | 13376.346 | 13155.725 | 12943.399 | 12803.013
Hydrogen Evolution | Lct_BB005 | Number | SPEN | Bathgate |  | 214.671 | 244.072 | 286.782 | 397.12 | 543.791 | 748.485 | 1012.747 | 1371.164 | 1794.721 | 2284.684 | 2812.257 | 3334.173 | 3812.69 | 4189.185 | 4555.996 | 4940.755 | 5322.725 | 5693.096 | 6065.542 | 6404.102 | 6685.631 | 6894 | 7002.118 | 7003.484 | 6930.919 | 6816.605 | 6706.588 | 6633.848
Hydrogen Evolution | Lct_BB005 | Number | SPEN | Berwick |  | 116.956 | 135.058 | 161.274 | 223.114 | 305.226 | 419.711 | 567.333 | 767.342 | 1003.706 | 1276.865 | 1570.659 | 1860.896 | 2126.53 | 2335.172 | 2538.176 | 2750.937 | 2961.898 | 3166.162 | 3370.718 | 3556.164 | 3709.703 | 3822.465 | 3879.535 | 3878.654 | 3836.844 | 3771.964 | 3709.512 | 3667.719
Hydrogen Evolution | Lct_BB005 | Number | SPEN | Bonnybridge |  | 235.026 | 267.214 | 313.973 | 434.773 | 595.351 | 819.454 | 1108.771 | 1501.173 | 1964.889 | 2501.309 | 3078.904 | 3650.306 | 4174.194 | 4586.387 | 4987.977 | 5409.218 | 5827.404 | 6232.892 | 6640.652 | 7011.314 | 7319.537 | 7547.661 | 7666.031 | 7667.526 | 7588.081 | 7462.928 | 7342.48 | 7262.843
Hydrogen Evolution | Lct_BB005 | Number | SPEN | Braehead Park |  | 197.873 | 228.498 | 272.852 | 377.475 | 516.397 | 710.089 | 959.843 | 1298.228 | 1698.122 | 2160.266 | 2657.323 | 3148.36 | 3597.773 | 3950.764 | 4294.217 | 4654.177 | 5011.092 | 5356.677 | 5702.756 | 6016.503 | 6276.268 | 6467.045 | 6563.597 | 6562.108 | 6491.371 | 6381.603 | 6275.945 | 6205.237
Hydrogen Evolution | Lct_BB005 | Number | SPEN | Carntyne |  | 116.663 | 134.72 | 160.87 | 222.555 | 304.461 | 418.66 | 565.912 | 765.42 | 1001.192 | 1273.666 | 1566.725 | 1856.234 | 2121.203 | 2329.322 | 2531.817 | 2744.045 | 2954.478 | 3158.231 | 3362.275 | 3547.256 | 3700.41 | 3812.89 | 3869.816 | 3868.938 | 3827.233 | 3762.515 | 3700.22 | 3658.531
Hydrogen Evolution | Lct_BB005 | Number | SPEN | Carsfad |  | 0 | 0 | 0 | 0 | 0 | 0 | 0 | 0 | 0 | 0 | 0 | 0 | 0 | 0 | 0 | 0 | 0 | 0 | 0 | 0 | 0 | 0 | 0 | 0 | 0 | 0 | 0 | 0
Hydrogen Evolution | Lct_BB005 | Number | SPEN | Chapelcross |  | 239.022 | 276.016 | 329.593 | 455.973 | 623.785 | 857.756 | 1159.447 | 1568.201 | 2051.254 | 2609.504 | 3209.926 | 3803.077 | 4345.948 | 4772.345 | 5187.22 | 5622.036 | 6053.173 | 6470.624 | 6888.672 | 7267.664 | 7581.449 | 7811.898 | 7928.53 | 7926.731 | 7841.284 | 7708.689 | 7581.058 | 7495.647
Hydrogen Evolution | Lct_BB005 | Number | SPEN | Charlotte Street |  | 193.727 | 223.711 | 267.135 | 369.567 | 505.578 | 695.212 | 939.733 | 1271.029 | 1662.544 | 2115.006 | 2601.649 | 3082.399 | 3522.396 | 3867.991 | 4204.248 | 4556.667 | 4906.104 | 5244.448 | 5583.277 | 5890.451 | 6144.773 | 6331.553 | 6426.083 | 6424.624 | 6355.37 | 6247.902 | 6144.457 | 6075.23
Hydrogen Evolution | Lct_BB005 | Number | SPEN | Clyde’s Mill |  | 579.294 | 668.953 | 798.803 | 1105.098 | 1511.807 | 2078.86 | 2810.041 | 3800.7 | 4971.43 | 6324.407 | 7779.591 | 9217.156 | 10532.86 | 11566.278 | 12571.771 | 13625.592 | 14670.498 | 15682.235 | 16695.418 | 17613.946 | 18374.435 | 18932.954 | 19215.622 | 19211.262 | 19004.173 | 18682.816 | 18373.488 | 18166.485 | GSP also referred to as Westburn Road
Hydrogen Evolution | Lct_BB005 | Number | SPEN | Coatbridge |  | 488.265 | 563.835 | 673.281 | 931.446 | 1274.246 | 1752.194 | 2368.479 | 3203.468 | 4190.232 | 5330.606 | 6557.127 | 7768.796 | 8877.753 | 9748.783 | 10596.276 | 11484.502 | 12365.214 | 13217.969 | 14071.943 | 14846.136 | 15487.124 | 15957.879 | 16196.129 | 16192.454 | 16017.906 | 15747.047 | 15486.326 | 15311.851
Hydrogen Evolution | Lct_BB005 | Number | SPEN | Cockenzie |  | 297.303 | 343.317 | 409.958 | 567.154 | 775.883 | 1066.904 | 1442.157 | 1950.579 | 2551.416 | 3245.785 | 3992.609 | 4730.389 | 5405.629 | 5935.996 | 6452.031 | 6992.868 | 7529.13 | 8048.369 | 8568.351 | 9039.754 | 9430.049 | 9716.69 | 9861.759 | 9859.522 | 9753.24 | 9588.315 | 9429.563 | 9323.326
Hydrogen Evolution | Lct_BB005 | Number | SPEN | Coylton |  | 287.887 | 332.444 | 396.974 | 549.191 | 751.31 | 1033.113 | 1396.482 | 1888.801 | 2470.608 | 3142.985 | 3866.156 | 4580.57 | 5234.423 | 5747.992 | 6247.684 | 6771.392 | 7290.669 | 7793.463 | 8296.976 | 8753.449 | 9131.383 | 9408.945 | 9549.42 | 9547.253 | 9444.338 | 9284.636 | 9130.912 | 9028.039
Hydrogen Evolution | Lct_BB005 | Number | SPEN | Crookston A |  | 176.008 | 190.597 | 212.155 | 295.868 | 408.049 | 565.714 | 771.039 | 1051.618 | 1382.339 | 1767.219 | 2184.558 | 2600.989 | 2986.905 | 3293.459 | 3594.459 | 3911.701 | 4228.86 | 4538.887 | 4857.756 | 5151.867 | 5402.128 | 5594.816 | 5707.062 | 5722.19 | 5676.788 | 5596.836 | 5519.981 | 5473.457
Hydrogen Evolution | Lct_BB005 | Number | SPEN | Crookston B |  | 128.594 | 139.253 | 155.003 | 216.165 | 298.126 | 413.317 | 563.331 | 768.325 | 1009.954 | 1291.152 | 1596.065 | 1900.315 | 2182.269 | 2406.241 | 2626.156 | 2857.937 | 3089.657 | 3316.167 | 3549.136 | 3764.017 | 3946.861 | 4087.641 | 4169.65 | 4180.702 | 4147.531 | 4089.117 | 4032.965 | 3998.974
Hydrogen Evolution | Lct_BB005 | Number | SPEN | Cumbernauld |  | 300.289 | 341.416 | 401.16 | 555.504 | 760.672 | 1047.006 | 1416.663 | 1918.029 | 2510.513 | 3195.89 | 3933.876 | 4663.948 | 5333.313 | 5859.967 | 6373.074 | 6911.287 | 7445.599 | 7963.685 | 8484.675 | 8958.264 | 9352.077 | 9643.549 | 9794.788 | 9796.698 | 9695.192 | 9535.286 | 9381.392 | 9279.64
Hydrogen Evolution | Lct_BB005 | Number | SPEN | Cupar |  | 276.52 | 314.391 | 369.406 | 511.532 | 700.461 | 964.129 | 1304.526 | 1766.206 | 2311.792 | 2942.918 | 3622.488 | 4294.771 | 4911.152 | 5396.118 | 5868.609 | 6364.22 | 6856.238 | 7333.315 | 7813.066 | 8249.168 | 8611.808 | 8880.208 | 9019.476 | 9021.235 | 8927.764 | 8780.515 | 8638.802 | 8545.105
Hydrogen Evolution | Lct_BB005 | Number | SPEN | Currie |  | 96.051 | 110.917 | 132.447 | 183.234 | 250.669 | 344.69 | 465.926 | 630.184 | 824.3 | 1048.634 | 1289.914 | 1528.273 | 1746.426 | 1917.775 | 2084.493 | 2259.224 | 2432.478 | 2600.231 | 2768.224 | 2920.523 | 3046.618 | 3139.224 | 3186.093 | 3185.37 | 3151.033 | 3097.75 | 3046.461 | 3012.138
Hydrogen Evolution | Lct_BB005 | Number | SPEN | Dalmarnock |  | 210.939 | 243.586 | 290.869 | 402.4 | 550.496 | 756.977 | 1023.223 | 1383.952 | 1810.251 | 2302.912 | 2832.789 | 3356.251 | 3835.339 | 4211.639 | 4577.77 | 4961.499 | 5341.981 | 5710.386 | 6079.317 | 6413.781 | 6690.699 | 6894.073 | 6997.001 | 6995.414 | 6920.006 | 6802.99 | 6690.354 | 6614.978
Hydrogen Evolution | Lct_BB005 | Number | SPEN | Devol Moor |  | 141.183 | 163.034 | 194.68 | 269.329 | 368.45 | 506.65 | 684.85 | 926.288 | 1211.613 | 1541.354 | 1896.004 | 2246.361 | 2567.018 | 2818.877 | 3063.931 | 3320.763 | 3575.423 | 3821.998 | 4068.926 | 4292.786 | 4478.128 | 4614.248 | 4683.138 | 4682.076 | 4631.605 | 4553.285 | 4477.898 | 4427.448
Hydrogen Evolution | Lct_BB005 | Number | SPEN | Devonside |  | 251.247 | 285.657 | 335.643 | 464.78 | 636.441 | 876.011 | 1185.297 | 1604.781 | 2100.502 | 2673.945 | 3291.405 | 3902.243 | 4462.289 | 4902.931 | 5332.238 | 5782.552 | 6229.601 | 6663.075 | 7098.977 | 7495.221 | 7824.717 | 8068.587 | 8195.126 | 8196.724 | 8111.796 | 7978.005 | 7849.244 | 7764.111
Hydrogen Evolution | Lct_BB005 | Number | SPEN | Dewar Place |  | 312.12 | 360.428 | 430.39 | 595.42 | 814.553 | 1120.077 | 1514.033 | 2047.794 | 2678.576 | 3407.552 | 4191.597 | 4966.148 | 5675.041 | 6231.841 | 6773.595 | 7341.387 | 7904.376 | 8449.493 | 8995.39 | 9490.288 | 9900.035 | 10200.961 | 10353.261 | 10350.912 | 10239.333 | 10066.188 | 9899.525 | 9787.992
Hydrogen Evolution | Lct_BB005 | Number | SPEN | Drumchapel |  | 314.572 | 357.655 | 420.24 | 581.925 | 796.852 | 1096.804 | 1484.043 | 2009.255 | 2629.92 | 3347.895 | 4120.981 | 4885.778 | 5586.979 | 6138.682 | 6676.193 | 7240.006 | 7799.731 | 8342.459 | 8888.228 | 9384.342 | 9796.885 | 10102.221 | 10260.653 | 10262.655 | 10156.32 | 9988.809 | 9827.595 | 9721.003
Hydrogen Evolution | Lct_BB005 | Number | SPEN | Drumcross |  | 216.99 | 246.708 | 289.879 | 401.409 | 549.664 | 756.569 | 1023.685 | 1385.974 | 1814.105 | 2309.36 | 2842.631 | 3370.184 | 3853.868 | 4234.43 | 4605.203 | 4994.117 | 5380.213 | 5754.584 | 6131.052 | 6473.27 | 6757.84 | 6968.458 | 7077.744 | 7079.125 | 7005.776 | 6890.227 | 6779.023 | 6705.497
Hydrogen Evolution | Lct_BB005 | Number | SPEN | Dumfries 11 |  | 0 | 0 | 0 | 0 | 0 | 0 | 0 | 0 | 0 | 0 | 0 | 0 | 0 | 0 | 0 | 0 | 0 | 0 | 0 | 0 | 0 | 0 | 0 | 0 | 0 | 0 | 0 | 0
Hydrogen Evolution | Lct_BB005 | Number | SPEN | Dumfries 33 |  | 518.451 | 603.42 | 726.317 | 993.977 | 1344.684 | 1827.892 | 2441.663 | 3262.291 | 4237.212 | 5352.092 | 6536.268 | 7687.816 | 8720.638 | 9519.381 | 10285.042 | 11080.023 | 11857.323 | 12597.574 | 13298.323 | 13911.384 | 14389.146 | 14700.764 | 14793.45 | 14717.305 | 14486.497 | 14170.436 | 13865.746 | 13640.093
Hydrogen Evolution | Lct_BB005 | Number | SPEN | Dumfries ICI |  | 19.792 | 23.035 | 27.727 | 37.944 | 51.333 | 69.779 | 93.209 | 124.536 | 161.753 | 204.313 | 249.518 | 293.478 | 332.905 | 363.397 | 392.625 | 422.973 | 452.646 | 480.905 | 507.656 | 531.059 | 549.297 | 561.193 | 564.731 | 561.825 | 553.014 | 540.948 | 529.317 | 520.703
Hydrogen Evolution | Lct_BB005 | Number | SPEN | Dunbar A |  | 116.014 | 133.969 | 159.974 | 221.315 | 302.765 | 416.328 | 562.759 | 761.156 | 995.615 | 1266.571 | 1557.997 | 1845.894 | 2109.387 | 2316.346 | 2517.714 | 2728.76 | 2938.02 | 3140.638 | 3343.545 | 3527.496 | 3679.797 | 3791.65 | 3848.26 | 3847.386 | 3805.913 | 3741.556 | 3679.608 | 3638.152
Hydrogen Evolution | Lct_BB005 | Number | SPEN | Dunbar B |  | 86.876 | 100.322 | 119.795 | 165.73 | 226.723 | 311.763 | 421.417 | 569.984 | 745.556 | 948.46 | 1166.691 | 1382.28 | 1579.594 | 1734.574 | 1885.366 | 2043.405 | 2200.108 | 2351.836 | 2503.781 | 2641.531 | 2755.58 | 2839.341 | 2881.732 | 2881.078 | 2850.021 | 2801.828 | 2755.439 | 2724.395
Hydrogen Evolution | Lct_BB005 | Number | SPEN | Dunfermline |  | 283.403 | 322.217 | 378.601 | 524.265 | 717.896 | 988.128 | 1336.997 | 1810.169 | 2369.336 | 3016.17 | 3712.656 | 4401.673 | 5033.396 | 5530.434 | 6014.686 | 6522.634 | 7026.898 | 7515.851 | 8007.542 | 8454.5 | 8826.166 | 9101.248 | 9243.982 | 9245.785 | 9149.987 | 8999.073 | 8853.833 | 8757.803
Hydrogen Evolution | Lct_BB005 | Number | SPEN | Earlstoun |  | 0 | 0 | 0 | 0 | 0 | 0 | 0 | 0 | 0 | 0 | 0 | 0 | 0 | 0 | 0 | 0 | 0 | 0 | 0 | 0 | 0 | 0 | 0 | 0 | 0 | 0 | 0 | 0
Hydrogen Evolution | Lct_BB005 | Number | SPEN | East Kilbride |  | 360.668 | 416.489 | 497.333 | 688.033 | 941.249 | 1294.296 | 1749.528 | 2366.311 | 3095.206 | 3937.567 | 4843.563 | 5738.589 | 6557.744 | 7201.149 | 7827.168 | 8483.276 | 9133.833 | 9763.738 | 10394.545 | 10966.419 | 11439.899 | 11787.632 | 11963.621 | 11960.906 | 11831.972 | 11631.896 | 11439.309 | 11310.429
Hydrogen Evolution | Lct_BB005 | Number | SPEN | East Kilbride South |  | 201.579 | 232.778 | 277.962 | 384.545 | 526.069 | 723.389 | 977.821 | 1322.544 | 1729.927 | 2200.728 | 2707.094 | 3207.328 | 3665.159 | 4024.761 | 4374.647 | 4741.349 | 5104.949 | 5457.006 | 5809.567 | 6129.191 | 6393.821 | 6588.171 | 6686.532 | 6685.015 | 6612.954 | 6501.13 | 6393.492 | 6321.46
Hydrogen Evolution | Lct_BB005 | Number | SPEN | Easterhouse |  | 696.873 | 804.73 | 960.935 | 1329.399 | 1818.657 | 2500.804 | 3380.393 | 4572.125 | 5980.476 | 7608.065 | 9358.607 | 11087.953 | 12670.703 | 13913.873 | 15123.451 | 16391.165 | 17648.154 | 18865.242 | 20084.07 | 21189.031 | 22103.875 | 22775.756 | 23115.797 | 23110.552 | 22861.43 | 22474.848 | 22102.736 | 21853.718
Hydrogen Evolution | Lct_BB005 | Number | SPEN | Eccles |  | 176.521 | 203.841 | 243.409 | 336.742 | 460.673 | 633.464 | 856.267 | 1158.137 | 1514.878 | 1927.153 | 2370.572 | 2808.622 | 3209.539 | 3524.439 | 3830.83 | 4151.947 | 4470.348 | 4778.641 | 5087.375 | 5367.266 | 5598.999 | 5769.189 | 5855.323 | 5853.995 | 5790.891 | 5692.968 | 5598.711 | 5535.633
Hydrogen Evolution | Lct_BB005 | Number | SPEN | Elderslie |  | 277.167 | 320.065 | 382.192 | 528.741 | 723.333 | 994.643 | 1344.481 | 1818.468 | 2378.61 | 3025.95 | 3722.192 | 4410.003 | 5039.509 | 5533.955 | 6015.039 | 6519.246 | 7019.187 | 7503.259 | 7988.022 | 8427.498 | 8791.358 | 9058.585 | 9193.829 | 9191.743 | 9092.66 | 8938.905 | 8790.905 | 8691.863
Hydrogen Evolution | Lct_BB005 | Number | SPEN | Erskine |  | 164.003 | 189.386 | 226.148 | 312.863 | 428.006 | 588.544 | 795.547 | 1076.012 | 1407.455 | 1790.495 | 2202.47 | 2609.457 | 2981.945 | 3274.514 | 3559.178 | 3857.524 | 4153.346 | 4439.778 | 4726.619 | 4986.662 | 5201.963 | 5360.085 | 5440.111 | 5438.876 | 5380.247 | 5289.269 | 5201.695 | 5143.091
Hydrogen Evolution | Lct_BB005 | Number | SPEN | Finnieston |  | 312.017 | 354.75 | 416.826 | 577.198 | 790.379 | 1087.894 | 1471.988 | 1992.934 | 2608.557 | 3320.699 | 4087.506 | 4846.09 | 5541.595 | 6088.817 | 6621.962 | 7181.194 | 7736.373 | 8274.692 | 8816.028 | 9308.112 | 9717.304 | 10020.159 | 10177.304 | 10179.29 | 10073.82 | 9907.668 | 9747.764 | 9642.039
Hydrogen Evolution | Lct_BB005 | Number | SPEN | Galashiels |  | 205.203 | 236.962 | 282.959 | 391.458 | 535.525 | 736.392 | 995.397 | 1346.317 | 1761.023 | 2240.286 | 2755.754 | 3264.981 | 3731.04 | 4097.107 | 4453.281 | 4826.575 | 5196.711 | 5555.097 | 5913.995 | 6239.364 | 6508.751 | 6706.594 | 6806.724 | 6805.179 | 6731.822 | 6617.988 | 6508.416 | 6435.089
Hydrogen Evolution | Lct_BB005 | Number | SPEN | Giffnock |  | 705.835 | 815.079 | 973.293 | 1346.496 | 1842.047 | 2532.967 | 3423.867 | 4630.926 | 6057.39 | 7705.911 | 9478.966 | 11230.552 | 12833.658 | 14092.817 | 15317.951 | 16601.968 | 17875.123 | 19107.864 | 20342.367 | 21461.538 | 22388.148 | 23068.67 | 23413.085 | 23407.772 | 23155.446 | 22763.892 | 22386.995 | 22134.774
Hydrogen Evolution | Lct_BB005 | Number | SPEN | Glenlee |  | 0 | 0 | 0 | 0 | 0 | 0 | 0 | 0 | 0 | 0 | 0 | 0 | 0 | 0 | 0 | 0 | 0 | 0 | 0 | 0 | 0 | 0 | 0 | 0 | 0 | 0 | 0 | 0
Hydrogen Evolution | Lct_BB005 | Number | SPEN | Glenluce |  | 104.905 | 121.142 | 144.656 | 200.124 | 273.775 | 376.464 | 508.875 | 688.275 | 900.284 | 1145.296 | 1408.818 | 1669.148 | 1907.411 | 2094.554 | 2276.641 | 2467.479 | 2656.702 | 2839.919 | 3023.398 | 3189.736 | 3327.454 | 3428.597 | 3479.786 | 3478.996 | 3441.494 | 3383.299 | 3327.282 | 3289.796
Hydrogen Evolution | Lct_BB005 | Number | SPEN | Glenniston |  | 79.844 | 90.78 | 106.665 | 147.703 | 202.256 | 278.389 | 376.678 | 509.987 | 667.523 | 849.759 | 1045.983 | 1240.102 | 1418.08 | 1558.113 | 1694.543 | 1837.649 | 1979.718 | 2117.473 | 2255.999 | 2381.922 | 2486.634 | 2564.133 | 2604.347 | 2604.855 | 2577.865 | 2535.347 | 2494.428 | 2467.373
Hydrogen Evolution | Lct_BB005 | Number | SPEN | Glenrothes |  | 196.966 | 223.942 | 263.129 | 364.367 | 498.942 | 686.754 | 929.22 | 1258.077 | 1646.7 | 2096.254 | 2580.315 | 3059.185 | 3498.236 | 3843.68 | 4180.238 | 4533.264 | 4883.73 | 5223.555 | 5565.283 | 5875.92 | 6134.231 | 6325.414 | 6424.614 | 6425.868 | 6359.288 | 6254.402 | 6153.459 | 6086.718
Hydrogen Evolution | Lct_BB005 | Number | SPEN | Gorgie |  | 209.817 | 242.291 | 289.321 | 400.26 | 547.567 | 752.95 | 1017.779 | 1376.59 | 1800.621 | 2290.66 | 2817.719 | 3338.396 | 3814.935 | 4189.233 | 4553.416 | 4935.104 | 5313.562 | 5680.007 | 6046.975 | 6379.66 | 6655.105 | 6857.397 | 6959.777 | 6958.198 | 6883.192 | 6766.798 | 6654.762 | 6579.786
Hydrogen Evolution | Lct_BB005 | Number | SPEN | Govan |  | 223.005 | 257.52 | 307.507 | 425.418 | 581.985 | 800.277 | 1081.752 | 1463.116 | 1913.8 | 2434.641 | 2994.828 | 3548.232 | 4054.725 | 4452.549 | 4839.624 | 5245.302 | 5647.549 | 6037.026 | 6427.061 | 6780.657 | 7073.415 | 7288.422 | 7397.238 | 7395.559 | 7315.838 | 7192.129 | 7073.05 | 6993.362
Hydrogen Evolution | Lct_BB005 | Number | SPEN | Grangemouth A |  | 157.375 | 177.575 | 206.97 | 288.124 | 396.659 | 548.938 | 746.829 | 1016.758 | 1335.185 | 1705.246 | 2105.869 | 2504.838 | 2873.676 | 3165.89 | 3452.283 | 3753.792 | 4054.728 | 4348.345 | 4648.937 | 4925.309 | 5159.31 | 5337.987 | 5439.715 | 5450.965 | 5404.584 | 5325.388 | 5249.236 | 5202.006
Hydrogen Evolution | Lct_BB005 | Number | SPEN | Grangemouth C |  | 105.192 | 118.694 | 138.342 | 192.587 | 265.134 | 366.919 | 499.193 | 679.618 | 892.46 | 1139.815 | 1407.598 | 1674.276 | 1920.813 | 2116.133 | 2307.563 | 2509.097 | 2710.248 | 2906.506 | 3107.427 | 3292.159 | 3448.569 | 3568 | 3635.996 | 3643.516 | 3612.514 | 3559.578 | 3508.677 | 3477.107
Hydrogen Evolution | Lct_BB005 | Number | SPEN | Haggs Road |  | 293.52 | 338.949 | 404.742 | 559.938 | 766.012 | 1053.33 | 1423.81 | 1925.763 | 2518.956 | 3204.491 | 3941.813 | 4670.207 | 5336.857 | 5860.475 | 6369.945 | 6903.902 | 7433.342 | 7945.975 | 8459.341 | 8924.747 | 9310.076 | 9593.07 | 9736.294 | 9734.085 | 9629.156 | 9466.328 | 9309.596 | 9204.711
Hydrogen Evolution | Lct_BB005 | Number | SPEN | Hawick |  | 147.317 | 170.118 | 203.14 | 281.032 | 384.46 | 528.665 | 714.608 | 966.537 | 1264.259 | 1608.328 | 1978.389 | 2343.969 | 2678.559 | 2941.362 | 3197.064 | 3465.056 | 3730.781 | 3988.071 | 4245.728 | 4479.314 | 4672.711 | 4814.745 | 4886.629 | 4885.52 | 4832.856 | 4751.133 | 4672.47 | 4619.828
Hydrogen Evolution | Lct_BB005 | Number | SPEN | Helensburgh |  | 166.075 | 188.82 | 221.861 | 307.22 | 420.689 | 579.045 | 783.483 | 1060.763 | 1388.436 | 1767.482 | 2175.624 | 2579.389 | 2949.581 | 3240.846 | 3524.619 | 3822.277 | 4117.777 | 4404.304 | 4692.436 | 4954.354 | 5172.152 | 5333.35 | 5416.992 | 5418.049 | 5361.911 | 5273.475 | 5188.364 | 5132.091
Hydrogen Evolution | Lct_BB005 | Number | SPEN | Hunterston Farm |  | 33.494 | 38.677 | 46.185 | 63.895 | 87.41 | 120.195 | 162.471 | 219.749 | 287.438 | 365.664 | 449.8 | 532.917 | 608.988 | 668.738 | 726.874 | 787.804 | 848.218 | 906.715 | 965.295 | 1018.402 | 1062.372 | 1094.664 | 1111.008 | 1110.756 | 1098.782 | 1080.202 | 1062.317 | 1050.349
Hydrogen Evolution | Lct_BB005 | Number | SPEN | Inverkeithing |  | 289.903 | 329.607 | 387.284 | 536.289 | 734.361 | 1010.79 | 1367.661 | 1851.686 | 2423.677 | 3085.347 | 3797.807 | 4502.626 | 5148.838 | 5657.275 | 6152.634 | 6672.231 | 7188.062 | 7688.228 | 8191.197 | 8648.405 | 9028.596 | 9309.986 | 9455.994 | 9457.839 | 9359.843 | 9205.468 | 9056.897 | 8958.665
Hydrogen Evolution | Lct_BB005 | Number | SPEN | Johnstone |  | 333.007 | 384.548 | 459.192 | 635.266 | 869.063 | 1195.033 | 1615.353 | 2184.833 | 2857.827 | 3635.586 | 4472.1 | 5298.484 | 6054.816 | 6648.877 | 7226.885 | 7832.674 | 8433.339 | 9014.935 | 9597.364 | 10125.38 | 10562.547 | 10883.612 | 11046.104 | 11043.597 | 10924.552 | 10739.82 | 10562.003 | 10443.007
Hydrogen Evolution | Lct_BB005 | Number | SPEN | Kaimes |  | 500.161 | 577.572 | 689.684 | 954.139 | 1305.29 | 1794.882 | 2426.181 | 3281.513 | 4292.317 | 5460.473 | 6716.875 | 7958.064 | 9094.038 | 9986.288 | 10854.429 | 11764.294 | 12666.463 | 13539.993 | 14414.772 | 15207.826 | 15864.43 | 16346.654 | 16590.709 | 16586.944 | 16408.144 | 16130.685 | 15863.613 | 15684.887
Hydrogen Evolution | Lct_BB005 | Number | SPEN | Kendoon |  | 0 | 0 | 0 | 0 | 0 | 0 | 0 | 0 | 0 | 0 | 0 | 0 | 0 | 0 | 0 | 0 | 0 | 0 | 0 | 0 | 0 | 0 | 0 | 0 | 0 | 0 | 0 | 0
Hydrogen Evolution | Lct_BB005 | Number | SPEN | Kilbowie 11 |  | 53.259 | 64.304 | 80.204 | 110.989 | 151.879 | 208.907 | 282.468 | 382.165 | 499.933 | 636.053 | 782.482 | 927.167 | 1059.622 | 1163.655 | 1264.891 | 1371.002 | 1476.228 | 1578.13 | 1680.361 | 1773.095 | 1849.945 | 1906.48 | 1935.249 | 1935.062 | 1914.454 | 1882.328 | 1851.406 | 1830.788
Hydrogen Evolution | Lct_BB005 | Number | SPEN | Kilbowie 33 |  | 134.458 | 162.34 | 202.482 | 280.201 | 383.432 | 527.404 | 713.116 | 964.81 | 1262.126 | 1605.774 | 1975.445 | 2340.716 | 2675.112 | 2937.753 | 3193.332 | 3461.218 | 3726.872 | 3984.131 | 4242.222 | 4476.337 | 4670.352 | 4813.08 | 4885.71 | 4885.24 | 4833.211 | 4752.106 | 4674.04 | 4621.989
Hydrogen Evolution | Lct_BB005 | Number | SPEN | Killermont |  | 306.248 | 348.191 | 409.12 | 566.527 | 775.767 | 1067.782 | 1444.774 | 1956.089 | 2560.33 | 3259.307 | 4011.937 | 4756.496 | 5439.143 | 5976.248 | 6499.536 | 7048.43 | 7593.344 | 8121.711 | 8653.038 | 9136.025 | 9537.652 | 9834.908 | 9989.148 | 9991.097 | 9887.576 | 9724.497 | 9567.549 | 9463.778
Hydrogen Evolution | Lct_BB005 | Number | SPEN | Kilwinning |  | 259.499 | 299.663 | 357.83 | 495.037 | 677.226 | 931.242 | 1258.78 | 1702.553 | 2226.991 | 2833.067 | 3484.929 | 4128.897 | 4718.277 | 5181.204 | 5631.623 | 6103.69 | 6571.764 | 7024.979 | 7478.843 | 7890.305 | 8230.972 | 8481.164 | 8607.788 | 8605.835 | 8513.067 | 8369.113 | 8230.547 | 8137.819
Hydrogen Evolution | Lct_BB005 | Number | SPEN | Lesmahagow |  | 0 | 0 | 0 | 0 | 0 | 0 | 0 | 0 | 0 | 0 | 0 | 0 | 0 | 0 | 0 | 0 | 0 | 0 | 0 | 0 | 0 | 0 | 0 | 0 | 0 | 0 | 0 | 0
Hydrogen Evolution | Lct_BB005 | Number | SPEN | Leven |  | 227.359 | 258.497 | 303.731 | 420.59 | 575.93 | 792.722 | 1072.602 | 1452.203 | 1900.792 | 2419.714 | 2978.467 | 3531.229 | 4038.027 | 4436.774 | 4825.264 | 5232.763 | 5637.308 | 6029.569 | 6424.027 | 6782.597 | 7080.765 | 7301.449 | 7415.956 | 7417.403 | 7340.549 | 7219.479 | 7102.961 | 7025.921
Hydrogen Evolution | Lct_BB005 | Number | SPEN | Livingston East |  | 407.978 | 471.121 | 562.57 | 778.284 | 1064.716 | 1464.073 | 1979.019 | 2676.708 | 3501.214 | 4454.07 | 5478.909 | 6491.338 | 7417.944 | 8145.747 | 8853.883 | 9596.054 | 10331.946 | 11044.479 | 11758.03 | 12404.919 | 12940.506 | 13333.853 | 13532.927 | 13529.856 | 13384.01 | 13157.689 | 12939.84 | 12794.054
Hydrogen Evolution | Lct_BB005 | Number | SPEN | Maybole |  | 83.324 | 96.221 | 114.898 | 158.955 | 217.455 | 299.018 | 404.189 | 546.683 | 715.078 | 909.687 | 1118.997 | 1325.773 | 1515.02 | 1663.664 | 1808.292 | 1959.871 | 2110.168 | 2255.693 | 2401.427 | 2533.546 | 2642.933 | 2723.269 | 2763.927 | 2763.3 | 2733.512 | 2687.289 | 2642.796 | 2613.022
Hydrogen Evolution | Lct_BB005 | Number | SPEN | Moffat |  | 0 | 0 | 0 | 0 | 0 | 0 | 0 | 0 | 0 | 0 | 0 | 0 | 0 | 0 | 0 | 0 | 0 | 0 | 0 | 0 | 0 | 0 | 0 | 0 | 0 | 0 | 0 | 0
Hydrogen Evolution | Lct_BB005 | Number | SPEN | Newarthill |  | 859.334 | 992.335 | 1184.956 | 1639.32 | 2242.638 | 3083.813 | 4168.459 | 5638.018 | 7374.696 | 9381.722 | 11540.366 | 13672.871 | 15624.606 | 17157.594 | 18649.159 | 20212.413 | 21762.443 | 23263.268 | 24766.24 | 26128.798 | 27256.919 | 28085.435 | 28504.75 | 28498.281 | 28191.082 | 27714.376 | 27255.515 | 26948.443
Hydrogen Evolution | Lct_BB005 | Number | SPEN | Newton Stewart |  | 47.024 | 54.302 | 64.842 | 89.706 | 122.72 | 168.75 | 228.103 | 308.519 | 403.553 | 513.38 | 631.503 | 748.197 | 854.998 | 938.885 | 1020.505 | 1106.049 | 1190.868 | 1272.995 | 1355.24 | 1429.801 | 1491.533 | 1536.87 | 1559.816 | 1559.462 | 1542.651 | 1516.565 | 1491.456 | 1474.653
Hydrogen Evolution | Lct_BB005 | Number | SPEN | Paisley |  | 168.066 | 194.079 | 231.751 | 320.614 | 438.61 | 603.125 | 815.257 | 1102.67 | 1442.326 | 1834.855 | 2257.038 | 2674.108 | 3055.824 | 3355.642 | 3647.359 | 3953.097 | 4256.248 | 4549.776 | 4843.723 | 5110.21 | 5330.845 | 5492.884 | 5574.893 | 5573.627 | 5513.546 | 5420.313 | 5330.57 | 5270.514
Hydrogen Evolution | Lct_BB005 | Number | SPEN | Partick |  | 299.733 | 340.783 | 400.416 | 554.474 | 759.262 | 1045.065 | 1414.036 | 1914.473 | 2505.859 | 3189.965 | 3926.583 | 4655.302 | 5323.426 | 5849.103 | 6361.259 | 6898.474 | 7431.796 | 7948.922 | 8468.945 | 8941.657 | 9334.739 | 9625.671 | 9776.629 | 9778.537 | 9677.219 | 9517.609 | 9364 | 9262.437
Hydrogen Evolution | Lct_BB005 | Number | SPEN | Port Dundas |  | 391.644 | 445.282 | 523.201 | 724.5 | 992.085 | 1365.527 | 1847.642 | 2501.535 | 3274.266 | 4168.149 | 5130.647 | 6082.823 | 6955.823 | 7642.696 | 8311.901 | 9013.851 | 9710.712 | 10386.412 | 11065.897 | 11683.563 | 12197.182 | 12577.326 | 12774.575 | 12777.067 | 12644.68 | 12436.127 | 12235.415 | 12102.708
Hydrogen Evolution | Lct_BB005 | Number | SPEN | Portobello |  | 739.322 | 853.749 | 1019.469 | 1410.378 | 1929.439 | 2653.138 | 3586.306 | 4850.631 | 6344.77 | 8071.502 | 9928.677 | 11763.364 | 13442.526 | 14761.422 | 16044.68 | 17389.616 | 18723.173 | 20014.398 | 21307.47 | 22479.738 | 23450.31 | 24163.117 | 24523.872 | 24518.307 | 24254.01 | 23843.88 | 23449.101 | 23184.914
Hydrogen Evolution | Lct_BB005 | Number | SPEN | Ravenscraig |  | 12.226 | 14.118 | 16.858 | 23.323 | 31.906 | 43.873 | 59.305 | 80.212 | 104.92 | 133.474 | 164.185 | 194.524 | 222.292 | 244.101 | 265.322 | 287.562 | 309.615 | 330.967 | 352.35 | 371.735 | 387.785 | 399.572 | 405.538 | 405.446 | 401.075 | 394.293 | 387.765 | 383.396
Hydrogen Evolution | Lct_BB005 | Number | SPEN | Redhouse |  | 123.018 | 139.866 | 164.341 | 227.571 | 311.621 | 428.922 | 580.358 | 785.75 | 1028.47 | 1309.246 | 1611.573 | 1910.658 | 2184.874 | 2400.626 | 2610.828 | 2831.315 | 3050.204 | 3262.446 | 3475.878 | 3669.891 | 3831.222 | 3950.628 | 4012.586 | 4013.368 | 3971.785 | 3906.277 | 3843.231 | 3801.547
Hydrogen Evolution | Lct_BB005 | Number | SPEN | Saltcoats A |  | 73.141 | 79.653 | 89.247 | 125.982 | 175.848 | 246.711 | 340.239 | 469.498 | 621.237 | 799.403 | 994.575 | 1191.729 | 1377.187 | 1526.34 | 1674.299 | 1831.216 | 1989.507 | 2145.828 | 2311.192 | 2466.357 | 2601.869 | 2710.666 | 2781.091 | 2797.724 | 2784.681 | 2754.456 | 2725.471 | 2711.234
Hydrogen Evolution | Lct_BB005 | Number | SPEN | Saltcoats B |  | 61.473 | 66.947 | 75.01 | 105.884 | 147.796 | 207.355 | 285.963 | 394.602 | 522.135 | 671.879 | 835.916 | 1001.62 | 1157.493 | 1282.852 | 1407.208 | 1539.092 | 1672.133 | 1803.516 | 1942.501 | 2072.913 | 2186.808 | 2278.249 | 2337.439 | 2351.419 | 2340.457 | 2315.053 | 2290.693 | 2278.727
Hydrogen Evolution | Lct_BB005 | Number | SPEN | Shrubhill |  | 429.181 | 495.606 | 591.808 | 818.733 | 1120.051 | 1540.163 | 2081.872 | 2815.821 | 3683.178 | 4685.556 | 5763.658 | 6828.705 | 7803.468 | 8569.096 | 9314.035 | 10094.778 | 10868.916 | 11618.481 | 12369.116 | 13049.625 | 13613.048 | 14026.837 | 14236.258 | 14233.027 | 14079.601 | 13841.518 | 13612.347 | 13458.984
Hydrogen Evolution | Lct_BB005 | Number | SPEN | Sighthill |  | 709.051 | 818.793 | 977.728 | 1352.631 | 1850.44 | 2544.508 | 3439.468 | 4652.026 | 6084.989 | 7741.022 | 9522.156 | 11281.723 | 12892.133 | 14157.029 | 15387.745 | 16677.613 | 17956.569 | 19194.926 | 20435.054 | 21559.325 | 22490.157 | 23173.78 | 23519.764 | 23514.427 | 23260.951 | 22867.613 | 22488.999 | 22235.628
Hydrogen Evolution | Lct_BB005 | Number | SPEN | Spango Valley |  | 161.548 | 186.552 | 222.763 | 308.18 | 421.6 | 579.734 | 783.64 | 1059.906 | 1386.389 | 1763.695 | 2169.504 | 2570.4 | 2937.312 | 3225.502 | 3505.906 | 3799.786 | 4091.18 | 4373.324 | 4655.872 | 4912.023 | 5124.102 | 5279.857 | 5358.685 | 5357.469 | 5299.717 | 5210.1 | 5123.838 | 5066.11
Hydrogen Evolution | Lct_BB005 | Number | SPEN | St Andrews Cross |  | 262.464 | 303.087 | 361.918 | 500.694 | 684.964 | 941.882 | 1273.163 | 1722.006 | 2252.436 | 2865.437 | 3524.747 | 4176.073 | 4772.187 | 5240.404 | 5695.969 | 6173.43 | 6646.852 | 7105.245 | 7564.294 | 7980.457 | 8325.017 | 8578.068 | 8706.139 | 8704.163 | 8610.336 | 8464.737 | 8324.588 | 8230.8
Hydrogen Evolution | Lct_BB005 | Number | SPEN | Stirling |  | 360.513 | 409.887 | 481.613 | 666.91 | 913.226 | 1256.983 | 1700.775 | 2302.691 | 3013.999 | 3836.828 | 4722.818 | 5599.306 | 6402.913 | 7035.187 | 7651.198 | 8297.35 | 8938.819 | 9560.808 | 10186.282 | 10754.85 | 11227.642 | 11577.569 | 11759.139 | 11761.433 | 11639.57 | 11447.594 | 11262.836 | 11140.678
Hydrogen Evolution | Lct_BB005 | Number | SPEN | Strathaven |  | 517.443 | 597.529 | 713.515 | 987.107 | 1350.392 | 1856.901 | 2510.014 | 3394.9 | 4440.631 | 5649.15 | 6948.965 | 8233.041 | 9408.267 | 10331.347 | 11229.485 | 12170.789 | 13104.131 | 14007.844 | 14912.85 | 15733.307 | 16412.599 | 16911.484 | 17163.972 | 17160.078 | 16975.099 | 16688.054 | 16411.753 | 16226.851
Hydrogen Evolution | Lct_BB005 | Number | SPEN | Strathleven |  | 300.181 | 341.293 | 401.015 | 555.303 | 760.397 | 1046.627 | 1416.15 | 1917.334 | 2509.605 | 3194.733 | 3932.452 | 4662.26 | 5331.382 | 5857.846 | 6370.767 | 6908.785 | 7442.904 | 7960.803 | 8481.604 | 8955.022 | 9348.691 | 9640.058 | 9791.242 | 9793.152 | 9691.683 | 9531.834 | 9377.996 | 9276.281
Hydrogen Evolution | Lct_BB005 | Number | SPEN | Telford Road |  | 228.68 | 264.073 | 315.332 | 436.245 | 596.796 | 820.643 | 1109.282 | 1500.351 | 1962.504 | 2496.6 | 3071.044 | 3638.531 | 4157.914 | 4565.862 | 4962.787 | 5378.79 | 5791.273 | 6190.663 | 6590.623 | 6953.218 | 7253.426 | 7473.905 | 7585.49 | 7583.769 | 7502.019 | 7375.161 | 7253.052 | 7171.336
Hydrogen Evolution | Lct_BB005 | Number | SPEN | Tongland |  | 36.922 | 42.636 | 50.912 | 70.434 | 96.356 | 132.498 | 179.1 | 242.241 | 316.858 | 403.091 | 495.838 | 587.463 | 671.32 | 737.186 | 801.272 | 868.438 | 935.036 | 999.52 | 1064.096 | 1122.639 | 1171.109 | 1206.707 | 1224.723 | 1224.445 | 1211.246 | 1190.764 | 1171.049 | 1157.855
Hydrogen Evolution | Lct_BB005 | Number | SPEN | West George Street |  | 171.964 | 195.516 | 229.728 | 318.115 | 435.607 | 599.579 | 811.267 | 1098.38 | 1437.673 | 1830.161 | 2252.777 | 2670.86 | 3054.179 | 3355.773 | 3649.609 | 3957.823 | 4263.802 | 4560.49 | 4858.84 | 5130.046 | 5355.567 | 5522.482 | 5609.091 | 5610.185 | 5552.056 | 5460.484 | 5372.355 | 5314.086
Hydrogen Evolution | Lct_BB005 | Number | SPEN | Westfield |  | 96.251 | 109.434 | 128.583 | 178.055 | 243.818 | 335.596 | 454.082 | 614.784 | 804.692 | 1024.376 | 1260.922 | 1494.931 | 1709.482 | 1878.29 | 2042.755 | 2215.268 | 2386.531 | 2552.592 | 2719.585 | 2871.384 | 2997.612 | 3091.037 | 3139.514 | 3140.126 | 3107.591 | 3056.336 | 3007.008 | 2974.394
Hydrogen Evolution | Lct_BB005 | Number | SPEN | Whitehouse |  | 575.703 | 664.806 | 793.851 | 1098.248 | 1502.435 | 2065.973 | 2792.621 | 3777.139 | 4940.61 | 6285.199 | 7731.363 | 9160.015 | 10467.562 | 11494.574 | 12493.834 | 13541.122 | 14579.55 | 15585.015 | 16591.917 | 17504.751 | 18260.525 | 18815.582 | 19096.498 | 19092.164 | 18886.359 | 18566.994 | 18259.584 | 18053.864
Hydrogen Evolution | Lct_BB005 | Number | SPEN | Wishaw |  | 604.718 | 698.312 | 833.86 | 1153.599 | 1578.157 | 2170.097 | 2933.368 | 3967.505 | 5189.615 | 6601.97 | 8121.02 | 9621.676 | 10995.123 | 12073.895 | 13123.518 | 14223.588 | 15314.353 | 16370.492 | 17428.141 | 18386.982 | 19180.847 | 19763.878 | 20058.952 | 20054.4 | 19838.222 | 19502.762 | 19179.859 | 18963.77
Hydrogen Evolution | Lct_BB005 | Number | SPEN Manweb | Birkenhead |  | 969.442 | 1168.113 | 1454.192 | 2061.239 | 2888.729 | 4068.74 | 5632.7 | 7801.623 | 10308.289 | 13245.967 | 16457.14 | 19692.628 | 22726.792 | 25141.105 | 27527.483 | 30052.827 | 32592.347 | 35091.401 | 37474.695 | 39658.145 | 41496.523 | 42886.968 | 43657.426 | 43921.958 | 43720.574 | 43249.33 | 42797.464 | 42577.091
Hydrogen Evolution | Lct_BB005 | Number | SPEN Manweb | Capenhurst |  | 832.319 | 1002.888 | 1248.503 | 1769.686 | 2480.131 | 3493.235 | 4835.98 | 6698.118 | 8850.228 | 11372.385 | 14129.352 | 16907.195 | 19512.19 | 21585.009 | 23633.845 | 25801.991 | 27982.307 | 30127.881 | 32174.069 | 34048.68 | 35627.028 | 36820.801 | 37482.28 | 37709.396 | 37536.497 | 37131.908 | 36743.956 | 36554.754
Hydrogen Evolution | Lct_BB005 | Number | SPEN Manweb | Carrington |  | 920.088 | 1113.066 | 1390.835 | 1947.345 | 2696.354 | 3752.993 | 5135.365 | 7031.746 | 9221.491 | 11761.475 | 14505.172 | 17230.147 | 19740.867 | 21704.673 | 23620.865 | 25632.7 | 27632.708 | 29575.094 | 31399.111 | 33035.684 | 34367.814 | 35316.058 | 35746.114 | 35816.282 | 35507.803 | 34983.833 | 34479.973 | 34166.181
Hydrogen Evolution | Lct_BB005 | Number | SPEN Manweb | Connah's Quay |  | 255.452 | 280.636 | 317.595 | 473.055 | 694.078 | 1020.143 | 1469.467 | 2112.271 | 3123.305 | 4433.745 | 6022.704 | 7812.413 | 9704.324 | 10856.664 | 12018.346 | 13262.199 | 14534.093 | 15809.18 | 16954.909 | 18018.023 | 18930.99 | 19644.639 | 20077.282 | 19961.602 | 19636.257 | 19195.67 | 18770.872 | 18453.385
Hydrogen Evolution | Lct_BB005 | Number | SPEN Manweb | Fiddlers Ferry |  | 864.066 | 1016.988 | 1237.81 | 1758.831 | 2470.766 | 3488.042 | 4839.541 | 6717.519 | 8823.54 | 11271.916 | 13923.593 | 16565.641 | 19009.669 | 21023.54 | 23013.07 | 25117.792 | 27233.362 | 29314.148 | 31295.509 | 33108.944 | 34633.413 | 35783.363 | 36415.623 | 36729.444 | 36652.827 | 36347.636 | 36055.907 | 35956.939
Hydrogen Evolution | Lct_BB005 | Number | SPEN Manweb | Frodsham |  | 1452.449 | 1750.103 | 2178.715 | 3088.212 | 4327.983 | 6095.913 | 8439.086 | 11688.634 | 15444.2 | 19845.52 | 24656.599 | 29504.109 | 34049.988 | 37667.187 | 41242.532 | 45026.082 | 48830.87 | 52575.03 | 56145.755 | 59417.068 | 62171.384 | 64254.592 | 65408.915 | 65805.246 | 65503.526 | 64797.494 | 64120.493 | 63790.324
Hydrogen Evolution | Lct_BB005 | Number | SPEN Manweb | Kirkby (_D) |  | 674.231 | 793.556 | 965.864 | 1372.416 | 1927.94 | 2721.72 | 3776.295 | 5241.682 | 6885.011 | 8795.479 | 10864.584 | 12926.174 | 14833.25 | 16404.674 | 17957.105 | 19599.42 | 21250.2 | 22873.838 | 24419.895 | 25834.918 | 27024.462 | 27921.769 | 28415.121 | 28659.995 | 28600.211 | 28362.07 | 28134.435 | 28057.209
Hydrogen Evolution | Lct_BB005 | Number | SPEN Manweb | Legacy |  | 801.998 | 922.464 | 1097.056 | 1551.248 | 2168.875 | 3047.826 | 4209.939 | 5818.334 | 7891.656 | 10398.504 | 13234.753 | 16208.25 | 19127.736 | 21089.67 | 23015.825 | 25045.769 | 27074.959 | 29058.284 | 30742.983 | 32232.449 | 33414.867 | 34216.402 | 34511.33 | 34286.661 | 33702.094 | 32920.398 | 32166.591 | 31597.335
Hydrogen Evolution | Lct_BB005 | Number | SPEN Manweb | Lister Drive |  | 3304.227 | 3889.01 | 4733.444 | 6725.848 | 9448.324 | 13338.431 | 18506.626 | 25688.099 | 33741.62 | 43104.322 | 53244.456 | 63347.766 | 72693.841 | 80394.975 | 88003.029 | 96051.581 | 104141.62 | 112098.638 | 119675.455 | 126610.112 | 132439.75 | 136837.214 | 139255.003 | 140455.069 | 140162.083 | 138995.018 | 137879.435 | 137500.974
Hydrogen Evolution | Lct_BB005 | Number | SPEN Manweb | Pentir |  | 208.098 | 252.11 | 315.45 | 459.216 | 659.999 | 952.065 | 1348.228 | 1908.021 | 2705.572 | 3709.961 | 4894.745 | 6193.264 | 7529.539 | 8314.484 | 9087.558 | 9903.865 | 10722.163 | 11524.538 | 12173.45 | 12742.951 | 13189.258 | 13483.842 | 13577.958 | 13399.951 | 13082.086 | 12690.01 | 12311.502 | 12005.925
Hydrogen Evolution | Lct_BB005 | Number | SPEN Manweb | Rainhill |  | 292.216 | 343.932 | 418.612 | 594.814 | 835.581 | 1179.611 | 1636.671 | 2271.779 | 2984.008 | 3812.017 | 4708.78 | 5602.287 | 6428.825 | 7109.891 | 7782.724 | 8494.514 | 9209.973 | 9913.668 | 10583.739 | 11197.019 | 11712.575 | 12101.473 | 12315.295 | 12421.426 | 12395.515 | 12292.303 | 12193.644 | 12160.174
Hydrogen Evolution | Lct_BB005 | Number | SPEN Manweb | St. Asaph |  | 42.264 | 51.203 | 64.068 | 93.266 | 134.045 | 193.363 | 273.824 | 387.517 | 549.499 | 753.489 | 994.118 | 1257.845 | 1529.241 | 1688.663 | 1845.673 | 2011.464 | 2177.66 | 2340.621 | 2472.415 | 2588.08 | 2678.724 | 2738.554 | 2757.669 | 2721.516 | 2656.958 | 2577.327 | 2500.453 | 2438.391
Hydrogen Evolution | Lct_BB005 | Number | SPEN Manweb | Trawsfynydd |  | 250.947 | 314.722 | 406.24 | 584.184 | 830.075 | 1184.695 | 1660.973 | 2328.67 | 3229.789 | 4343.621 | 5633.162 | 7019.296 | 8417.437 | 9238.744 | 10036.936 | 10872.891 | 11700.897 | 12501.626 | 13117.978 | 13639.165 | 14020.255 | 14233.739 | 14231.816 | 14007.216 | 13636.759 | 13189.938 | 12758.44 | 12403.522
Hydrogen Evolution | Lct_BB005 | Number | SPEN Manweb | Wylfa |  | 70.138 | 88.288 | 114.326 | 165.568 | 236.819 | 340.096 | 479.615 | 676.126 | 938.353 | 1262.664 | 1638.353 | 2042.431 | 2450.273 | 2691.712 | 2926.836 | 3173.397 | 3418.071 | 3655.204 | 3828.821 | 3973.935 | 4077.602 | 4132.037 | 4123.647 | 4058.777 | 3951.641 | 3822.371 | 3697.535 | 3594.886
Hydrogen Evolution | Lct_BB005 | Number | SPTL | Direct(SPTL) |  | 1446.302 | 1670.15 | 1994.342 | 2759.059 | 3774.475 | 5190.215 | 7015.729 | 9489.071 | 12411.989 | 15789.917 | 19423.023 | 23012.139 | 26297.008 | 28877.105 | 31387.485 | 34018.522 | 36627.3 | 39153.266 | 41682.843 | 43976.099 | 45874.784 | 47269.218 | 47974.946 | 47964.06 | 47447.028 | 46644.708 | 45872.421 | 45355.603
Hydrogen Evolution | Lct_BB005 | Number | SSEN (SHEPD) | Abernethy |  | 250.971 | 282.51 | 328.433 | 449.895 | 609.235 | 829.016 | 1108.573 | 1482.818 | 1927.024 | 2435.436 | 2976.005 | 3502.37 | 3975.276 | 4341.024 | 4691.98 | 5056.611 | 5413.479 | 5753.736 | 6078.572 | 6363.85 | 6587.686 | 6735.803 | 6783.813 | 6752.439 | 6650.073 | 6508.481 | 6372 | 6271.749
Hydrogen Evolution | Lct_BB005 | Number | SSEN (SHEPD) | Alness |  | 316.204 | 386.213 | 486.89 | 661.487 | 888.08 | 1197.576 | 1586.278 | 2100.7 | 2710.351 | 3400.157 | 4123.43 | 4815.098 | 5421.765 | 5880.624 | 6312.307 | 6755.124 | 7180.115 | 7575.711 | 7913.091 | 8189.084 | 8377.516 | 8463.138 | 8419.078 | 8324.427 | 8142.752 | 7914.474 | 7694.154 | 7518.999
Hydrogen Evolution | Lct_BB005 | Number | SSEN (SHEPD) | Arbroath |  | 381.447 | 429.383 | 499.181 | 683.789 | 925.968 | 1260.01 | 1684.905 | 2253.715 | 2928.857 | 3701.585 | 4523.188 | 5323.203 | 6041.966 | 6597.862 | 7131.276 | 7685.472 | 8227.872 | 8745.023 | 9238.738 | 9672.328 | 10012.533 | 10237.653 | 10310.624 | 10262.939 | 10107.354 | 9892.15 | 9684.714 | 9532.345
Hydrogen Evolution | Lct_BB005 | Number | SSEN (SHEPD) | Ardkinglas |  | 0 | 0 | 0 | 0 | 0 | 0 | 0 | 0 | 0 | 0 | 0 | 0 | 0 | 0 | 0 | 0 | 0 | 0 | 0 | 0 | 0 | 0 | 0 | 0 | 0 | 0 | 0 | 0
Hydrogen Evolution | Lct_BB005 | Number | SSEN (SHEPD) | Ardmore |  | 419.14 | 485.654 | 581.927 | 792.513 | 1066.694 | 1442.299 | 1915.855 | 2544.785 | 3292.178 | 4141.544 | 5036.903 | 5899.155 | 6662.614 | 7246.729 | 7800.991 | 8372.741 | 8926.251 | 9447.05 | 9915.804 | 10312.955 | 10604.459 | 10769.413 | 10771.521 | 10681.709 | 10479.948 | 10217.396 | 9964.119 | 9768.514
Hydrogen Evolution | Lct_BB005 | Number | SSEN (SHEPD) | Beauly |  | 195.966 | 227.064 | 272.076 | 370.534 | 498.726 | 674.338 | 895.746 | 1189.798 | 1539.237 | 1936.353 | 2354.973 | 2758.113 | 3115.064 | 3388.163 | 3647.305 | 3914.623 | 4173.413 | 4416.909 | 4636.072 | 4821.757 | 4958.049 | 5035.172 | 5036.157 | 4994.166 | 4899.834 | 4777.08 | 4658.662 | 4567.208
Hydrogen Evolution | Lct_BB005 | Number | SSEN (SHEPD) | Berryburn |  | 0 | 0 | 0 | 0 | 0 | 0 | 0 | 0 | 0 | 0 | 0 | 0 | 0 | 0 | 0 | 0 | 0 | 0 | 0 | 0 | 0 | 0 | 0 | 0 | 0 | 0 | 0 | 0
Hydrogen Evolution | Lct_BB005 | Number | SSEN (SHEPD) | Boat of Garten |  | 200.3 | 232.086 | 278.093 | 378.728 | 509.755 | 689.25 | 915.555 | 1216.11 | 1573.276 | 1979.174 | 2407.051 | 2819.106 | 3183.95 | 3463.089 | 3727.961 | 4001.191 | 4265.704 | 4514.585 | 4738.594 | 4928.386 | 5067.691 | 5146.52 | 5147.527 | 5104.607 | 5008.19 | 4882.72 | 4761.684 | 4668.207
Hydrogen Evolution | Lct_BB005 | Number | SSEN (SHEPD) | Braco West |  | 328.291 | 369.546 | 429.618 | 588.499 | 796.929 | 1084.42 | 1450.104 | 1939.647 | 2520.705 | 3185.749 | 3892.857 | 4581.385 | 5199.985 | 5678.414 | 6137.493 | 6614.459 | 7081.273 | 7526.356 | 7951.269 | 8324.436 | 8617.231 | 8810.979 | 8873.781 | 8832.742 | 8698.839 | 8513.624 | 8335.095 | 8203.96
Hydrogen Evolution | Lct_BB005 | Number | SSEN (SHEPD) | Bridge of Dun |  | 317.476 | 357.372 | 415.465 | 569.112 | 770.675 | 1048.696 | 1402.333 | 1875.748 | 2437.664 | 3080.799 | 3764.612 | 4430.458 | 5028.679 | 5491.347 | 5935.302 | 6396.556 | 6847.99 | 7278.411 | 7689.326 | 8050.199 | 8333.349 | 8520.715 | 8581.448 | 8541.76 | 8412.268 | 8233.155 | 8060.508 | 7933.693
Hydrogen Evolution | Lct_BB005 | Number | SSEN (SHEPD) | Broadford-Skye |  | 103.45 | 119.866 | 143.628 | 195.603 | 263.275 | 355.979 | 472.86 | 628.088 | 812.555 | 1022.19 | 1243.177 | 1455.993 | 1644.425 | 1788.593 | 1925.393 | 2066.508 | 2203.122 | 2331.663 | 2447.358 | 2545.38 | 2617.327 | 2658.04 | 2658.561 | 2636.394 | 2586.596 | 2521.795 | 2459.283 | 2411.005
Hydrogen Evolution | Lct_BB005 | Number | SSEN (SHEPD) | Brora |  | 75.979 | 92.801 | 116.992 | 158.945 | 213.392 | 287.759 | 381.158 | 504.766 | 651.256 | 817.006 | 990.797 | 1156.995 | 1302.767 | 1413.024 | 1516.751 | 1623.153 | 1725.272 | 1820.328 | 1901.395 | 1967.712 | 2012.989 | 2033.563 | 2022.976 | 2000.233 | 1956.579 | 1901.727 | 1848.788 | 1806.701
Hydrogen Evolution | Lct_BB005 | Number | SSEN (SHEPD) | Burghmuir |  | 659.181 | 742.017 | 862.637 | 1181.657 | 1600.168 | 2177.427 | 2911.69 | 3894.652 | 5061.369 | 6396.722 | 7816.537 | 9199.046 | 10441.143 | 11401.789 | 12323.582 | 13281.291 | 14218.614 | 15112.305 | 15965.495 | 16714.784 | 17302.692 | 17691.724 | 17817.825 | 17735.421 | 17466.554 | 17094.658 | 16736.188 | 16472.878
Hydrogen Evolution | Lct_BB005 | Number | SSEN (SHEPD) | Carradale |  | 142.028 | 187.11 | 251.618 | 340.342 | 454.791 | 610.237 | 804.024 | 1058.745 | 1363.042 | 1706.109 | 2064.219 | 2404.668 | 2700.88 | 2923.751 | 3132.084 | 3344.889 | 3547.78 | 3735.065 | 3894.587 | 4023.141 | 4108.023 | 4141.981 | 4112.161 | 4059.215 | 3963.892 | 3846.059 | 3732.307 | 3640.639
Hydrogen Evolution | Lct_BB005 | Number | SSEN (SHEPD) | Cassley |  | 8.998 | 10.991 | 13.856 | 18.824 | 25.272 | 34.08 | 45.141 | 59.78 | 77.129 | 96.759 | 117.341 | 137.024 | 154.288 | 167.346 | 179.63 | 192.232 | 204.326 | 215.583 | 225.184 | 233.038 | 238.4 | 240.837 | 239.583 | 236.89 | 231.72 | 225.224 | 218.954 | 213.969
Hydrogen Evolution | Lct_BB005 | Number | SSEN (SHEPD) | Ceannacroc |  | 31.54 | 36.545 | 43.79 | 59.637 | 80.269 | 108.533 | 144.168 | 191.495 | 247.737 | 311.652 | 379.027 | 443.912 | 501.362 | 545.317 | 587.025 | 630.049 | 671.701 | 710.891 | 746.165 | 776.051 | 797.986 | 810.399 | 810.558 | 803.799 | 788.617 | 768.86 | 749.801 | 735.081
Hydrogen Evolution | Lct_BB005 | Number | SSEN (SHEPD) | Charleston |  | 143.611 | 161.658 | 187.936 | 257.439 | 348.616 | 474.38 | 634.348 | 848.498 | 1102.682 | 1393.606 | 1702.93 | 2004.127 | 2274.733 | 2484.022 | 2684.846 | 2893.495 | 3097.702 | 3292.404 | 3478.282 | 3641.524 | 3769.607 | 3854.362 | 3881.835 | 3863.882 | 3805.306 | 3724.284 | 3646.187 | 3588.822
Hydrogen Evolution | Lct_BB005 | Number | SSEN (SHEPD) | Clachan |  | 42.142 | 55.519 | 74.66 | 100.986 | 134.945 | 181.068 | 238.569 | 314.149 | 404.439 | 506.233 | 612.491 | 713.509 | 801.4 | 867.53 | 929.346 | 992.489 | 1052.691 | 1108.262 | 1155.595 | 1193.739 | 1218.925 | 1229.001 | 1220.153 | 1204.443 | 1176.159 | 1141.195 | 1107.443 | 1080.244
Hydrogen Evolution | Lct_BB005 | Number | SSEN (SHEPD) | Clayhills |  | 121.92 | 135.287 | 154.834 | 212.617 | 288.656 | 393.831 | 528.086 | 708.382 | 921.745 | 1166.415 | 1427.156 | 1681.786 | 1911.421 | 2089.515 | 2260.887 | 2439.254 | 2614.294 | 2781.722 | 2941.971 | 3083.425 | 3195.409 | 3270.897 | 3297.912 | 3285.264 | 3238.052 | 3171.674 | 3107.705 | 3061.341
Hydrogen Evolution | Lct_BB005 | Number | SSEN (SHEPD) | Coupar Angus |  | 271.512 | 305.632 | 355.314 | 486.716 | 659.097 | 896.866 | 1199.304 | 1604.179 | 2084.741 | 2634.763 | 3219.575 | 3789.02 | 4300.63 | 4696.313 | 5075.994 | 5470.467 | 5856.543 | 6224.648 | 6576.071 | 6884.697 | 7126.853 | 7287.092 | 7339.032 | 7305.09 | 7194.346 | 7041.165 | 6893.513 | 6785.058
Hydrogen Evolution | Lct_BB005 | Number | SSEN (SHEPD) | Craigiebuckler |  | 323.237 | 358.678 | 410.499 | 563.697 | 765.294 | 1044.135 | 1400.077 | 1878.084 | 2443.757 | 3092.432 | 3783.718 | 4458.8 | 5067.614 | 5539.782 | 5994.13 | 6467.022 | 6931.092 | 7374.982 | 7799.838 | 8174.865 | 8471.762 | 8671.897 | 8743.52 | 8709.986 | 8584.819 | 8408.835 | 8239.238 | 8116.315
Hydrogen Evolution | Lct_BB005 | Number | SSEN (SHEPD) | Dallas |  | 0 | 0 | 0 | 0 | 0 | 0 | 0 | 0 | 0 | 0 | 0 | 0 | 0 | 0 | 0 | 0 | 0 | 0 | 0 | 0 | 0 | 0 | 0 | 0 | 0 | 0 | 0 | 0
Hydrogen Evolution | Lct_BB005 | Number | SSEN (SHEPD) | Dounreay |  | 99.242 | 121.214 | 152.812 | 207.611 | 278.728 | 375.864 | 497.86 | 659.314 | 850.655 | 1067.154 | 1294.156 | 1511.239 | 1701.644 | 1845.659 | 1981.145 | 2120.124 | 2253.51 | 2377.669 | 2483.557 | 2570.179 | 2629.319 | 2656.192 | 2642.364 | 2612.657 | 2555.637 | 2483.991 | 2414.843 | 2359.87
Hydrogen Evolution | Lct_BB005 | Number | SSEN (SHEPD) | Dudhope |  | 427.822 | 481.585 | 559.87 | 766.921 | 1038.543 | 1413.197 | 1889.749 | 2527.713 | 3284.937 | 4151.61 | 5073.1 | 5970.378 | 6776.525 | 7400.005 | 7998.269 | 8619.842 | 9228.185 | 9808.21 | 10361.948 | 10848.253 | 11229.818 | 11482.308 | 11564.15 | 11510.668 | 11336.168 | 11094.799 | 10862.144 | 10691.251
Hydrogen Evolution | Lct_BB005 | Number | SSEN (SHEPD) | Dunbeath |  | 0 | 0 | 0 | 0 | 0 | 0 | 0 | 0 | 0 | 0 | 0 | 0 | 0 | 0 | 0 | 0 | 0 | 0 | 0 | 0 | 0 | 0 | 0 | 0 | 0 | 0 | 0 | 0
Hydrogen Evolution | Lct_BB005 | Number | SSEN (SHEPD) | Dunoon |  | 291.289 | 331.184 | 389.137 | 538.855 | 737.874 | 1015.626 | 1374.204 | 1860.544 | 2435.271 | 3100.106 | 3815.974 | 4524.165 | 5173.468 | 5684.338 | 6182.067 | 6704.149 | 7222.447 | 7725.006 | 8230.381 | 8689.776 | 9071.786 | 9354.522 | 9501.228 | 9503.082 | 9404.618 | 9249.504 | 9100.222 | 9001.52
Hydrogen Evolution | Lct_BB005 | Number | SSEN (SHEPD) | Dunvegan |  | 71.577 | 82.935 | 99.376 | 135.338 | 182.16 | 246.303 | 327.172 | 434.575 | 562.208 | 707.255 | 860.156 | 1007.404 | 1137.78 | 1237.53 | 1332.182 | 1429.82 | 1524.343 | 1613.281 | 1693.33 | 1761.152 | 1810.932 | 1839.102 | 1839.462 | 1824.124 | 1789.67 | 1744.833 | 1701.581 | 1668.177
Hydrogen Evolution | Lct_BB005 | Number | SSEN (SHEPD) | Dyce |  | 332.88 | 369.378 | 422.746 | 580.515 | 788.126 | 1075.286 | 1441.847 | 1934.115 | 2516.665 | 3184.693 | 3896.603 | 4591.825 | 5218.803 | 5705.058 | 6172.961 | 6659.961 | 7137.876 | 7595.009 | 8032.541 | 8418.756 | 8724.511 | 8930.617 | 9004.377 | 8969.843 | 8840.941 | 8659.706 | 8485.05 | 8358.46
Hydrogen Evolution | Lct_BB005 | Number | SSEN (SHEPD) | Elgin |  | 442.776 | 513.041 | 614.743 | 837.204 | 1126.847 | 1523.632 | 2023.893 | 2688.29 | 3477.83 | 4375.093 | 5320.943 | 6231.818 | 7038.331 | 7655.384 | 8240.902 | 8844.894 | 9429.617 | 9979.785 | 10474.973 | 10894.52 | 11202.462 | 11376.718 | 11378.946 | 11284.068 | 11070.93 | 10793.572 | 10526.013 | 10319.377
Hydrogen Evolution | Lct_BB005 | Number | SSEN (SHEPD) | Fasnakyle |  | 15.791 | 18.297 | 21.925 | 29.859 | 40.189 | 54.34 | 72.181 | 95.877 | 124.035 | 156.036 | 189.769 | 222.255 | 251.019 | 273.026 | 293.908 | 315.449 | 336.303 | 355.925 | 373.586 | 388.549 | 399.531 | 405.746 | 405.825 | 402.442 | 394.84 | 384.948 | 375.406 | 368.036
Hydrogen Evolution | Lct_BB005 | Number | SSEN (SHEPD) | Fetteresso |  | 0 | 0 | 0 | 0 | 0 | 0 | 0 | 0 | 0 | 0 | 0 | 0 | 0 | 0 | 0 | 0 | 0 | 0 | 0 | 0 | 0 | 0 | 0 | 0 | 0 | 0 | 0 | 0
Hydrogen Evolution | Lct_BB005 | Number | SSEN (SHEPD) | Fiddes |  | 157.656 | 174.942 | 200.217 | 274.938 | 373.265 | 509.268 | 682.875 | 916.019 | 1191.921 | 1508.306 | 1845.475 | 2174.74 | 2471.684 | 2701.98 | 2923.584 | 3154.233 | 3380.578 | 3597.082 | 3804.302 | 3987.218 | 4132.027 | 4229.641 | 4264.574 | 4248.218 | 4187.169 | 4101.334 | 4018.615 | 3958.661
Hydrogen Evolution | Lct_BB005 | Number | SSEN (SHEPD) | Finstown |  | 0 | 0 | 0 | 0 | 0 | 0 | 0 | 0 | 0 | 0 | 0 | 0 | 0 | 0 | 0 | 0 | 0 | 0 | 0 | 0 | 0 | 0 | 0 | 0 | 0 | 0 | 0 | 0
Hydrogen Evolution | Lct_BB005 | Number | SSEN (SHEPD) | Fort Augustus |  | 34.635 | 40.132 | 48.087 | 65.489 | 88.145 | 119.183 | 158.315 | 210.286 | 272.046 | 342.233 | 416.22 | 487.471 | 550.559 | 598.826 | 644.627 | 691.873 | 737.612 | 780.648 | 819.383 | 852.201 | 876.289 | 889.92 | 890.094 | 882.673 | 866 | 844.305 | 823.375 | 807.212
Hydrogen Evolution | Lct_BB005 | Number | SSEN (SHEPD) | Fort William |  | 240.073 | 278.171 | 333.314 | 453.932 | 610.977 | 826.114 | 1097.356 | 1457.592 | 1885.681 | 2372.177 | 2885.017 | 3378.894 | 3816.185 | 4150.752 | 4468.22 | 4795.705 | 5112.742 | 5411.043 | 5679.534 | 5907.012 | 6073.979 | 6168.461 | 6169.668 | 6118.226 | 6002.662 | 5852.279 | 5707.208 | 5595.17
Hydrogen Evolution | Lct_BB005 | Number | SSEN (SHEPD) | Fraserburgh |  | 178.4 | 197.961 | 226.562 | 311.115 | 422.38 | 576.278 | 772.729 | 1036.55 | 1348.756 | 1706.772 | 2088.306 | 2460.896 | 2796.912 | 3057.511 | 3308.274 | 3569.272 | 3825.401 | 4070.392 | 4304.878 | 4511.863 | 4675.726 | 4786.184 | 4825.714 | 4807.206 | 4738.124 | 4640.995 | 4547.392 | 4479.548
Hydrogen Evolution | Lct_BB005 | Number | SSEN (SHEPD) | Glenfarclas |  | 0 | 0 | 0 | 0 | 0 | 0 | 0 | 0 | 0 | 0 | 0 | 0 | 0 | 0 | 0 | 0 | 0 | 0 | 0 | 0 | 0 | 0 | 0 | 0 | 0 | 0 | 0 | 0
Hydrogen Evolution | Lct_BB005 | Number | SSEN (SHEPD) | Grudie Bridge |  | 146.777 | 170.069 | 203.783 | 277.527 | 373.541 | 505.073 | 670.905 | 891.148 | 1152.874 | 1450.31 | 1763.852 | 2065.801 | 2333.154 | 2537.702 | 2731.797 | 2932.016 | 3125.847 | 3308.224 | 3472.375 | 3611.451 | 3713.532 | 3771.296 | 3772.035 | 3740.584 | 3669.93 | 3577.988 | 3489.294 | 3420.796
Hydrogen Evolution | Lct_BB005 | Number | SSEN (SHEPD) | Inverness |  | 826.998 | 958.234 | 1148.19 | 1563.693 | 2104.675 | 2845.773 | 3780.138 | 5021.069 | 6495.737 | 8171.605 | 9938.222 | 11639.514 | 13145.883 | 14298.388 | 15391.993 | 16520.102 | 17612.223 | 18639.801 | 19564.691 | 20348.302 | 20923.464 | 21248.932 | 21253.092 | 21075.884 | 20677.794 | 20159.757 | 19660.021 | 19274.076
Hydrogen Evolution | Lct_BB005 | Number | SSEN (SHEPD) | Keith |  | 392.017 | 454.227 | 544.27 | 741.229 | 997.668 | 1348.966 | 1791.879 | 2380.11 | 3079.139 | 3873.542 | 4710.962 | 5517.416 | 6231.472 | 6777.788 | 7296.184 | 7830.935 | 8348.627 | 8835.725 | 9274.145 | 9645.596 | 9918.237 | 10072.517 | 10074.489 | 9990.488 | 9801.784 | 9556.222 | 9319.334 | 9136.387
Hydrogen Evolution | Lct_BB005 | Number | SSEN (SHEPD) | Killin |  | 46.211 | 52.018 | 60.474 | 82.839 | 112.178 | 152.647 | 204.121 | 273.031 | 354.823 | 448.437 | 547.971 | 644.891 | 731.967 | 799.312 | 863.934 | 931.073 | 996.783 | 1059.435 | 1119.247 | 1171.775 | 1212.99 | 1240.263 | 1249.103 | 1243.326 | 1224.477 | 1198.406 | 1173.276 | 1154.816
Hydrogen Evolution | Lct_BB005 | Number | SSEN (SHEPD) | Kinlochleven |  | 17.021 | 19.722 | 23.631 | 32.183 | 43.317 | 58.57 | 77.801 | 103.341 | 133.692 | 168.184 | 204.544 | 239.559 | 270.562 | 294.282 | 316.79 | 340.009 | 362.486 | 383.635 | 402.671 | 418.799 | 430.636 | 437.335 | 437.421 | 433.773 | 425.58 | 414.918 | 404.633 | 396.689
Hydrogen Evolution | Lct_BB005 | Number | SSEN (SHEPD) | Kintore |  | 651 | 722.378 | 826.748 | 1135.289 | 1541.307 | 2102.893 | 2819.761 | 3782.47 | 4921.74 | 6228.175 | 7620.427 | 8980.045 | 10206.201 | 11157.15 | 12072.209 | 13024.616 | 13959.254 | 14853.251 | 15708.914 | 16464.219 | 17062.172 | 17465.245 | 17609.494 | 17541.957 | 17289.868 | 16935.436 | 16593.868 | 16346.3
Hydrogen Evolution | Lct_BB005 | Number | SSEN (SHEPD) | Lairg |  | 12.963 | 15.834 | 19.961 | 27.119 | 36.409 | 49.097 | 65.033 | 86.123 | 111.117 | 139.397 | 169.049 | 197.406 | 222.277 | 241.089 | 258.787 | 276.942 | 294.365 | 310.583 | 324.415 | 335.73 | 343.455 | 346.965 | 345.159 | 341.279 | 333.83 | 324.472 | 315.439 | 308.258
Hydrogen Evolution | Lct_BB005 | Number | SSEN (SHEPD) | Lunanhead |  | 269.071 | 302.884 | 352.12 | 482.341 | 653.173 | 888.805 | 1188.524 | 1589.759 | 2066.001 | 2611.08 | 3190.634 | 3754.961 | 4261.973 | 4654.099 | 5030.366 | 5421.294 | 5803.9 | 6168.696 | 6516.96 | 6822.812 | 7062.791 | 7221.59 | 7273.063 | 7239.426 | 7129.678 | 6977.873 | 6831.549 | 6724.069
Hydrogen Evolution | Lct_BB005 | Number | SSEN (SHEPD) | Lyndhurst |  | 214.487 | 241.441 | 280.689 | 384.493 | 520.67 | 708.501 | 947.419 | 1267.259 | 1646.891 | 2081.394 | 2543.38 | 2993.226 | 3397.386 | 3709.965 | 4009.902 | 4321.526 | 4626.516 | 4917.309 | 5194.924 | 5438.731 | 5630.027 | 5756.612 | 5797.643 | 5770.83 | 5683.345 | 5562.336 | 5445.695 | 5360.019
Hydrogen Evolution | Lct_BB005 | Number | SSEN (SHEPD) | Macduff |  | 161.247 | 186.835 | 223.872 | 304.886 | 410.366 | 554.865 | 737.046 | 979.001 | 1266.529 | 1593.287 | 1937.74 | 2269.455 | 2563.165 | 2787.878 | 3001.108 | 3221.065 | 3434.005 | 3634.361 | 3814.694 | 3967.482 | 4079.626 | 4143.085 | 4143.896 | 4109.345 | 4031.726 | 3930.72 | 3833.282 | 3758.031
Hydrogen Evolution | Lct_BB005 | Number | SSEN (SHEPD) | Milton of Craigie |  | 441.451 | 496.927 | 577.705 | 791.352 | 1071.627 | 1458.216 | 1949.949 | 2608.235 | 3389.582 | 4283.863 | 5234.709 | 6160.57 | 6992.398 | 7635.74 | 8253.062 | 8894.436 | 9522.158 | 10120.66 | 10692.038 | 11193.835 | 11587.555 | 11848.088 | 11932.538 | 11877.352 | 11697.293 | 11448.236 | 11208.169 | 11031.832
Hydrogen Evolution | Lct_BB005 | Number | SSEN (SHEPD) | Mybster |  | 81.418 | 99.444 | 125.367 | 170.323 | 228.667 | 308.358 | 408.442 | 540.898 | 697.874 | 875.489 | 1061.721 | 1239.815 | 1396.022 | 1514.171 | 1625.323 | 1739.342 | 1848.771 | 1950.631 | 2037.501 | 2108.565 | 2157.083 | 2179.13 | 2167.785 | 2143.414 | 2096.635 | 2037.857 | 1981.128 | 1936.028
Hydrogen Evolution | Lct_BB005 | Number | SSEN (SHEPD) | Nairn |  | 275.661 | 319.406 | 382.724 | 521.222 | 701.546 | 948.575 | 1260.025 | 1673.661 | 2165.209 | 2723.822 | 3312.685 | 3879.773 | 4381.887 | 4766.049 | 5130.578 | 5506.608 | 5870.642 | 6213.162 | 6521.454 | 6782.653 | 6974.37 | 7082.858 | 7084.245 | 7025.176 | 6892.482 | 6719.806 | 6553.23 | 6424.584
Hydrogen Evolution | Lct_BB005 | Number | SSEN (SHEPD) | Orrin |  | 0 | 0 | 0 | 0 | 0 | 0 | 0 | 0 | 0 | 0 | 0 | 0 | 0 | 0 | 0 | 0 | 0 | 0 | 0 | 0 | 0 | 0 | 0 | 0 | 0 | 0 | 0 | 0
Hydrogen Evolution | Lct_BB005 | Number | SSEN (SHEPD) | Persley |  | 428.707 | 475.712 | 544.443 | 747.628 | 1015.005 | 1384.829 | 1856.912 | 2490.89 | 3241.139 | 4101.473 | 5018.32 | 5913.677 | 6721.144 | 7347.377 | 7949.976 | 8577.169 | 9192.662 | 9781.39 | 10344.875 | 10842.27 | 11236.042 | 11501.481 | 11596.473 | 11551.998 | 11385.989 | 11152.582 | 10927.648 | 10764.616
Hydrogen Evolution | Lct_BB005 | Number | SSEN (SHEPD) | Peterhead Grange |  | 193.194 | 214.376 | 245.349 | 336.913 | 457.405 | 624.064 | 836.804 | 1122.502 | 1460.597 | 1848.3 | 2261.471 | 2664.957 | 3028.836 | 3311.044 | 3582.601 | 3865.241 | 4142.608 | 4407.915 | 4661.845 | 4885.993 | 5063.443 | 5183.061 | 5225.869 | 5205.827 | 5131.016 | 5025.833 | 4924.468 | 4850.998
Hydrogen Evolution | Lct_BB005 | Number | SSEN (SHEPD) | Peterhead Shell |  | 94.767 | 105.157 | 120.35 | 165.265 | 224.369 | 306.12 | 410.475 | 550.618 | 716.462 | 906.641 | 1109.313 | 1307.234 | 1485.726 | 1624.157 | 1757.363 | 1896.006 | 2032.062 | 2162.202 | 2286.762 | 2396.712 | 2483.757 | 2542.432 | 2563.431 | 2553.599 | 2516.903 | 2465.307 | 2415.585 | 2379.546
Hydrogen Evolution | Lct_BB005 | Number | SSEN (SHEPD) | Port Ann |  | 206.423 | 271.945 | 365.7 | 494.651 | 660.99 | 886.915 | 1168.563 | 1538.773 | 1981.037 | 2479.648 | 3000.122 | 3494.93 | 3925.442 | 4249.362 | 4552.151 | 4861.441 | 5156.321 | 5428.519 | 5660.368 | 5847.208 | 5970.575 | 6019.929 | 5976.589 | 5899.637 | 5761.096 | 5589.837 | 5424.511 | 5291.281
Hydrogen Evolution | Lct_BB005 | Number | SSEN (SHEPD) | Quoich |  | 3.948 | 4.574 | 5.481 | 7.465 | 10.047 | 13.585 | 18.045 | 23.969 | 31.009 | 39.009 | 47.442 | 55.564 | 62.755 | 68.257 | 73.477 | 78.862 | 84.076 | 88.981 | 93.396 | 97.137 | 99.883 | 101.436 | 101.456 | 100.61 | 98.71 | 96.237 | 93.851 | 92.009
Hydrogen Evolution | Lct_BB005 | Number | SSEN (SHEPD) | Rannoch |  | 3.919 | 4.411 | 5.128 | 7.025 | 9.513 | 12.944 | 17.31 | 23.153 | 30.089 | 38.028 | 46.468 | 54.687 | 62.071 | 67.782 | 73.262 | 78.955 | 84.528 | 89.84 | 94.913 | 99.367 | 102.862 | 105.175 | 105.924 | 105.434 | 103.836 | 101.625 | 99.494 | 97.929
Hydrogen Evolution | Lct_BB005 | Number | SSEN (SHEPD) | Redmoss |  | 367.275 | 407.544 | 466.427 | 640.496 | 869.559 | 1186.389 | 1590.825 | 2133.957 | 2776.698 | 3513.75 | 4299.217 | 5066.273 | 5758.034 | 6294.531 | 6810.779 | 7348.099 | 7875.394 | 8379.76 | 8862.5 | 9288.62 | 9625.967 | 9853.369 | 9934.75 | 9896.648 | 9754.427 | 9554.467 | 9361.764 | 9222.094
Hydrogen Evolution | Lct_BB005 | Number | SSEN (SHEPD) | Rothienorman |  | 0 | 0 | 0 | 0 | 0 | 0 | 0 | 0 | 0 | 0 | 0 | 0 | 0 | 0 | 0 | 0 | 0 | 0 | 0 | 0 | 0 | 0 | 0 | 0 | 0 | 0 | 0 | 0
Hydrogen Evolution | Lct_BB005 | Number | SSEN (SHEPD) | Shin |  | 13.614 | 16.628 | 20.963 | 28.48 | 38.235 | 51.56 | 68.296 | 90.444 | 116.692 | 146.391 | 177.53 | 207.309 | 233.429 | 253.185 | 271.77 | 290.835 | 309.133 | 326.165 | 340.691 | 352.573 | 360.686 | 364.372 | 362.475 | 358.4 | 350.578 | 340.75 | 331.264 | 323.723
Hydrogen Evolution | Lct_BB005 | Number | SSEN (SHEPD) | Sloy |  | 34.725 | 45.747 | 61.519 | 83.212 | 111.193 | 149.199 | 196.579 | 258.856 | 333.255 | 417.133 | 504.688 | 587.926 | 660.348 | 714.839 | 765.775 | 817.804 | 867.41 | 913.2 | 952.202 | 983.632 | 1004.385 | 1012.688 | 1005.397 | 992.452 | 969.146 | 940.337 | 912.525 | 890.113
Hydrogen Evolution | Lct_BB005 | Number | SSEN (SHEPD) | St Fergus Gas Terminal |  | 40.907 | 45.392 | 51.95 | 71.338 | 96.851 | 132.14 | 177.186 | 237.679 | 309.268 | 391.36 | 478.845 | 564.28 | 641.328 | 701.083 | 758.582 | 818.429 | 877.158 | 933.335 | 987.102 | 1034.563 | 1072.137 | 1097.465 | 1106.529 | 1102.285 | 1086.444 | 1064.173 | 1042.71 | 1027.153
Hydrogen Evolution | Lct_BB005 | Number | SSEN (SHEPD) | Strichen |  | 150.91 | 167.456 | 191.65 | 263.174 | 357.294 | 487.476 | 653.655 | 876.823 | 1140.919 | 1443.767 | 1766.508 | 2081.684 | 2365.922 | 2586.363 | 2798.485 | 3019.265 | 3235.925 | 3443.165 | 3641.518 | 3816.607 | 3955.219 | 4048.657 | 4082.095 | 4066.439 | 4008.002 | 3925.84 | 3846.661 | 3789.271
Hydrogen Evolution | Lct_BB005 | Number | SSEN (SHEPD) | Tarland |  | 184.159 | 204.35 | 233.875 | 321.157 | 436.013 | 594.878 | 797.669 | 1070.006 | 1392.289 | 1761.86 | 2155.708 | 2540.324 | 2887.186 | 3156.195 | 3415.052 | 3684.474 | 3948.87 | 4201.768 | 4443.823 | 4657.488 | 4826.64 | 4940.664 | 4981.469 | 4962.364 | 4891.052 | 4790.788 | 4694.164 | 4624.13
Hydrogen Evolution | Lct_BB005 | Number | SSEN (SHEPD) | Taynuilt |  | 341.136 | 449.418 | 604.358 | 817.465 | 1092.358 | 1465.724 | 1931.178 | 2542.99 | 3273.88 | 4097.888 | 4958.029 | 5775.752 | 6487.221 | 7022.533 | 7522.926 | 8034.06 | 8521.383 | 8971.22 | 9354.375 | 9663.149 | 9867.026 | 9948.588 | 9876.965 | 9749.793 | 9520.839 | 9237.815 | 8964.596 | 8744.419
Hydrogen Evolution | Lct_BB005 | Number | SSEN (SHEPD) | Thurso |  | 370.85 | 452.957 | 571.033 | 775.805 | 1041.557 | 1404.539 | 1860.416 | 2463.74 | 3178.75 | 3987.767 | 4836.035 | 5647.236 | 6358.746 | 6896.905 | 7403.191 | 7922.534 | 8420.972 | 8884.934 | 9280.619 | 9604.309 | 9825.306 | 9925.725 | 9874.05 | 9763.042 | 9549.97 | 9282.241 | 9023.846 | 8818.421
Hydrogen Evolution | Lct_BB005 | Number | SSEN (SHEPD) | Tummel Bridge |  | 91.384 | 102.868 | 119.59 | 163.817 | 221.837 | 301.864 | 403.658 | 539.929 | 701.675 | 886.8 | 1083.633 | 1275.295 | 1447.491 | 1580.669 | 1708.46 | 1841.231 | 1971.175 | 2095.071 | 2213.351 | 2317.228 | 2398.732 | 2452.664 | 2470.146 | 2458.722 | 2421.448 | 2369.891 | 2320.195 | 2283.692
Hydrogen Evolution | Lct_BB005 | Number | SSEN (SHEPD) | Willowdale |  | 196.85 | 218.433 | 249.992 | 343.289 | 466.061 | 635.874 | 852.641 | 1143.745 | 1488.238 | 1883.278 | 2304.268 | 2715.39 | 3086.156 | 3373.704 | 3650.4 | 3938.389 | 4221.005 | 4491.333 | 4750.068 | 4978.458 | 5159.267 | 5281.149 | 5324.766 | 5304.345 | 5228.118 | 5120.944 | 5017.661 | 4942.801
Hydrogen Evolution | Lct_BB005 | Number | SSEN (SHEPD) | Woodhill |  | 423.685 | 470.14 | 538.066 | 738.871 | 1003.116 | 1368.609 | 1835.163 | 2461.715 | 3203.177 | 4053.433 | 4959.542 | 5844.411 | 6642.421 | 7261.319 | 7856.859 | 8476.707 | 9084.99 | 9666.823 | 10223.707 | 10715.276 | 11104.437 | 11366.766 | 11460.646 | 11416.692 | 11252.627 | 11021.954 | 10799.655 | 10638.532
Hydrogen Evolution | Lct_BB005 | Number | SSEN South | Acton Lane 66kV |  | 196.392 | 232.238 | 283.968 | 396.515 | 547.547 | 760.069 | 1037.244 | 1416.481 | 1849.152 | 2347.741 | 2882.177 | 3407.916 | 3886.519 | 4257.716 | 4616.836 | 4991.885 | 5361.81 | 5717.79 | 6049.59 | 6343.005 | 6576.024 | 6734.108 | 6792.5 | 6792.642 | 6721.089 | 6609.08 | 6501.276 | 6429.635
Hydrogen Evolution | Lct_BB005 | Number | SSEN South | Axminster_H |  | 917.222 | 1091.407 | 1342.58 | 1855.594 | 2536.014 | 3483.735 | 4704.231 | 6356.042 | 8279.547 | 10488.949 | 12848.147 | 15157.813 | 17247.492 | 18870.014 | 20434.602 | 22065.222 | 23668.623 | 25205.96 | 26623.918 | 27868.055 | 28842.65 | 29485.36 | 29689.645 | 29616.39 | 29231.193 | 28671.927 | 28133.175 | 27752.76
Hydrogen Evolution | Lct_BB005 | Number | SSEN South | Botley Wood |  | 1277.168 | 1458.778 | 1722.341 | 2389.744 | 3278.97 | 4522.481 | 6131.904 | 8319.525 | 10862.291 | 13793.049 | 16935.294 | 20027.345 | 22843.269 | 25023.199 | 27131.828 | 29333.741 | 31505.216 | 33594.419 | 35556.473 | 37294.296 | 38678.199 | 39622.257 | 39980.287 | 39929.057 | 39456.844 | 38748.459 | 38066.323 | 37597.236
Hydrogen Evolution | Lct_BB005 | Number | SSEN South | Bramley |  | 1948.097 | 2275.232 | 2748.142 | 3773.233 | 5121.955 | 6987.168 | 9367.667 | 12563.986 | 16292.795 | 20546.397 | 25050.956 | 29414.735 | 33309.065 | 36329.849 | 39219.009 | 42214.5 | 45137.018 | 47912.95 | 50390.3 | 52514.792 | 54110.844 | 55068.513 | 55197.923 | 54907.995 | 54041.097 | 52856.316 | 51714.129 | 50866.867
Hydrogen Evolution | Lct_BB005 | Number | SSEN South | Chickerell |  | 709.163 | 843.837 | 1038.035 | 1434.679 | 1960.755 | 2693.5 | 3637.144 | 4914.265 | 6401.45 | 8109.681 | 9933.729 | 11719.48 | 13335.145 | 14589.622 | 15799.306 | 17060.043 | 18299.735 | 19488.349 | 20584.664 | 21546.586 | 22300.108 | 22797.028 | 22954.974 | 22898.336 | 22600.516 | 22168.111 | 21751.567 | 21457.444
Hydrogen Evolution | Lct_BB005 | Number | SSEN South | Cowley |  | 3861.99 | 4591.364 | 5643.227 | 7819.76 | 10715.319 | 14759.183 | 19984.373 | 27076.655 | 35312.245 | 44788.557 | 54928.519 | 64881.71 | 73917.321 | 80949.822 | 87747.854 | 94843.708 | 101837.194 | 108560.848 | 114789.675 | 120282.405 | 124623.208 | 127538.797 | 128563.251 | 128348.568 | 126781.113 | 124456.07 | 122216.887 | 120662.972
Hydrogen Evolution | Lct_BB005 | Number | SSEN South | Ealing |  | 1701.638 | 2012.227 | 2460.442 | 3435.611 | 4744.225 | 6585.623 | 8987.207 | 12273.108 | 16021.993 | 20342.015 | 24972.644 | 29527.914 | 33674.775 | 36891.014 | 40002.609 | 43252.219 | 46457.442 | 49541.83 | 52416.714 | 54959.011 | 56978.012 | 58347.73 | 58853.667 | 58854.895 | 58234.922 | 57264.424 | 56330.348 | 55709.618
Hydrogen Evolution | Lct_BB005 | Number | SSEN South | Fawley |  | 1466.554 | 1675.094 | 1977.74 | 2744.11 | 3765.195 | 5193.102 | 7041.18 | 9553.194 | 12473.017 | 15838.365 | 19446.561 | 22997.121 | 26230.606 | 28733.789 | 31155.099 | 33683.524 | 36176.999 | 38576.001 | 40829.001 | 42824.519 | 44413.635 | 45497.684 | 45908.804 | 45849.978 | 45307.742 | 44494.313 | 43711.027 | 43172.38
Hydrogen Evolution | Lct_BB005 | Number | SSEN South | Fleet |  | 6797.887 | 8026.393 | 9799.617 | 13664.655 | 18843.344 | 26120.831 | 35596.857 | 48544.225 | 63523.678 | 80845.376 | 99488.748 | 117922.477 | 134812.183 | 148027.798 | 160884.02 | 174356.666 | 187713.157 | 200643.198 | 212785.623 | 223632.495 | 232396.848 | 238548.84 | 241190.805 | 241294.46 | 238850.428 | 234966.219 | 231228.41 | 228774.384
Hydrogen Evolution | Lct_BB005 | Number | SSEN South | Iver 132kV |  | 1226.358 | 1310.689 | 1436.396 | 2012.316 | 2787.938 | 3882.713 | 5315.922 | 7283.142 | 9549.961 | 12178.873 | 15018.035 | 17837.099 | 20433.675 | 22462.169 | 24440.635 | 26517.306 | 28580.967 | 30584.271 | 32487.381 | 34198.388 | 35595.806 | 36596.819 | 37061.568 | 37121.653 | 36789.402 | 36234.204 | 35700.222 | 35363.349
Hydrogen Evolution | Lct_BB005 | Number | SSEN South | Iver 66kV |  | 732.263 | 782.617 | 857.677 | 1201.561 | 1664.688 | 2318.382 | 3174.156 | 4348.79 | 5702.316 | 7272.05 | 8967.324 | 10650.597 | 12201.022 | 13412.243 | 14593.592 | 15833.58 | 17065.8 | 18261.979 | 19398.334 | 20419.982 | 21254.385 | 21852.094 | 22129.597 | 22165.474 | 21967.086 | 21635.575 | 21316.733 | 21115.584
Hydrogen Evolution | Lct_BB005 | Number | SSEN South | Laleham |  | 932.613 | 996.744 | 1092.342 | 1530.313 | 2120.154 | 2952.701 | 4042.62 | 5538.638 | 7262.495 | 9261.714 | 11420.823 | 13564.647 | 15539.275 | 17081.891 | 18586.462 | 20165.716 | 21735.077 | 23258.537 | 24705.803 | 26006.978 | 27069.678 | 27830.922 | 28184.352 | 28230.045 | 27977.377 | 27555.163 | 27149.084 | 26892.901
Hydrogen Evolution | Lct_BB005 | Number | SSEN South | Lovedean |  | 4736.338 | 5409.833 | 6387.249 | 8862.293 | 12159.956 | 16771.481 | 22739.976 | 30852.699 | 40282.468 | 51151.091 | 62804.009 | 74270.787 | 84713.551 | 92797.754 | 100617.541 | 108783.264 | 116836.113 | 124583.857 | 131860.073 | 138304.737 | 143436.898 | 146937.907 | 148265.65 | 148075.666 | 146324.478 | 143697.453 | 141167.775 | 139428.178
Hydrogen Evolution | Lct_BB005 | Number | SSEN South | Mannington |  | 6333.542 | 7536.313 | 9270.701 | 12813.131 | 17511.521 | 24055.668 | 32483.358 | 43889.336 | 57171.399 | 72427.621 | 88718.205 | 104666.762 | 119096.28 | 130300.018 | 141103.714 | 152363.367 | 163435.069 | 174050.589 | 183841.781 | 192432.718 | 199162.428 | 203600.426 | 205011.043 | 204505.208 | 201845.368 | 197983.561 | 194263.405 | 191636.588
Hydrogen Evolution | Lct_BB005 | Number | SSEN South | Melksham |  | 4038.39 | 4688.739 | 5629.758 | 7788.721 | 10655.575 | 14652.821 | 19807.262 | 26791.157 | 34925.11 | 44278.567 | 54279.571 | 64087.127 | 72979.798 | 79868.493 | 86516.126 | 93447.535 | 100267.986 | 106812.821 | 112816.017 | 118082.06 | 122205.481 | 124922.314 | 125781.409 | 125495.242 | 123887.051 | 121540.507 | 119280.171 | 117690.549
Hydrogen Evolution | Lct_BB005 | Number | SSEN South | Minety |  | 1853.939 | 2152.5 | 2584.502 | 3575.636 | 4891.748 | 6726.798 | 9093.092 | 12299.25 | 16033.374 | 20327.347 | 24918.595 | 29421.035 | 33503.472 | 36665.924 | 39717.711 | 42899.774 | 46030.897 | 49035.492 | 51791.431 | 54208.96 | 56101.934 | 57349.175 | 57743.567 | 57612.194 | 56873.907 | 55796.659 | 54758.987 | 54029.225
Hydrogen Evolution | Lct_BB005 | Number | SSEN South | North Hyde |  | 664.692 | 710.4 | 778.534 | 1090.686 | 1511.077 | 2104.45 | 2881.257 | 3947.501 | 5176.128 | 6601.013 | 8139.853 | 9667.8 | 11075.158 | 12174.612 | 13246.951 | 14372.517 | 15491.032 | 16576.833 | 17608.329 | 18535.703 | 19293.111 | 19835.666 | 20087.562 | 20120.128 | 19940.047 | 19639.126 | 19349.705 | 19167.118
Hydrogen Evolution | Lct_BB005 | Number | SSEN South | Nursling |  | 2890.212 | 3301.192 | 3897.632 | 5407.955 | 7420.259 | 10234.307 | 13876.406 | 18826.959 | 24581.2 | 31213.461 | 38324.314 | 45321.58 | 51693.973 | 56627.121 | 61398.918 | 66381.812 | 71295.828 | 76023.663 | 80463.762 | 84396.43 | 87528.181 | 89664.57 | 90474.786 | 90358.854 | 89290.243 | 87687.177 | 86143.515 | 85081.977
Hydrogen Evolution | Lct_BB005 | Number | UKPN Eastern | Amersham Main |  | 1284.399 | 1372.721 | 1504.378 | 2107.554 | 2919.885 | 4066.474 | 5567.514 | 7627.838 | 10001.94 | 12755.274 | 15728.808 | 18681.292 | 21400.758 | 23525.256 | 25597.359 | 27772.314 | 29933.645 | 32031.761 | 34024.941 | 35816.926 | 37280.481 | 38328.87 | 38815.614 | 38878.543 | 38530.568 | 37949.093 | 37389.839 | 37037.022
Hydrogen Evolution | Lct_BB005 | Number | UKPN Eastern | Braintree |  | 2437.058 | 3003.285 | 3816.924 | 5268.567 | 7190.93 | 9864.838 | 13302.45 | 17947.931 | 23351.293 | 29546.483 | 36147.342 | 42591.886 | 48401.968 | 52930.203 | 57291.465 | 61833.317 | 66294.241 | 70565.541 | 74454.312 | 77848.133 | 80481.389 | 82182.724 | 82658.565 | 82409.767 | 81293.363 | 79694.011 | 78153.072 | 77053.118
Hydrogen Evolution | Lct_BB005 | Number | UKPN Eastern | Bramford |  | 4897.157 | 5978.229 | 7532.955 | 10388.168 | 14164.992 | 19413.144 | 26151.809 | 35248.265 | 45841.782 | 57980.356 | 70904.405 | 83510.809 | 94862.577 | 103671.622 | 112141.89 | 120953.72 | 129595.028 | 137853.597 | 145375.204 | 151922.142 | 156977.72 | 160210.143 | 161050.268 | 160492.132 | 158244.994 | 155059.631 | 151990.204 | 149780.246
Hydrogen Evolution | Lct_BB005 | Number | UKPN Eastern | Brimsdown |  | 1572.996 | 1590.104 | 1622.551 | 2259.943 | 3112.896 | 4310.222 | 5867.169 | 7992.028 | 10455.866 | 13304.058 | 16368.435 | 19396.961 | 22170.209 | 24322.076 | 26411.078 | 28597.415 | 30760.762 | 32850.357 | 34832.875 | 36602.711 | 38031.181 | 39031.751 | 39457.771 | 39459.157 | 39044.055 | 38393.927 | 37768.2 | 37352.551
Hydrogen Evolution | Lct_BB005 | Number | UKPN Eastern | Burwell Main |  | 3451.88 | 3868.131 | 4474.971 | 6190.652 | 8468.69 | 11644.723 | 15739.841 | 21287.993 | 27716.679 | 35095.42 | 42967.487 | 50665.702 | 57620.704 | 63052.767 | 68293.3 | 73756.596 | 79131.044 | 84286.725 | 88970.942 | 93068.013 | 96259.529 | 98339.271 | 98954.303 | 98719.494 | 97444.813 | 95589.62 | 93802.529 | 92543.134
Hydrogen Evolution | Lct_BB005 | Number | UKPN Eastern | Clacton |  | 368.231 | 449.52 | 566.425 | 781.117 | 1065.107 | 1459.731 | 1966.431 | 2650.42 | 3446.977 | 4359.712 | 5331.508 | 6279.421 | 7132.993 | 7795.371 | 8432.275 | 9094.862 | 9744.627 | 10365.613 | 10931.184 | 11423.468 | 11803.611 | 12046.666 | 12109.838 | 12067.87 | 11898.901 | 11659.384 | 11428.585 | 11262.412
Hydrogen Evolution | Lct_BB005 | Number | UKPN Eastern | Eaton Socon |  | 2638.554 | 3077.622 | 3712.468 | 5190.922 | 7177.87 | 9977.37 | 13634.267 | 18644.401 | 24441.194 | 31161.558 | 38416.378 | 45616.169 | 52243.516 | 57419.9 | 62466.637 | 67762.589 | 73023.48 | 78128.376 | 82902.362 | 87176.596 | 90643.301 | 93094.36 | 94177.573 | 94281.947 | 93390.289 | 91933.901 | 90532.825 | 89632.797
Hydrogen Evolution | Lct_BB005 | Number | UKPN Eastern | Elstree |  | 2758.678 | 2948.379 | 3231.156 | 4526.68 | 6271.433 | 8734.116 | 11958.104 | 16383.34 | 21482.523 | 27396.231 | 33782.892 | 40124.342 | 45965.309 | 50528.381 | 54978.916 | 59650.363 | 64292.546 | 68798.953 | 73079.977 | 76928.866 | 80072.341 | 82324.109 | 83369.555 | 83504.716 | 82757.322 | 81508.41 | 80307.225 | 79549.433
Hydrogen Evolution | Lct_BB005 | Number | UKPN Eastern | Loudwater |  | 298.999 | 319.56 | 350.209 | 490.624 | 679.729 | 946.647 | 1296.078 | 1775.707 | 2328.382 | 2969.339 | 3661.556 | 4348.874 | 4981.947 | 5476.515 | 5958.886 | 6465.201 | 6968.343 | 7456.77 | 7920.768 | 8337.93 | 8678.635 | 8922.693 | 9036.004 | 9050.653 | 8969.647 | 8834.284 | 8704.093 | 8621.96
Hydrogen Evolution | Lct_BB005 | Number | UKPN Eastern | Mill Hill |  | 4439.763 | 4745.064 | 5200.16 | 7285.151 | 10093.123 | 14056.517 | 19245.14 | 26367.03 | 34573.555 | 44090.962 | 54369.531 | 64575.338 | 73975.677 | 81319.396 | 88482.002 | 96000.137 | 103471.176 | 110723.701 | 117613.498 | 123807.826 | 128866.872 | 132490.824 | 134173.345 | 134390.87 | 133188.029 | 131178.055 | 129244.89 | 128025.314
Hydrogen Evolution | Lct_BB005 | Number | UKPN Eastern | Norwich Main |  | 4443.128 | 5377.419 | 6722.161 | 9273.283 | 12649.277 | 17342.188 | 23370.738 | 31511.95 | 40994.321 | 51864.44 | 63444.014 | 74746.486 | 84932.862 | 92839.176 | 100445.565 | 108361.403 | 116128.071 | 123555.327 | 130152.743 | 135861.748 | 140223.452 | 142946.135 | 143528.036 | 143018.58 | 141004.12 | 138153.963 | 135407.477 | 133426.992
Hydrogen Evolution | Lct_BB005 | Number | UKPN Eastern | Pelham |  | 1126.265 | 1165.481 | 1226.855 | 1709.447 | 2355.519 | 3262.77 | 4443.046 | 6054.461 | 7917.144 | 10068.895 | 12382.064 | 14665.837 | 16754.417 | 18392.95 | 19986.136 | 21655.197 | 23309.117 | 24909.38 | 26401.009 | 27730.168 | 28799.619 | 29544.207 | 29853.405 | 29858.726 | 29548.853 | 29061.001 | 28591.489 | 28280.903
Hydrogen Evolution | Lct_BB005 | Number | UKPN Eastern | Rayleigh |  | 2907.956 | 3444.281 | 4218.097 | 5900.729 | 8163.254 | 11352.449 | 15520.668 | 21233.98 | 27833.998 | 35484.815 | 43743.146 | 51937.688 | 59479.378 | 65374.143 | 71121.557 | 77152.972 | 83144.733 | 88959.134 | 94468.967 | 99417.394 | 103451.806 | 106332.33 | 107653.646 | 107786.601 | 106780.735 | 105128.82 | 103539.738 | 102523.351
Hydrogen Evolution | Lct_BB005 | Number | UKPN Eastern | Rye House |  | 1174.142 | 1406.073 | 1740.27 | 2433.176 | 3364.339 | 4676.226 | 6389.79 | 8737.328 | 11450.923 | 14595.706 | 17989.133 | 21355.044 | 24451.298 | 26875.733 | 29239.798 | 31720.832 | 34185.776 | 36578.005 | 38843.377 | 40877.896 | 42536.581 | 43720.809 | 44263.929 | 44321.173 | 43910.119 | 43233.333 | 42582.306 | 42166.746
Hydrogen Evolution | Lct_BB005 | Number | UKPN Eastern | Sheringham Shoal |  | 2222.101 | 2689.359 | 3361.893 | 4637.762 | 6326.167 | 8673.19 | 11688.194 | 15759.784 | 20502.116 | 25938.49 | 31729.676 | 37382.279 | 42476.698 | 46430.811 | 50234.925 | 54193.801 | 58078.074 | 61792.6 | 65092.105 | 67947.298 | 70128.677 | 71490.348 | 71781.368 | 71526.579 | 70519.106 | 69093.682 | 67720.107 | 66729.626
Hydrogen Evolution | Lct_BB005 | Number | UKPN Eastern | Sundon |  | 2192.113 | 2595.273 | 3176.991 | 4442.649 | 6143.803 | 8540.863 | 11672.431 | 15963.263 | 20917.367 | 26657.232 | 32849.105 | 38988.552 | 44633.591 | 49064.473 | 53386.08 | 57922.201 | 62429.908 | 66805.775 | 70935.945 | 74643.738 | 77664.573 | 79818.611 | 80801.906 | 80910.259 | 80163.678 | 78931.871 | 77746.976 | 76991.9
Hydrogen Evolution | Lct_BB005 | Number | UKPN Eastern | Tilbury |  | 544.868 | 599.505 | 679.64 | 948.413 | 1308.84 | 1815.707 | 2476.288 | 3379.546 | 4428.913 | 5644.931 | 6956.978 | 8258.244 | 9455.098 | 10389.529 | 11300.076 | 12255.275 | 13203.696 | 14123.479 | 15002.244 | 15792.291 | 16437.52 | 16899.691 | 17114.223 | 17130.954 | 16966.727 | 16699.958 | 16443.306 | 16277.714
Hydrogen Evolution | Lct_BB005 | Number | UKPN Eastern | Tottenham |  | 3013.985 | 3233.929 | 3560.822 | 4978.256 | 6882.935 | 9566.204 | 13070.767 | 17871.604 | 23378.281 | 29742.847 | 36589.054 | 43353.394 | 49545.517 | 54344.831 | 59001.969 | 63874.817 | 68694.542 | 73347.826 | 77739.448 | 81652.602 | 84800.981 | 86992.749 | 87902.488 | 87938.677 | 87046.388 | 85629.282 | 84265.578 | 83369.756
Hydrogen Evolution | Lct_BB005 | Number | UKPN Eastern | Walpole (_A) |  | 1957.125 | 2274.771 | 2734.307 | 3773.542 | 5149.476 | 7062.968 | 9522.398 | 12845.307 | 16712.024 | 21145.197 | 25868.423 | 30479.506 | 34636.286 | 37875.711 | 40995.48 | 44244.297 | 47435.028 | 50489.902 | 53195.498 | 55539.042 | 57332.732 | 58456.98 | 58706.189 | 58511.003 | 57699.982 | 56546.648 | 55435.337 | 54637.29
Hydrogen Evolution | Lct_BB005 | Number | UKPN Eastern | Warley |  | 1861.427 | 2154.438 | 2578.629 | 3632.089 | 5058.953 | 7082.75 | 9747.803 | 13423.981 | 17654.461 | 22581.129 | 27927.54 | 33267.504 | 38222.084 | 42123.448 | 45949.972 | 49980.307 | 54005.681 | 57936.186 | 61696.581 | 65109.066 | 67938.969 | 70023.315 | 71088.157 | 71320.475 | 70797.981 | 69843.477 | 68926.277 | 68386.732
Hydrogen Evolution | Lct_BB005 | Number | UKPN Eastern | Watford South |  | 1932.275 | 2065.148 | 2263.216 | 3170.646 | 4392.733 | 6117.683 | 8375.877 | 11475.469 | 15047.116 | 19189.286 | 23662.728 | 28104.504 | 32195.723 | 35391.859 | 38509.171 | 41781.217 | 45032.766 | 48189.212 | 51187.792 | 53883.69 | 56085.49 | 57662.708 | 58394.976 | 58489.647 | 57966.146 | 57091.364 | 56250.011 | 55719.227
Hydrogen Evolution | Lct_BB005 | Number | UKPN Eastern | West Thurrock |  | 530.209 | 568.901 | 626.406 | 875.756 | 1210.82 | 1682.85 | 2299.359 | 3143.904 | 4112.618 | 5232.248 | 6436.607 | 7626.564 | 8715.858 | 9560.135 | 10379.402 | 11236.614 | 12084.482 | 12903.07 | 13675.627 | 14364.014 | 14917.865 | 15303.433 | 15463.471 | 15469.837 | 15312.869 | 15063.577 | 14823.679 | 14666.09
Hydrogen Evolution | Lct_BB005 | Number | UKPN Eastern | Wymondley |  | 2627.762 | 2719.259 | 2862.454 | 3988.42 | 5495.814 | 7612.579 | 10366.359 | 14126.053 | 18471.999 | 23492.389 | 28889.394 | 34217.813 | 39090.812 | 42913.781 | 46630.945 | 50525.14 | 54384.007 | 58117.684 | 61597.899 | 64699.045 | 67194.252 | 68931.498 | 69652.908 | 69665.322 | 68942.336 | 67804.099 | 66708.649 | 65984.001
Hydrogen Evolution | Lct_BB005 | Number | UKPN London | Acton Lane 22kV |  | 346.881 | 410.195 | 501.564 | 700.353 | 967.116 | 1342.487 | 1832.052 | 2501.887 | 3266.101 | 4146.743 | 5090.702 | 6019.299 | 6864.641 | 7520.275 | 8154.577 | 8817.014 | 9470.402 | 10099.158 | 10685.206 | 11203.456 | 11615.032 | 11894.251 | 11997.387 | 11997.637 | 11871.255 | 11673.418 | 11483.005 | 11356.469
Hydrogen Evolution | Lct_BB005 | Number | UKPN London | Barking |  | 803.09 | 861.695 | 948.797 | 1326.479 | 1833.99 | 2548.959 | 3482.766 | 4761.971 | 6229.25 | 7925.118 | 9749.322 | 11551.711 | 13201.631 | 14480.43 | 15721.346 | 17019.739 | 18303.977 | 19543.865 | 20714.033 | 21756.711 | 22595.611 | 23179.618 | 23422.022 | 23431.665 | 23193.91 | 22816.316 | 22452.951 | 22214.255
Hydrogen Evolution | Lct_BB005 | Number | UKPN London | Barking West |  | 1914.19 | 2053.878 | 2261.488 | 3161.705 | 4371.372 | 6075.524 | 8301.281 | 11350.306 | 14847.613 | 18889.767 | 23237.813 | 27533.864 | 31466.499 | 34514.557 | 37472.319 | 40567.079 | 43628.1 | 46583.414 | 49372.545 | 51857.801 | 53857.345 | 55249.343 | 55827.121 | 55850.105 | 55283.409 | 54383.401 | 53517.309 | 52948.37
Hydrogen Evolution | Lct_BB005 | Number | UKPN London | Beddington (_C) |  | 1968.986 | 2342.26 | 2880.538 | 4055.675 | 5646.666 | 7902.439 | 10871.681 | 14965.968 | 19670.754 | 25145.298 | 31080.638 | 37001.99 | 42488.2 | 46794.002 | 51011.18 | 55449.087 | 59875.864 | 64191.956 | 68312.834 | 72043.546 | 75125.412 | 77379.646 | 78505.363 | 78740.725 | 78142.93 | 77068.843 | 76036.564 | 75421.421
Hydrogen Evolution | Lct_BB005 | Number | UKPN London | Canal Bank |  | 313.414 | 370.62 | 453.174 | 632.784 | 873.81 | 1212.966 | 1655.299 | 2260.509 | 2950.994 | 3746.672 | 4599.56 | 5438.567 | 6202.352 | 6794.732 | 7367.838 | 7966.363 | 8556.714 | 9124.809 | 9654.316 | 10122.566 | 10494.434 | 10746.714 | 10839.899 | 10840.126 | 10725.936 | 10547.186 | 10375.145 | 10260.816
Hydrogen Evolution | Lct_BB005 | Number | UKPN London | City Road |  | 2495.401 | 2950.871 | 3608.164 | 5038.22 | 6957.263 | 9657.618 | 13179.469 | 17998.143 | 23495.771 | 29830.953 | 36621.632 | 43301.798 | 49383.045 | 54099.562 | 58662.624 | 63428.08 | 68128.443 | 72651.605 | 76867.535 | 80595.738 | 83556.541 | 85565.192 | 86307.134 | 86308.935 | 85399.762 | 83976.557 | 82606.763 | 81696.48
Hydrogen Evolution | Lct_BB005 | Number | UKPN London | Greenford |  | 300.225 | 355.023 | 434.103 | 606.154 | 837.037 | 1161.92 | 1585.638 | 2165.378 | 2826.804 | 3588.998 | 4405.993 | 5209.691 | 5941.334 | 6508.783 | 7057.771 | 7631.109 | 8196.615 | 8740.802 | 9248.026 | 9696.57 | 10052.788 | 10294.451 | 10383.715 | 10383.932 | 10274.548 | 10103.321 | 9938.519 | 9829.002
Hydrogen Evolution | Lct_BB005 | Number | UKPN London | Hackney 132kV |  | 1006.894 | 1080.372 | 1189.578 | 1663.107 | 2299.411 | 3195.821 | 4366.605 | 5970.44 | 7810.079 | 9936.316 | 12223.456 | 14483.247 | 16551.875 | 18155.202 | 19711.032 | 21338.924 | 22949.069 | 24503.611 | 25970.738 | 27278.022 | 28329.814 | 29062.027 | 29365.947 | 29378.037 | 29079.946 | 28606.528 | 28150.95 | 27851.679
Hydrogen Evolution | Lct_BB005 | Number | UKPN London | Hackney 66kV |  | 1374.051 | 1474.322 | 1623.35 | 2269.547 | 3137.875 | 4361.155 | 5958.857 | 8147.52 | 10657.969 | 13559.524 | 16680.654 | 19764.462 | 22587.401 | 24775.369 | 26898.521 | 29120.013 | 31317.287 | 33438.681 | 35440.786 | 37224.762 | 38660.082 | 39659.291 | 40074.034 | 40090.533 | 39683.745 | 39037.698 | 38415.996 | 38007.599
Hydrogen Evolution | Lct_BB005 | Number | UKPN London | Hurst |  | 1000.944 | 1190.7 | 1464.336 | 2061.722 | 2870.511 | 4017.244 | 5526.673 | 7608.025 | 9999.726 | 12782.737 | 15799.997 | 18810.146 | 21599.088 | 23787.964 | 25931.788 | 28187.82 | 30438.194 | 32632.301 | 34727.17 | 36623.696 | 38190.377 | 39336.328 | 39908.592 | 40028.24 | 39724.348 | 39178.33 | 38653.566 | 38340.855
Hydrogen Evolution | Lct_BB005 | Number | UKPN London | Islington |  | 1011.356 | 1195.952 | 1462.345 | 2041.929 | 2819.693 | 3914.114 | 5341.477 | 7294.427 | 9522.548 | 12090.12 | 14842.298 | 17549.688 | 20014.343 | 21925.889 | 23775.242 | 25706.623 | 27611.623 | 29444.805 | 31153.47 | 32664.464 | 33864.442 | 34678.524 | 34979.223 | 34979.953 | 34611.477 | 34034.669 | 33479.508 | 33110.582
Hydrogen Evolution | Lct_BB005 | Number | UKPN London | Littlebrook (_C) |  | 206.097 | 245.168 | 301.51 | 424.514 | 591.045 | 827.161 | 1137.956 | 1566.511 | 2058.968 | 2631.997 | 3253.259 | 3873.056 | 4447.306 | 4898.001 | 5339.42 | 5803.942 | 6267.3 | 6719.072 | 7150.411 | 7540.91 | 7863.494 | 8099.448 | 8217.278 | 8241.914 | 8179.342 | 8066.916 | 7958.865 | 7894.477
Hydrogen Evolution | Lct_BB005 | Number | UKPN London | Lodge Road |  | 2175.552 | 2572.642 | 3145.686 | 4392.444 | 6065.513 | 8419.749 | 11490.185 | 15691.223 | 20484.19 | 26007.358 | 31927.638 | 37751.571 | 43053.351 | 47165.327 | 51143.516 | 55298.157 | 59396.049 | 63339.453 | 67015.005 | 70265.343 | 72846.644 | 74597.836 | 75244.679 | 75246.249 | 74453.609 | 73212.825 | 72018.604 | 71224.997
Hydrogen Evolution | Lct_BB005 | Number | UKPN London | New Cross |  | 2396.7 | 2888.228 | 3596.002 | 5024.546 | 6942.945 | 9644.077 | 13169.632 | 17996.506 | 23521.602 | 29899.551 | 36750.162 | 43506.61 | 49677.381 | 54469.84 | 59116.308 | 63975.368 | 68777.61 | 73409.659 | 77756.159 | 81618.758 | 84712.338 | 86846.816 | 87699.332 | 87746.554 | 86867.228 | 85463.883 | 84113.495 | 83229.868
Hydrogen Evolution | Lct_BB005 | Number | UKPN London | Perivale |  | 218.215 | 258.044 | 315.522 | 440.576 | 608.39 | 844.527 | 1152.502 | 1573.879 | 2054.629 | 2608.62 | 3202.442 | 3786.601 | 4318.386 | 4730.83 | 5129.855 | 5546.579 | 5957.61 | 6353.146 | 6721.816 | 7047.835 | 7306.747 | 7482.397 | 7547.278 | 7547.435 | 7467.931 | 7343.476 | 7223.692 | 7144.091
Hydrogen Evolution | Lct_BB005 | Number | UKPN London | Redbridge |  | 1098.948 | 1179.144 | 1298.334 | 1815.154 | 2509.631 | 3487.995 | 4765.815 | 6516.279 | 8524.103 | 10844.728 | 13340.967 | 15807.356 | 18065.105 | 19815.014 | 21513.083 | 23289.803 | 25047.153 | 26743.816 | 28345.074 | 29771.874 | 30919.824 | 31718.978 | 32050.684 | 32063.879 | 31738.536 | 31221.836 | 30724.607 | 30397.976
Hydrogen Evolution | Lct_BB005 | Number | UKPN London | St John's Wood |  | 2300.984 | 2720.968 | 3327.051 | 4645.691 | 6415.221 | 8905.191 | 12152.654 | 16595.904 | 21665.21 | 27506.817 | 33768.431 | 39928.144 | 45535.6 | 49884.652 | 54092.205 | 58486.383 | 62820.539 | 66991.301 | 70878.767 | 74316.504 | 77046.631 | 78898.788 | 79582.924 | 79584.585 | 78746.246 | 77433.923 | 76170.85 | 75331.488
Hydrogen Evolution | Lct_BB005 | Number | UKPN London | Wesley Avenue (Willesden) |  | 55.047 | 65.094 | 79.593 | 111.139 | 153.472 | 213.04 | 290.729 | 397.025 | 518.299 | 658.048 | 807.845 | 955.204 | 1089.352 | 1193.395 | 1294.052 | 1399.175 | 1502.861 | 1602.639 | 1695.639 | 1777.88 | 1843.193 | 1887.502 | 1903.869 | 1903.909 | 1883.853 | 1852.458 | 1822.242 | 1802.162
Hydrogen Evolution | Lct_BB005 | Number | UKPN London | West Ham |  | 3537.338 | 3795.475 | 4179.129 | 5842.689 | 8078.1 | 11227.297 | 15340.397 | 20974.86 | 27437.726 | 34907.447 | 42942.441 | 50881.352 | 58148.686 | 63781.361 | 69247.173 | 74966.151 | 80622.782 | 86084.069 | 91238.26 | 95830.901 | 99525.97 | 102098.32 | 103166.028 | 103208.501 | 102161.273 | 100498.098 | 98897.598 | 97846.225
Hydrogen Evolution | Lct_BB005 | Number | UKPN London | Willesden 132kV |  | 1809.944 | 2140.301 | 2617.043 | 3654.28 | 5046.183 | 7004.782 | 9559.222 | 13054.262 | 17041.755 | 21636.736 | 26562.093 | 31407.295 | 35818.094 | 39239.039 | 42548.68 | 46005.12 | 49414.348 | 52695.05 | 55752.913 | 58457.021 | 60604.526 | 62061.424 | 62599.563 | 62600.869 | 61941.435 | 60909.169 | 59915.641 | 59255.402
Hydrogen Evolution | Lct_BB005 | Number | UKPN London | Willesden 66kV |  | 488.298 | 577.423 | 706.042 | 985.874 | 1361.39 | 1889.793 | 2578.945 | 3521.858 | 4597.628 | 5837.29 | 7166.083 | 8473.251 | 9663.223 | 10586.146 | 11479.041 | 12411.541 | 13331.303 | 14216.391 | 15041.359 | 15770.89 | 16350.257 | 16743.308 | 16888.49 | 16888.843 | 16710.937 | 16432.445 | 16164.405 | 15986.282
Hydrogen Evolution | Lct_BB005 | Number | UKPN London | Wimbledon North |  | 1046.794 | 1261.476 | 1570.607 | 2194.545 | 3032.434 | 4212.193 | 5752.031 | 7860.24 | 10273.407 | 13059.071 | 16051.177 | 19002.156 | 21697.331 | 23790.509 | 25819.922 | 27942.189 | 30039.639 | 32062.754 | 33961.153 | 35648.2 | 36999.367 | 37931.632 | 38303.981 | 38324.606 | 37940.547 | 37327.616 | 36737.813 | 36351.876
Hydrogen Evolution | Lct_BB005 | Number | UKPN London | Wimbledon South |  | 4045.274 | 4874.899 | 6069.517 | 8480.686 | 11718.659 | 16277.768 | 22228.38 | 30375.426 | 39700.966 | 50465.997 | 62028.809 | 73432.689 | 83848.032 | 91936.992 | 99779.538 | 107980.91 | 116086.38 | 123904.589 | 131240.835 | 137760.329 | 142981.831 | 146584.513 | 148023.434 | 148103.138 | 146618.966 | 144250.328 | 141971.073 | 140479.642
Hydrogen Evolution | Lct_BB005 | Number | UKPN South East | Beddington (_J) |  | 3617.616 | 4303.434 | 5292.411 | 7451.489 | 10374.616 | 14519.146 | 19974.532 | 27496.963 | 36141.063 | 46199.439 | 57104.436 | 67983.732 | 78063.541 | 85974.589 | 93722.807 | 101876.57 | 110009.884 | 117939.837 | 125511.124 | 132365.559 | 138027.868 | 142169.57 | 144237.85 | 144670.281 | 143571.952 | 141598.532 | 139701.927 | 138571.726
Hydrogen Evolution | Lct_BB005 | Number | UKPN South East | Bolney |  | 6713.298 | 7860.535 | 9518.368 | 13217.416 | 18150.493 | 25054.624 | 33999.364 | 46168.163 | 60278.827 | 76542.549 | 93979.832 | 111138.516 | 126764.815 | 138894.223 | 150633.612 | 162896.724 | 174996.773 | 186645.703 | 197530.325 | 207167.477 | 214837.101 | 220062.448 | 222032.292 | 221785.279 | 219199.591 | 215300.909 | 211546.921 | 208975.969
Hydrogen Evolution | Lct_BB005 | Number | UKPN South East | Canterbury |  | 1131.373 | 1321.642 | 1596.687 | 2228.883 | 3076.983 | 4270.052 | 5825.558 | 7953.235 | 10415.022 | 13264.746 | 16335.701 | 19376.767 | 22168.467 | 24351.873 | 26477.975 | 28707.365 | 30919.508 | 33063.252 | 35086.914 | 36899.43 | 38370.453 | 39411.78 | 39874.168 | 39906.469 | 39517.287 | 38889.445 | 38285.368 | 37893.473
Hydrogen Evolution | Lct_BB005 | Number | UKPN South East | Chessington |  | 2080.348 | 2474.734 | 3043.456 | 4285.056 | 5966.031 | 8349.386 | 11486.562 | 15812.414 | 20783.293 | 26567.466 | 32838.498 | 39094.75 | 44891.249 | 49440.579 | 53896.272 | 58585.178 | 63262.325 | 67822.527 | 72176.474 | 76118.188 | 79374.357 | 81756.086 | 82945.472 | 83194.146 | 82562.541 | 81427.705 | 80337.042 | 79687.109
Hydrogen Evolution | Lct_BB005 | Number | UKPN South East | Kemsley |  | 852.744 | 1060.509 | 1358.839 | 1890.624 | 2601.402 | 3598.116 | 4892.535 | 6657.168 | 8699.459 | 11056.397 | 13587.242 | 16082.366 | 18360.122 | 20155.401 | 21900.936 | 23729.564 | 25541.547 | 27294.684 | 28920.562 | 30367.528 | 31529.285 | 32334.772 | 32663.38 | 32663.825 | 32319.513 | 31780.672 | 31262.051 | 30917.335
Hydrogen Evolution | Lct_BB005 | Number | UKPN South East | Kingsnorth |  | 1723.685 | 2025.009 | 2460.235 | 3458.113 | 4806.758 | 6716.083 | 9224.797 | 12678.866 | 16656.567 | 21281.94 | 26292.709 | 31286.896 | 35908.621 | 39543.203 | 43102.108 | 46846.725 | 50581.132 | 54221.246 | 57683.064 | 60813.364 | 63394.201 | 65275.305 | 66203.627 | 66375.493 | 65845.272 | 64914.388 | 64019.532 | 63476.544
Hydrogen Evolution | Lct_BB005 | Number | UKPN South East | Littlebrook (_J) |  | 848.654 | 1009.539 | 1241.543 | 1748.039 | 2433.774 | 3406.036 | 4685.811 | 6450.493 | 8478.306 | 10837.894 | 13396.089 | 15948.255 | 18312.871 | 20168.718 | 21986.367 | 23899.152 | 25807.141 | 27667.423 | 29443.566 | 31051.543 | 32379.86 | 33351.459 | 33836.655 | 33938.099 | 33680.443 | 33217.499 | 32772.576 | 32507.443
Hydrogen Evolution | Lct_BB005 | Number | UKPN South East | Ninfield |  | 3447.951 | 4037.171 | 4888.635 | 6788.466 | 9322.094 | 12868.057 | 17462.076 | 23711.972 | 30959.21 | 39312.259 | 48268.049 | 57080.75 | 65106.418 | 71336.083 | 77365.434 | 83663.769 | 89878.355 | 95861.247 | 101451.589 | 106401.231 | 110340.351 | 113024.09 | 114035.801 | 113908.936 | 112580.926 | 110578.562 | 108650.514 | 107330.073
Hydrogen Evolution | Lct_BB005 | Number | UKPN South East | Northfleet East |  | 1593.494 | 1872.059 | 2274.412 | 3196.92 | 4443.7 | 6208.813 | 8528.042 | 11721.224 | 15398.487 | 19674.503 | 24306.806 | 28923.779 | 33196.423 | 36556.483 | 39846.581 | 43308.365 | 46760.71 | 50125.885 | 53326.23 | 56220.096 | 58606.001 | 60345.024 | 61203.229 | 61362.114 | 60871.942 | 60011.368 | 59184.101 | 58682.124
Hydrogen Evolution | Lct_BB005 | Number | UKPN South East | Richborough |  | 1311.792 | 1532.404 | 1851.311 | 2584.323 | 3567.669 | 4950.997 | 6754.56 | 9221.537 | 12075.906 | 15380.075 | 18940.755 | 22466.78 | 25703.672 | 28235.266 | 30700.417 | 33285.328 | 35850.242 | 38335.848 | 40682.223 | 42783.781 | 44489.389 | 45696.777 | 46232.901 | 46270.353 | 45819.108 | 45091.145 | 44390.735 | 43936.345
Hydrogen Evolution | Lct_BB005 | Number | UKPN South East | Sellindge |  | 1452.928 | 1706.693 | 2073.233 | 2878.279 | 3951.614 | 5453.467 | 7398.66 | 10044.337 | 13110.979 | 16644.241 | 20430.811 | 24154.858 | 27543.977 | 30195.386 | 32764.833 | 35451.062 | 38104.737 | 40663.068 | 43030.022 | 45124.747 | 46790.497 | 47923.58 | 48347.514 | 48304.059 | 47751.158 | 46911.966 | 46103.982 | 45553.567
Hydrogen Evolution | Lct_BB005 | Number | UKPN South East | West Weybridge |  | 1929.752 | 2295.589 | 2823.142 | 3974.863 | 5534.153 | 7744.978 | 10655.056 | 14667.762 | 19278.802 | 24644.262 | 30461.337 | 36264.702 | 41641.596 | 45861.602 | 49994.75 | 54344.229 | 58682.799 | 62912.891 | 66951.658 | 70608.033 | 73628.491 | 75837.808 | 76941.094 | 77171.767 | 76585.883 | 75533.197 | 74521.488 | 73918.602
Hydrogen Evolution | Lct_BB006 | Number | Electricity North West | Bredbury |  | 108.855 | 201.364 | 333.719 | 459.418 | 618.507 | 766.231 | 935.587 | 1114.6 | 1347.729 | 1618.401 | 2076.314 | 2862.451 | 4180.351 | 6120.77 | 8265.514 | 10608.257 | 13004.876 | 15429.521 | 17679.142 | 19895.581 | 22134.139 | 24252.396 | 26342.945 | 28524.73 | 30663.368 | 32586.913 | 34124.661 | 34953.499
Hydrogen Evolution | Lct_BB006 | Number | Electricity North West | Harker |  | 152.292 | 281.745 | 466.979 | 642.229 | 863.769 | 1069.031 | 1304.065 | 1552.116 | 1903.065 | 2318.58 | 3019.731 | 4228.866 | 6277.669 | 8804.257 | 11380.972 | 13972.477 | 16372.906 | 18552.538 | 21142.476 | 23663.597 | 26181.935 | 28529.494 | 30816.919 | 33106.445 | 35309.882 | 37232.662 | 38687.658 | 39322.08
Hydrogen Evolution | Lct_BB006 | Number | Electricity North West | Heysham (NGET) |  | 99.492 | 181.42 | 296.475 | 403.722 | 537.665 | 658.937 | 795.994 | 938.23 | 1149.327 | 1398.965 | 1820.277 | 2546.633 | 3776.614 | 5439.945 | 7228.431 | 9130.375 | 11018.022 | 12870.122 | 14754.69 | 16613.62 | 18493.07 | 20274.015 | 22033.739 | 23811.676 | 25547.161 | 27097.551 | 28322.312 | 28955.687
Hydrogen Evolution | Lct_BB006 | Number | Electricity North West | Hutton |  | 87.763 | 162.311 | 268.937 | 370.001 | 497.817 | 616.337 | 752.109 | 895.483 | 1077.544 | 1287.319 | 1642.568 | 2251.376 | 3267.661 | 4447.968 | 5565.009 | 6591.395 | 7423.645 | 8049.459 | 9086.512 | 10071.92 | 11033.986 | 11902.271 | 12724.261 | 13564.909 | 14355.824 | 15019.289 | 15483.048 | 15611.473
Hydrogen Evolution | Lct_BB006 | Number | Electricity North West | Kearsley 132kV |  | 191.688 | 334.51 | 522.301 | 706.96 | 935.777 | 1139.782 | 1368.273 | 1602.599 | 2021.641 | 2533.821 | 3394.568 | 4889.523 | 7465.111 | 11503.699 | 16287.208 | 21842.593 | 27896.85 | 34390.341 | 39783.251 | 45197.451 | 50757.709 | 56135.885 | 61540.627 | 67002.246 | 72412.483 | 77360.527 | 81430.143 | 83831.527
Hydrogen Evolution | Lct_BB006 | Number | Electricity North West | Kearsley 33kV |  | 28.568 | 49.854 | 77.841 | 105.362 | 139.464 | 169.867 | 203.921 | 238.843 | 301.295 | 377.628 | 505.91 | 728.71 | 1112.563 | 1714.454 | 2427.365 | 3255.312 | 4157.608 | 5125.366 | 5929.098 | 6736.004 | 7564.677 | 8366.214 | 9171.709 | 9985.682 | 10791.997 | 11529.429 | 12135.944 | 12493.835
Hydrogen Evolution | Lct_BB006 | Number | Electricity North West | Kirkby (_G) |  | 52.491 | 94.338 | 151.935 | 206.897 | 275.539 | 337.689 | 407.928 | 480.822 | 600.302 | 744.811 | 987.991 | 1409.366 | 2131.427 | 3227.143 | 4497.524 | 5946.439 | 7497.505 | 9135.042 | 10553.762 | 11974.671 | 13430.855 | 14835.541 | 16244.068 | 17664.924 | 19069.401 | 20349.584 | 21396.598 | 22003.961
Hydrogen Evolution | Lct_BB006 | Number | Electricity North West | Macclesfield |  | 41.634 | 75.138 | 121.525 | 164.923 | 218.885 | 267.327 | 321.801 | 377.966 | 477.453 | 599.213 | 803.804 | 1159.244 | 1772.025 | 2662.27 | 3684 | 4839.052 | 6064.487 | 7347.755 | 8455.434 | 9556.457 | 10677.306 | 11749.13 | 12816.241 | 13896.984 | 14959.345 | 15919.191 | 16692.547 | 17120.367
Hydrogen Evolution | Lct_BB006 | Number | Electricity North West | Ormonde |  | 10.196 | 18.593 | 30.384 | 41.375 | 55.102 | 67.531 | 81.577 | 96.154 | 117.789 | 143.373 | 186.551 | 260.991 | 387.045 | 557.511 | 740.804 | 935.724 | 1129.179 | 1318.991 | 1512.131 | 1702.643 | 1895.258 | 2077.778 | 2258.123 | 2440.334 | 2618.195 | 2777.086 | 2902.605 | 2967.517
Hydrogen Evolution | Lct_BB006 | Number | Electricity North West | Padiham |  | 129.262 | 228.138 | 360.556 | 484.588 | 636.794 | 769.868 | 917.172 | 1065.859 | 1372.222 | 1753.45 | 2392.686 | 3507.269 | 5444.848 | 8488.132 | 12139.456 | 16424.992 | 21142.955 | 26247.554 | 30445.347 | 34679.955 | 39046.929 | 43293.514 | 47579.446 | 51854.258 | 56096.422 | 59987.015 | 63201.734 | 65124.942
Hydrogen Evolution | Lct_BB006 | Number | Electricity North West | Penwortham East |  | 119.75 | 214.407 | 343.975 | 468.13 | 623.074 | 763.158 | 921.342 | 1085.324 | 1337.959 | 1639.12 | 2146.859 | 3023.806 | 4515.159 | 6784.072 | 9388.381 | 12332.799 | 15456.941 | 18728.819 | 21616.419 | 24503.203 | 27456.924 | 30300.272 | 33146.579 | 36032.743 | 38883.707 | 41479.592 | 43598.865 | 44821.452
Hydrogen Evolution | Lct_BB006 | Number | Electricity North West | Penwortham West |  | 103.901 | 186.031 | 298.45 | 406.173 | 540.611 | 662.154 | 799.402 | 941.682 | 1160.881 | 1422.183 | 1862.723 | 2623.606 | 3917.579 | 5886.202 | 8145.832 | 10700.557 | 13411.22 | 16250.066 | 18755.493 | 21260.212 | 23823.008 | 26290.04 | 28759.64 | 31263.821 | 33737.46 | 35989.781 | 37828.568 | 38889.347
Hydrogen Evolution | Lct_BB006 | Number | Electricity North West | Robin Rigg |  | 1.602 | 2.963 | 4.912 | 6.755 | 9.085 | 11.244 | 13.716 | 16.325 | 20.017 | 24.387 | 31.762 | 44.479 | 66.029 | 92.604 | 119.706 | 146.963 | 172.211 | 195.136 | 222.378 | 248.895 | 275.383 | 300.075 | 324.134 | 348.215 | 371.391 | 391.615 | 406.919 | 413.591
Hydrogen Evolution | Lct_BB006 | Number | Electricity North West | Rochdale |  | 63.868 | 111.455 | 174.025 | 235.551 | 311.791 | 379.763 | 455.894 | 533.969 | 673.589 | 844.242 | 1131.034 | 1629.136 | 2487.294 | 3832.908 | 5426.722 | 7277.717 | 9294.93 | 11458.491 | 13255.35 | 15059.303 | 16911.921 | 18703.872 | 20504.673 | 22324.426 | 24127.059 | 25775.693 | 27131.645 | 27931.761
Hydrogen Evolution | Lct_BB006 | Number | Electricity North West | South Manchester |  | 324.367 | 600.027 | 994.422 | 1368.982 | 1843.037 | 2283.227 | 2787.877 | 3321.304 | 4015.987 | 4822.539 | 6187.036 | 8529.58 | 12456.682 | 18238.776 | 24629.721 | 31610.665 | 38752.152 | 45977.152 | 52680.61 | 59285.194 | 65955.687 | 72267.705 | 78497.158 | 84998.48 | 91371.228 | 97103.042 | 101685.25 | 104155.034
Hydrogen Evolution | Lct_BB006 | Number | Electricity North West | Stalybridge |  | 67.779 | 121.365 | 194.721 | 261.533 | 343.444 | 414.922 | 493.951 | 573.594 | 748.896 | 969.359 | 1338.543 | 1983.727 | 3111.135 | 4922.274 | 7128.715 | 9750.229 | 12669.549 | 15858.813 | 18354.383 | 20861.952 | 23439.09 | 25934.234 | 28443.651 | 30981.644 | 33497.741 | 35801.726 | 37700.564 | 38827.903
Hydrogen Evolution | Lct_BB006 | Number | Electricity North West | Stanah |  | 52.441 | 93.894 | 150.634 | 205.004 | 272.858 | 334.203 | 403.476 | 475.287 | 585.921 | 717.806 | 940.156 | 1324.19 | 1977.286 | 2970.893 | 4111.377 | 5400.801 | 6768.931 | 8201.758 | 9466.301 | 10730.486 | 12023.985 | 13269.149 | 14515.609 | 15779.523 | 17028.022 | 18164.816 | 19092.892 | 19628.29
Hydrogen Evolution | Lct_BB006 | Number | Electricity North West | Walney 2 |  | 10.205 | 18.272 | 29.314 | 39.895 | 53.1 | 65.038 | 78.519 | 92.494 | 114.024 | 139.69 | 182.961 | 257.697 | 384.794 | 578.157 | 800.103 | 1051.035 | 1317.283 | 1596.121 | 1842.21 | 2088.23 | 2339.954 | 2582.271 | 2824.841 | 3070.808 | 3313.775 | 3535.003 | 3715.614 | 3819.806
Hydrogen Evolution | Lct_BB006 | Number | Electricity North West | Washway Farm |  | 24.237 | 43.56 | 70.154 | 95.533 | 127.228 | 155.925 | 188.357 | 222.015 | 277.184 | 343.909 | 456.196 | 650.762 | 984.166 | 1490.103 | 2076.689 | 2745.712 | 3461.902 | 4218.019 | 4873.1 | 5529.191 | 6201.57 | 6850.171 | 7500.545 | 8156.612 | 8805.116 | 9396.228 | 9879.677 | 10160.121
Hydrogen Evolution | Lct_BB006 | Number | Electricity North West | Whitegate |  | 91.936 | 160.436 | 250.503 | 339.068 | 448.811 | 546.655 | 656.242 | 768.628 | 969.607 | 1215.255 | 1628.081 | 2345.082 | 3580.369 | 5517.331 | 7811.567 | 10476.005 | 13379.709 | 16494.076 | 19080.589 | 21677.313 | 24344.089 | 26923.535 | 29515.723 | 32135.19 | 34730.014 | 37103.163 | 39055.006 | 40206.742
Hydrogen Evolution | Lct_BB006 | Number | IDNO - Refer to Comment Field | Tynemouth 2 |  | 20.388 | 36.592 | 58.851 | 79.16 | 104.112 | 125.978 | 150.218 | 174.733 | 225.829 | 289.607 | 396.507 | 583.022 | 907.747 | 1394.853 | 1969.902 | 2635.908 | 3359.78 | 4134.362 | 4791.165 | 5452.658 | 6133.874 | 6795.125 | 7461.546 | 8111.72 | 8754.034 | 9338.981 | 9816.669 | 10092.49 | Note: TYNE2 is operated by an IDNO allocated to GSP Group/licence area F
Hydrogen Evolution | Lct_BB006 | Number | NGED East Midlands | Berkswell |  | 147.729 | 267.638 | 434.549 | 594.481 | 795.378 | 979.297 | 1188.476 | 1407.352 | 1766.712 | 2203.833 | 2938.89 | 4214.186 | 6405.933 | 9344.13 | 12572.048 | 16077.641 | 19641.02 | 23223.399 | 26642.401 | 30019.767 | 33438.863 | 36684.395 | 39895.926 | 42950.507 | 45905.905 | 48507.963 | 50510.095 | 51446.894
Hydrogen Evolution | Lct_BB006 | Number | NGED East Midlands | Bicker Fen |  | 117.163 | 220.971 | 372.982 | 518.783 | 705.468 | 882.543 | 1087.92 | 1308.175 | 1596.144 | 1934.879 | 2506.955 | 3492.036 | 5155.332 | 6980.171 | 8680.469 | 10210.528 | 11408.105 | 12254.668 | 13774.987 | 15201.966 | 16578.465 | 17798.896 | 18935.204 | 20067.741 | 21110.218 | 21949.95 | 22485.074 | 22525.119
Hydrogen Evolution | Lct_BB006 | Number | NGED East Midlands | Chesterfield |  | 137.481 | 246.334 | 395.495 | 534.803 | 707.199 | 860.504 | 1031.947 | 1207.41 | 1575.953 | 2039.343 | 2815.349 | 4171.433 | 6540.837 | 10152.83 | 14466.18 | 19509.402 | 25041.29 | 31007.865 | 35827.961 | 40656.593 | 45606.089 | 50381.781 | 55171.542 | 59991.805 | 64755.69 | 69096.806 | 72645.639 | 74701.421
Hydrogen Evolution | Lct_BB006 | Number | NGED East Midlands | Coventry |  | 176.559 | 319.869 | 519.354 | 710.498 | 950.601 | 1170.413 | 1420.416 | 1682.006 | 2111.498 | 2633.927 | 3512.434 | 5036.613 | 7656.094 | 11167.701 | 15025.569 | 19215.303 | 23474.099 | 27755.604 | 31841.848 | 35878.33 | 39964.686 | 43843.606 | 47681.888 | 51332.592 | 54864.755 | 57974.623 | 60367.485 | 61487.106
Hydrogen Evolution | Lct_BB006 | Number | NGED East Midlands | Drakelow |  | 61.964 | 111.974 | 181.341 | 248.397 | 332.758 | 410.216 | 498.461 | 590.992 | 746.278 | 936.262 | 1255.503 | 1810.083 | 2766.015 | 4020.996 | 5391.994 | 6872.896 | 8369.127 | 9864.264 | 11301.891 | 12718.158 | 14148.418 | 15501.637 | 16837.006 | 18123.398 | 19367.564 | 20462.314 | 21303.71 | 21695.602
Hydrogen Evolution | Lct_BB006 | Number | NGED East Midlands | East Claydon (_B) |  | 108.281 | 198.239 | 325.245 | 443.823 | 592.305 | 727.425 | 880.577 | 1040.12 | 1313.417 | 1647.784 | 2209.639 | 3185.682 | 4868.094 | 7090.541 | 9526.269 | 12165.432 | 14841.21 | 17524.375 | 20112.089 | 22670.329 | 25262.035 | 27724.527 | 30163.164 | 32400.207 | 34552.457 | 36429.572 | 37848.58 | 38464.553
Hydrogen Evolution | Lct_BB006 | Number | NGED East Midlands | Enderby |  | 176.761 | 314.147 | 500.135 | 682.132 | 909.884 | 1116.887 | 1351.354 | 1595.386 | 2033.306 | 2573.644 | 3480.633 | 5059.166 | 7791.745 | 11668.981 | 16099.692 | 21089.464 | 26362.564 | 31864.69 | 36669.561 | 41445.888 | 46308.508 | 50958.808 | 55588.959 | 60238.444 | 64803.039 | 68918.771 | 72223.241 | 74030.253
Hydrogen Evolution | Lct_BB006 | Number | NGED East Midlands | Grendon |  | 235.264 | 424.729 | 687.17 | 932.289 | 1236.961 | 1510.251 | 1817.441 | 2133.977 | 2733.263 | 3475.859 | 4721.687 | 6891.948 | 10656.843 | 15796.644 | 21585.329 | 28019.654 | 34726.947 | 41636.769 | 47920.168 | 54167.523 | 60528.913 | 66614.004 | 72673.932 | 78299.668 | 83753.074 | 88569.64 | 92297.244 | 94082.203
Hydrogen Evolution | Lct_BB006 | Number | NGED East Midlands | Ratcliffe |  | 153.524 | 277.941 | 450.961 | 613.993 | 817.564 | 1001.804 | 1209.976 | 1425.951 | 1818.629 | 2303.437 | 3117.155 | 4533.546 | 6986.19 | 10503.584 | 14544.409 | 19116.408 | 23971.237 | 29059.244 | 33459.871 | 37839.19 | 42302.005 | 46575.46 | 50834.921 | 55111.756 | 59314.347 | 63109.221 | 66163.778 | 67848.113
Hydrogen Evolution | Lct_BB006 | Number | NGED East Midlands | Staythorpe |  | 79.87 | 152.072 | 258.938 | 359.624 | 488.334 | 610.061 | 751.022 | 901.901 | 1122.258 | 1387.806 | 1834.88 | 2608.929 | 3932.821 | 5490.736 | 7063.527 | 8627.393 | 10054.044 | 11325.447 | 12858.393 | 14337.238 | 15802.101 | 17151.787 | 18453.552 | 19740.607 | 20964.736 | 22011.53 | 22772.951 | 23045.792
Hydrogen Evolution | Lct_BB006 | Number | NGED East Midlands | Stoke Bardolph |  | 81.284 | 147.158 | 238.764 | 325.083 | 432.865 | 530.412 | 640.63 | 754.98 | 962.885 | 1219.571 | 1650.399 | 2400.317 | 3698.887 | 5561.195 | 7700.637 | 10121.313 | 12691.736 | 15385.616 | 17715.559 | 20034.219 | 22397.087 | 24659.697 | 26914.898 | 29179.298 | 31404.388 | 33413.611 | 35030.867 | 35922.649
Hydrogen Evolution | Lct_BB006 | Number | NGED East Midlands | Walpole (_B) |  | 115.251 | 212.213 | 350.13 | 486.451 | 660.782 | 825.774 | 1016.909 | 1221.589 | 1505.777 | 1844.506 | 2415.593 | 3401.922 | 5079.172 | 6958.728 | 8769.709 | 10472.541 | 11905.15 | 13047.36 | 14733.377 | 16336.953 | 17903.988 | 19320.161 | 20662.475 | 21967.634 | 23183.911 | 24186.605 | 24861.247 | 24993.346
Hydrogen Evolution | Lct_BB006 | Number | NGED East Midlands | West Burton |  | 84.436 | 149.038 | 235.57 | 321.828 | 429.997 | 528.705 | 640.765 | 757.742 | 965.596 | 1222.03 | 1652.475 | 2401.605 | 3698.333 | 5456.69 | 7423.435 | 9595.75 | 11844.995 | 14147.321 | 16248.105 | 18328.048 | 20438.004 | 22446.315 | 24438.104 | 26426.186 | 28369.368 | 30109.042 | 31488.563 | 32211.628
Hydrogen Evolution | Lct_BB006 | Number | NGED East Midlands | Willington |  | 170.939 | 309.686 | 502.82 | 687.879 | 920.339 | 1133.152 | 1375.196 | 1628.459 | 2044.278 | 2550.074 | 3400.614 | 4876.27 | 7412.359 | 10812.172 | 14547.224 | 18603.575 | 22726.79 | 26871.992 | 30828.148 | 34736.127 | 38692.392 | 42447.824 | 46163.913 | 49698.395 | 53118.111 | 56128.975 | 58445.658 | 59529.636
Hydrogen Evolution | Lct_BB006 | Number | NGED South Wales | Aberthaw |  | 87.541 | 157.941 | 255.372 | 340.673 | 444.217 | 532.728 | 629.341 | 724.974 | 921.28 | 1162.87 | 1568.525 | 2274.13 | 3494.007 | 5377.449 | 7605.044 | 10188.953 | 13001.583 | 16015.181 | 18492.86 | 20971.971 | 23510.482 | 25956.536 | 28407.095 | 30771.376 | 33090.691 | 35179.334 | 36852.673 | 37761.17
Hydrogen Evolution | Lct_BB006 | Number | NGED South Wales | Alpha Steel (Uskmouth) |  | 0.269 | 0.486 | 0.786 | 1.049 | 1.367 | 1.64 | 1.937 | 2.232 | 2.836 | 3.58 | 4.828 | 7 | 10.755 | 16.553 | 23.41 | 31.363 | 40.021 | 49.297 | 56.924 | 64.555 | 72.369 | 79.898 | 87.442 | 94.719 | 101.858 | 108.288 | 113.438 | 116.235
Hydrogen Evolution | Lct_BB006 | Number | NGED South Wales | Cardiff East |  | 58.793 | 106.074 | 171.51 | 228.798 | 298.339 | 357.784 | 422.669 | 486.897 | 618.738 | 780.991 | 1053.431 | 1527.321 | 2346.597 | 3611.529 | 5107.596 | 6842.966 | 8731.946 | 10755.898 | 12419.924 | 14084.91 | 15789.79 | 17432.576 | 19078.387 | 20666.253 | 22223.92 | 23626.666 | 24750.491 | 25360.644
Hydrogen Evolution | Lct_BB006 | Number | NGED South Wales | Grange |  | 10.152 | 18.314 | 29.607 | 38.968 | 50.09 | 59.161 | 68.762 | 77.843 | 104.031 | 137.467 | 193.355 | 291.34 | 463.804 | 747.217 | 1098.448 | 1521.338 | 1998.042 | 2524.088 | 2928.371 | 3336.345 | 3757.202 | 4166.618 | 4579.959 | 4975.12 | 5364.925 | 5719.084 | 6007.161 | 6171.461
Hydrogen Evolution | Lct_BB006 | Number | NGED South Wales | Imperial Park |  | 1.849 | 3.421 | 5.67 | 7.651 | 10.095 | 12.256 | 14.665 | 17.118 | 21.364 | 26.496 | 35.134 | 50.1 | 75.74 | 106.654 | 138.458 | 170.754 | 201.047 | 228.968 | 260.597 | 291.294 | 321.87 | 350.263 | 377.836 | 403.624 | 428.047 | 448.777 | 463.628 | 468.495
Hydrogen Evolution | Lct_BB006 | Number | NGED South Wales | Pembroke |  | 99.228 | 183.581 | 304.289 | 410.591 | 541.76 | 657.729 | 786.97 | 918.627 | 1146.458 | 1421.901 | 1885.443 | 2688.581 | 4064.529 | 5723.483 | 7430.196 | 9163.33 | 10788.965 | 12287.316 | 13984.689 | 15631.975 | 17272.835 | 18796.513 | 20276.182 | 21660.065 | 22970.702 | 24083.142 | 24880.125 | 25141.279
Hydrogen Evolution | Lct_BB006 | Number | NGED South Wales | Pyle |  | 22.114 | 39.893 | 64.494 | 84.885 | 109.112 | 128.873 | 149.786 | 169.567 | 226.612 | 299.448 | 421.19 | 634.633 | 1010.317 | 1627.681 | 2392.775 | 3313.968 | 4352.382 | 5498.283 | 6378.941 | 7267.64 | 8184.403 | 9076.246 | 9976.636 | 10837.424 | 11686.546 | 12458.02 | 13085.545 | 13443.444
Hydrogen Evolution | Lct_BB006 | Number | NGED South Wales | Rassau |  | 106.25 | 196.573 | 325.822 | 439.647 | 580.098 | 704.273 | 842.66 | 983.634 | 1227.588 | 1522.523 | 2018.867 | 2878.839 | 4352.157 | 6128.507 | 7955.997 | 9811.777 | 11552.45 | 13156.833 | 14974.321 | 16738.177 | 18495.153 | 20126.655 | 21711.033 | 23192.848 | 24596.232 | 25787.395 | 26640.776 | 26920.411
Hydrogen Evolution | Lct_BB006 | Number | NGED South Wales | Swansea North |  | 341.515 | 631.837 | 1047.281 | 1413.143 | 1864.592 | 2263.725 | 2708.537 | 3161.665 | 3945.8 | 4893.8 | 6489.184 | 9253.368 | 13989.011 | 19698.683 | 25572.73 | 31537.709 | 37132.705 | 42289.624 | 48131.525 | 53801.036 | 59448.433 | 64692.522 | 69785.143 | 74548.095 | 79058.953 | 82887.673 | 85630.672 | 86529.494
Hydrogen Evolution | Lct_BB006 | Number | NGED South Wales | Upper Boat 132kV |  | 92.497 | 166.884 | 269.831 | 359.96 | 469.368 | 562.89 | 664.972 | 766.019 | 973.44 | 1228.708 | 1657.33 | 2402.885 | 3691.826 | 5681.904 | 8035.618 | 10765.82 | 13737.692 | 16921.911 | 19539.869 | 22159.339 | 24841.572 | 27426.114 | 30015.416 | 32513.555 | 34964.182 | 37171.078 | 38939.157 | 39899.09
Hydrogen Evolution | Lct_BB006 | Number | NGED South Wales | Upper Boat 33kV |  | 18.425 | 33.243 | 53.75 | 71.704 | 93.498 | 112.127 | 132.462 | 152.591 | 193.909 | 244.758 | 330.139 | 478.654 | 735.41 | 1131.833 | 1600.691 | 2144.546 | 2736.542 | 3370.837 | 3892.333 | 4414.13 | 4948.43 | 5463.27 | 5979.058 | 6476.686 | 6964.85 | 7404.462 | 7756.663 | 7947.881
Hydrogen Evolution | Lct_BB006 | Number | NGED South Wales | Uskmouth |  | 94.615 | 170.704 | 276.007 | 368.2 | 480.112 | 575.775 | 680.194 | 783.554 | 995.723 | 1256.834 | 1695.267 | 2457.888 | 3776.335 | 5811.966 | 8219.559 | 11012.257 | 14052.157 | 17309.265 | 19987.15 | 22666.582 | 25410.214 | 28053.918 | 30702.49 | 33257.813 | 35764.537 | 38021.951 | 39830.502 | 40812.408
Hydrogen Evolution | Lct_BB006 | Number | NGED South West | Abham |  | 263.137 | 480.732 | 787.08 | 1090.28 | 1476.75 | 1840.337 | 2260.174 | 2707.966 | 3262.274 | 3902.146 | 4985.485 | 6842.858 | 9946.597 | 13470.276 | 16755.568 | 19714.497 | 22033.955 | 23678.12 | 26636.793 | 29420.437 | 32111.948 | 34506.715 | 36743.875 | 38850.812 | 40770.689 | 42287.11 | 43206.752 | 43168.708
Hydrogen Evolution | Lct_BB006 | Number | NGED South West | Alverdiscott |  | 179.827 | 328.529 | 537.886 | 745.091 | 1009.202 | 1257.675 | 1544.59 | 1850.608 | 2229.419 | 2666.703 | 3407.051 | 4676.369 | 6797.446 | 9205.507 | 11450.656 | 13472.771 | 15057.874 | 16181.487 | 18203.427 | 20105.753 | 21945.115 | 23581.685 | 25110.547 | 26550.415 | 27862.448 | 28898.761 | 29527.239 | 29501.24
Hydrogen Evolution | Lct_BB006 | Number | NGED South West | Axminster |  | 52.551 | 95.903 | 156.851 | 215.7 | 290.088 | 359.001 | 437.903 | 521.166 | 641.499 | 784.677 | 1026.124 | 1442.964 | 2151.143 | 3017.371 | 3901.075 | 4790.177 | 5614.12 | 6362.711 | 7240.959 | 8093.094 | 8941.723 | 9729.513 | 10494.35 | 11202.305 | 11871.225 | 12436.647 | 12838.278 | 12962.855
Hydrogen Evolution | Lct_BB006 | Number | NGED South West | Bridgewater |  | 146.916 | 273.895 | 457.316 | 633.176 | 857.211 | 1067.772 | 1310.777 | 1569.788 | 1928.949 | 2355.38 | 3074.691 | 4315.93 | 6422.291 | 8824.051 | 11155.791 | 13369.15 | 15258.511 | 16797.771 | 18995.649 | 21094.233 | 23152.726 | 25023.176 | 26804.884 | 28450.148 | 29973.618 | 31214.723 | 32027.256 | 32137.552
Hydrogen Evolution | Lct_BB006 | Number | NGED South West | Exeter |  | 176.317 | 322.117 | 527.388 | 730.549 | 989.506 | 1233.13 | 1514.445 | 1814.491 | 2185.908 | 2614.658 | 3340.557 | 4585.102 | 6664.782 | 9025.847 | 11227.178 | 13209.828 | 14763.996 | 15865.679 | 17848.158 | 19713.357 | 21516.821 | 23121.45 | 24620.474 | 26032.241 | 27318.667 | 28334.755 | 28950.967 | 28925.476
Hydrogen Evolution | Lct_BB006 | Number | NGED South West | Indian Queens |  | 457.346 | 835.535 | 1367.983 | 1894.96 | 2566.664 | 3198.596 | 3928.294 | 4706.579 | 5669.993 | 6782.121 | 8665.018 | 11893.224 | 17287.675 | 23412.003 | 29122.002 | 34264.765 | 38296.097 | 41153.738 | 46296.057 | 51134.168 | 55812.145 | 59974.368 | 63862.662 | 67524.623 | 70861.463 | 73497.077 | 75095.461 | 75029.339
Hydrogen Evolution | Lct_BB006 | Number | NGED South West | Landulph |  | 142.845 | 260.967 | 427.269 | 591.863 | 801.66 | 999.034 | 1226.945 | 1470.031 | 1770.939 | 2118.296 | 2706.391 | 3714.674 | 5399.551 | 7312.395 | 9095.829 | 10702.096 | 11961.223 | 12853.765 | 14459.893 | 15971.006 | 17432.103 | 18732.113 | 19946.564 | 21090.324 | 22132.537 | 22955.732 | 23454.964 | 23434.311
Hydrogen Evolution | Lct_BB006 | Number | NGED South West | Sandford |  | 34.056 | 61.105 | 98.243 | 134.543 | 180.198 | 222.098 | 269.818 | 319.84 | 402.016 | 502.1 | 670.373 | 962.404 | 1464.618 | 2131.775 | 2862.112 | 3652.568 | 4452.993 | 5254.63 | 6019.974 | 6773.821 | 7535.002 | 8255.036 | 8965.452 | 9640.923 | 10292.62 | 10863.703 | 11299.285 | 11495.827
Hydrogen Evolution | Lct_BB006 | Number | NGED South West | Seabank |  | 85.016 | 152.54 | 245.252 | 335.868 | 449.842 | 554.439 | 673.567 | 798.439 | 1003.581 | 1253.429 | 1673.502 | 2402.518 | 3656.233 | 5321.705 | 7144.899 | 9118.171 | 11116.332 | 13117.516 | 15028.099 | 16909.983 | 18810.174 | 20607.648 | 22381.111 | 24067.338 | 25694.216 | 27119.854 | 28207.227 | 28697.871
Hydrogen Evolution | Lct_BB006 | Number | NGED South West | Taunton |  | 85.386 | 156.102 | 255.755 | 353.967 | 479.029 | 596.474 | 731.957 | 876.284 | 1070.081 | 1298.304 | 1683.683 | 2347.457 | 3468.929 | 4752.681 | 5989.646 | 7152.8 | 8131.448 | 8911.81 | 10070.386 | 11174.403 | 12255.239 | 13234.615 | 14165.166 | 15024.009 | 15817.052 | 16459.706 | 16875.214 | 16919.976
Hydrogen Evolution | Lct_BB006 | Number | NGED West Midlands | Bishops Wood |  | 304.111 | 549.554 | 889.998 | 1219.096 | 1633.129 | 2013.285 | 2446.374 | 2900.507 | 3662.626 | 4595.044 | 6161.834 | 8883.632 | 13575.212 | 19734.481 | 26463.151 | 33731.206 | 41074.499 | 48412.42 | 55468.091 | 62418.933 | 69438.449 | 76079.855 | 82633.658 | 88947.089 | 95053.283 | 100426.16 | 104555.617 | 106478.966
Hydrogen Evolution | Lct_BB006 | Number | NGED West Midlands | Bushbury |  | 67.103 | 121.26 | 196.379 | 268.996 | 360.352 | 444.234 | 539.796 | 640.001 | 808.164 | 1013.904 | 1359.618 | 1960.187 | 2995.392 | 4354.444 | 5839.135 | 7442.843 | 9063.152 | 10682.275 | 12239.12 | 13772.834 | 15321.701 | 16787.138 | 18233.244 | 19626.313 | 20973.654 | 22159.188 | 23070.359 | 23494.748
Hydrogen Evolution | Lct_BB006 | Number | NGED West Midlands | Bustleholme |  | 107.161 | 194.141 | 315.216 | 431.229 | 576.957 | 710.37 | 862.106 | 1020.876 | 1281.551 | 1598.633 | 2131.834 | 3056.918 | 4646.784 | 6778.115 | 9119.607 | 11662.52 | 14247.35 | 16845.963 | 19326.065 | 21775.964 | 24256.133 | 26610.402 | 28940.006 | 31155.761 | 33299.57 | 35187.07 | 36639.392 | 37318.934
Hydrogen Evolution | Lct_BB006 | Number | NGED West Midlands | Cellarhead |  | 175.957 | 317.313 | 512.816 | 699.703 | 933.69 | 1146.563 | 1387.81 | 1639.076 | 2105.079 | 2683.818 | 3654.478 | 5346.213 | 8284.25 | 12238.432 | 16669.652 | 21572.632 | 26658.798 | 31874.362 | 36617.584 | 41316.384 | 46085.385 | 50627.664 | 55135.074 | 59543.004 | 63839.149 | 67667.603 | 70678.664 | 72211.262
Hydrogen Evolution | Lct_BB006 | Number | NGED West Midlands | Feckenham |  | 199.255 | 360.987 | 586.114 | 801.829 | 1072.796 | 1320.864 | 1603.003 | 1898.22 | 2382.921 | 2972.505 | 3963.94 | 5684.044 | 8640.247 | 12603.253 | 16957.032 | 21685.335 | 26491.578 | 31323.449 | 35934.959 | 40490.311 | 45101.947 | 49479.483 | 53811.158 | 57931.141 | 61917.347 | 65426.973 | 68127.425 | 69390.968
Hydrogen Evolution | Lct_BB006 | Number | NGED West Midlands | Hams Hall |  | 87.846 | 159.148 | 258.4 | 353.502 | 472.963 | 582.329 | 706.715 | 836.867 | 1050.557 | 1310.487 | 1747.58 | 2505.922 | 3809.222 | 5556.39 | 7475.839 | 9560.403 | 11679.329 | 13809.554 | 15842.629 | 17850.944 | 19884.074 | 21813.997 | 23723.7 | 25540.075 | 27297.472 | 28844.759 | 30035.306 | 30592.363
Hydrogen Evolution | Lct_BB006 | Number | NGED West Midlands | Iron Acton |  | 335.102 | 612.708 | 1003.971 | 1384.088 | 1865.969 | 2314.8 | 2830.232 | 3376.223 | 4166.13 | 5108.866 | 6698.02 | 9443.468 | 14115.329 | 20315.152 | 26971.5 | 34039.524 | 41042.186 | 47900.472 | 54735.629 | 61430.382 | 68155.814 | 74473.991 | 80671.472 | 86656.334 | 92414.672 | 97437.368 | 101234.976 | 102884.801
Hydrogen Evolution | Lct_BB006 | Number | NGED West Midlands | Ironbridge |  | 58.905 | 106.228 | 171.676 | 234.241 | 312.573 | 383.837 | 464.599 | 548.716 | 704.721 | 898.466 | 1223.415 | 1789.76 | 2773.332 | 4097.08 | 5580.527 | 7221.905 | 8924.609 | 10670.632 | 12258.529 | 13831.554 | 15428.08 | 16948.706 | 18457.659 | 19933.309 | 21371.536 | 22653.194 | 23661.212 | 24174.282
Hydrogen Evolution | Lct_BB006 | Number | NGED West Midlands | Kitwell |  | 98.092 | 177.261 | 287.072 | 393.224 | 526.771 | 649.392 | 789.087 | 935.569 | 1181.393 | 1482.148 | 1987.521 | 2865.447 | 4378.733 | 6365.427 | 8535.783 | 10880.12 | 13248.725 | 15615.597 | 17891.429 | 20133.447 | 22397.617 | 24539.826 | 26653.778 | 28690.198 | 30659.772 | 32392.813 | 33724.783 | 34345.166
Hydrogen Evolution | Lct_BB006 | Number | NGED West Midlands | Nechells |  | 322.647 | 584.534 | 949.074 | 1298.374 | 1737.143 | 2138.83 | 2595.688 | 3073.723 | 3858.582 | 4813.275 | 6418.673 | 9203.978 | 13990.857 | 20408.017 | 27457.942 | 35114.322 | 42896.907 | 50720.991 | 58188.252 | 65564.577 | 73032.043 | 80120.437 | 87134.57 | 93805.918 | 100260.645 | 105943.663 | 110316.412 | 112362.424
Hydrogen Evolution | Lct_BB006 | Number | NGED West Midlands | Ocker Hill |  | 33.944 | 61.34 | 99.339 | 136.072 | 182.286 | 224.718 | 273.058 | 323.747 | 408.813 | 512.887 | 687.768 | 991.569 | 1515.231 | 2202.713 | 2953.75 | 3764.992 | 4584.632 | 5403.673 | 6191.209 | 6967.045 | 7750.545 | 8491.842 | 9223.361 | 9928.051 | 10609.609 | 11209.316 | 11670.235 | 11884.915
Hydrogen Evolution | Lct_BB006 | Number | NGED West Midlands | Oldbury |  | 51.118 | 92.373 | 149.598 | 204.916 | 274.51 | 338.409 | 411.206 | 487.541 | 615.644 | 772.372 | 1035.731 | 1493.233 | 2281.832 | 3317.132 | 4448.141 | 5669.815 | 6904.135 | 8137.553 | 9323.527 | 10491.881 | 11671.778 | 12788.12 | 13889.736 | 14950.949 | 15977.328 | 16880.444 | 17574.557 | 17897.849
Hydrogen Evolution | Lct_BB006 | Number | NGED West Midlands | Penn |  | 49.204 | 87.013 | 137.808 | 185.723 | 244.747 | 296.754 | 354.596 | 413.357 | 544.748 | 711.048 | 989.313 | 1476.271 | 2329.818 | 3572.366 | 5035.555 | 6726.606 | 8560.803 | 10519.953 | 12146.508 | 13773.759 | 15439.782 | 17044.852 | 18652.655 | 20204.004 | 21725.68 | 23095.773 | 24193.1 | 24788.254
Hydrogen Evolution | Lct_BB006 | Number | NGED West Midlands | Rugeley |  | 39.661 | 71.523 | 115.59 | 157.715 | 210.457 | 258.439 | 312.817 | 369.453 | 474.492 | 604.941 | 823.731 | 1205.054 | 1867.297 | 2758.583 | 3757.394 | 4862.542 | 6008.98 | 7184.586 | 8253.723 | 9312.848 | 10387.797 | 11411.641 | 12427.626 | 13421.188 | 14389.554 | 15252.5 | 15931.203 | 16276.655
Hydrogen Evolution | Lct_BB006 | Number | NGED West Midlands | Shrewsbury |  | 63.753 | 114.97 | 185.804 | 253.517 | 338.296 | 415.425 | 502.833 | 593.873 | 762.716 | 972.405 | 1324.096 | 1937.048 | 3001.563 | 4434.249 | 6039.775 | 7816.231 | 9659.059 | 11548.771 | 13267.342 | 14969.819 | 16697.731 | 18343.497 | 19976.629 | 21573.718 | 23130.304 | 24517.436 | 25608.408 | 26163.701
Hydrogen Evolution | Lct_BB006 | Number | NGED West Midlands | Walham |  | 167.195 | 305.002 | 498.638 | 685.062 | 920.441 | 1138.028 | 1386.856 | 1649.042 | 2057.803 | 2551.927 | 3383.497 | 4824.249 | 7292.418 | 10493.175 | 13928.285 | 17574.428 | 21185.212 | 24719.87 | 28256.448 | 31722.875 | 35207.478 | 38483.995 | 41700.364 | 44768.159 | 47715.353 | 50279.424 | 52208.607 | 53028.426
Hydrogen Evolution | Lct_BB006 | Number | NGED West Midlands | Willenhall |  | 90.757 | 164.005 | 265.604 | 363.818 | 487.379 | 600.83 | 730.078 | 865.606 | 1093.047 | 1371.311 | 1838.893 | 2651.166 | 4051.287 | 5889.414 | 7897.468 | 10066.493 | 12257.972 | 14447.847 | 16553.49 | 18627.848 | 20722.701 | 22704.713 | 24660.582 | 26544.716 | 28367.004 | 29970.445 | 31202.81 | 31776.8
Hydrogen Evolution | Lct_BB006 | Number | NPg Northeast | Blyth 132kV |  | 36.428 | 64.116 | 101.032 | 137.478 | 182.952 | 224.049 | 270.446 | 318.53 | 402.794 | 506.026 | 679.463 | 980.842 | 1500.686 | 2184.069 | 2932.054 | 3741.49 | 4560.999 | 5381.61 | 6211.631 | 7041.489 | 7890.654 | 8708.17 | 9526.602 | 10219.89 | 10884.602 | 11460.952 | 11891.785 | 12069.432
Hydrogen Evolution | Lct_BB006 | Number | NPg Northeast | Blyth 66kV |  | 58.477 | 102.922 | 162.182 | 220.687 | 293.685 | 359.657 | 434.136 | 511.323 | 646.588 | 812.302 | 1090.712 | 1574.504 | 2408.987 | 3505.992 | 4706.7 | 6006.052 | 7321.574 | 8638.866 | 9971.262 | 11303.398 | 12666.526 | 13978.848 | 15292.643 | 16405.548 | 17472.58 | 18397.77 | 19089.369 | 19374.538
Hydrogen Evolution | Lct_BB006 | Number | NPg Northeast | Fourstones |  | 9.556 | 17.679 | 29.302 | 40.299 | 54.2 | 67.08 | 81.828 | 97.393 | 119.414 | 145.487 | 189.483 | 265.355 | 393.914 | 552.453 | 714.138 | 876.751 | 1027.374 | 1164.142 | 1326.657 | 1484.853 | 1642.875 | 1790.181 | 1933.713 | 2077.377 | 2215.639 | 2336.291 | 2427.589 | 2467.398
Hydrogen Evolution | Lct_BB006 | Number | NPg Northeast | Hart Moor |  | 48.625 | 87.273 | 140.362 | 188.801 | 248.312 | 300.465 | 358.278 | 416.748 | 538.616 | 690.728 | 945.691 | 1390.542 | 2165.028 | 3326.804 | 4698.33 | 6286.791 | 8013.269 | 9860.69 | 11427.202 | 13004.901 | 14629.64 | 16206.763 | 17796.215 | 19346.917 | 20878.874 | 22274.005 | 23413.318 | 24071.167
Hydrogen Evolution | Lct_BB006 | Number | NPg Northeast | Hawthorn Pit |  | 41.163 | 73.879 | 118.82 | 159.826 | 210.203 | 254.352 | 303.293 | 352.789 | 455.954 | 584.721 | 800.555 | 1177.134 | 1832.758 | 2816.235 | 3977.272 | 5321.95 | 6783.463 | 8347.358 | 9673.456 | 11009.023 | 12384.411 | 13719.491 | 15065.008 | 16377.722 | 17674.567 | 18855.586 | 19820.047 | 20376.936
Hydrogen Evolution | Lct_BB006 | Number | NPg Northeast | Knaresborough |  | 81.101 | 146.775 | 238.057 | 325.83 | 436.15 | 537.261 | 652.332 | 772.836 | 951.852 | 1165.012 | 1524.439 | 2145.069 | 3199.888 | 4612.692 | 6133.845 | 7753.67 | 9363.823 | 10946.222 | 12550.372 | 14133.042 | 15733.496 | 17250.466 | 18749.69 | 20259.406 | 21732.561 | 23047.853 | 24085.846 | 24620.706
Hydrogen Evolution | Lct_BB006 | Number | NPg Northeast | Lackenby |  | 26.818 | 48.303 | 77.967 | 104.507 | 136.95 | 165.093 | 196.095 | 227.18 | 292.159 | 372.946 | 508.423 | 744.598 | 1154.983 | 1799.245 | 2571.632 | 3477.608 | 4474.407 | 5552.344 | 6439.64 | 7334.549 | 8257.28 | 9154.387 | 10059.656 | 10963.464 | 11860.369 | 12682.941 | 13362.613 | 13769.223
Hydrogen Evolution | Lct_BB006 | Number | NPg Northeast | Norton |  | 134.238 | 240.93 | 387.489 | 521.213 | 685.501 | 829.477 | 989.077 | 1150.492 | 1486.926 | 1906.855 | 2610.716 | 3838.79 | 5976.869 | 9184.118 | 12970.414 | 17355.588 | 22121.777 | 27221.85 | 31546.431 | 35901.893 | 40387.219 | 44741.093 | 49129.004 | 53409.938 | 57639.124 | 61490.585 | 64635.82 | 66451.908
Hydrogen Evolution | Lct_BB006 | Number | NPg Northeast | Offerton |  | 17.685 | 31.742 | 51.05 | 68.668 | 90.312 | 109.28 | 130.307 | 151.573 | 195.896 | 251.22 | 343.951 | 505.745 | 787.428 | 1209.97 | 1708.798 | 2286.527 | 2914.452 | 3586.366 | 4156.111 | 4729.926 | 5320.849 | 5894.454 | 6472.543 | 7036.538 | 7593.716 | 8101.13 | 8515.501 | 8754.763
Hydrogen Evolution | Lct_BB006 | Number | NPg Northeast | Osbaldwick |  | 153.254 | 275.86 | 444.982 | 605.806 | 806.598 | 988.288 | 1193.556 | 1406.486 | 1765.874 | 2203.091 | 2938.295 | 4213.887 | 6406.304 | 9542.805 | 13100.352 | 17080.112 | 21256.782 | 25586.92 | 29447.495 | 33285.735 | 37193.861 | 40932.026 | 44654.554 | 48414.283 | 52109.181 | 55446.247 | 58133.182 | 59616.386
Hydrogen Evolution | Lct_BB006 | Number | NPg Northeast | Poppleton |  | 29.17 | 52.79 | 85.622 | 117.191 | 156.869 | 193.235 | 234.623 | 277.964 | 342.351 | 419.018 | 548.292 | 771.513 | 1150.897 | 1659.038 | 2206.148 | 2788.747 | 3367.868 | 3937.006 | 4513.967 | 5083.203 | 5658.836 | 6204.441 | 6743.664 | 7286.661 | 7816.507 | 8289.576 | 8662.909 | 8855.281
Hydrogen Evolution | Lct_BB006 | Number | NPg Northeast | Saltholme |  | 28.81 | 51.892 | 83.76 | 112.272 | 147.127 | 177.361 | 210.667 | 244.062 | 313.869 | 400.66 | 546.204 | 799.928 | 1240.809 | 1932.946 | 2762.728 | 3736.027 | 4806.897 | 5964.935 | 6918.166 | 7879.575 | 8870.874 | 9834.645 | 10807.183 | 11778.153 | 12741.706 | 13625.403 | 14355.581 | 14792.406
Hydrogen Evolution | Lct_BB006 | Number | NPg Northeast | South Shields |  | 26.714 | 47.946 | 77.111 | 103.723 | 136.416 | 165.068 | 196.829 | 228.951 | 295.902 | 379.469 | 519.539 | 763.928 | 1189.411 | 1827.661 | 2581.143 | 3453.803 | 4402.285 | 5417.212 | 6277.813 | 7144.56 | 8037.151 | 8903.582 | 9776.786 | 10628.702 | 11470.32 | 12236.77 | 12862.679 | 13224.085
Hydrogen Evolution | Lct_BB006 | Number | NPg Northeast | Spennymoor |  | 87.427 | 161.986 | 268.872 | 363.706 | 481.121 | 585.632 | 702.573 | 822.344 | 1053.518 | 1340.026 | 1820.68 | 2658.025 | 4110.755 | 6241.062 | 8719.545 | 11554.803 | 14599.055 | 17821.66 | 20610.912 | 23409.828 | 26283.043 | 29060.662 | 31850.779 | 34625.942 | 37367.529 | 39864.21 | 41903.027 | 43080.151
Hydrogen Evolution | Lct_BB006 | Number | NPg Northeast | Stella North |  | 93.886 | 167.118 | 266.489 | 360.365 | 476.542 | 579.861 | 695.408 | 813.671 | 1034.127 | 1305.468 | 1761.073 | 2553.581 | 3923.777 | 5955.168 | 8317.558 | 11019.023 | 13918.557 | 16986.962 | 19651.391 | 22326.494 | 25073.901 | 27731.511 | 30402.389 | 33030.382 | 35623.484 | 37980.501 | 39899.161 | 40996.009
Hydrogen Evolution | Lct_BB006 | Number | NPg Northeast | Stella South |  | 54.45 | 96.921 | 154.552 | 208.995 | 276.373 | 336.293 | 403.306 | 471.893 | 599.747 | 757.113 | 1021.343 | 1480.962 | 2275.615 | 3453.73 | 4823.811 | 6390.539 | 8072.139 | 9851.675 | 11396.925 | 12948.365 | 14541.737 | 16083.032 | 17632.021 | 19156.14 | 20660.022 | 22026.986 | 23139.723 | 23775.846
Hydrogen Evolution | Lct_BB006 | Number | NPg Northeast | Tynemouth 1 |  | 48.24 | 86.582 | 139.251 | 187.307 | 246.346 | 298.086 | 355.441 | 413.448 | 534.352 | 685.26 | 938.204 | 1379.532 | 2147.887 | 3300.464 | 4661.132 | 6237.017 | 7949.826 | 9782.621 | 11336.731 | 12901.938 | 14513.814 | 16078.45 | 17655.318 | 19193.743 | 20713.571 | 22097.657 | 23227.949 | 23880.59
Hydrogen Evolution | Lct_BB006 | Number | NPg Northeast | West Boldon |  | 77.322 | 138.778 | 223.197 | 300.224 | 394.855 | 477.786 | 569.718 | 662.694 | 856.483 | 1098.366 | 1503.796 | 2211.178 | 3442.731 | 5290.136 | 7471.076 | 9996.976 | 12742.345 | 15680.032 | 18171.031 | 20679.816 | 23263.405 | 25771.276 | 28298.752 | 30764.609 | 33200.659 | 35419.135 | 37230.819 | 38276.902
Hydrogen Evolution | Lct_BB006 | Number | NPg Yorkshire | Bradford West |  | 212.507 | 388.089 | 635.167 | 869.982 | 1165.375 | 1436.56 | 1745.479 | 2069.375 | 2524.094 | 3058.736 | 3961.727 | 5516.466 | 8140.991 | 12080.504 | 16524.4 | 21471.076 | 26635.482 | 31963.501 | 36778.356 | 41563.342 | 46433.634 | 51089.83 | 55724.669 | 60482.462 | 65168.299 | 69414.888 | 72854.31 | 74789.394
Hydrogen Evolution | Lct_BB006 | Number | NPg Yorkshire | Camblesforth |  | 14.487 | 26.974 | 44.986 | 61.85 | 83.161 | 102.893 | 125.479 | 149.305 | 185.006 | 227.826 | 299.961 | 424.72 | 637.572 | 907.392 | 1191.063 | 1485.875 | 1770.56 | 2041.79 | 2331.094 | 2613.898 | 2897.486 | 3163.25 | 3423.391 | 3685.14 | 3938.33 | 4161.161 | 4332.491 | 4412.419
Hydrogen Evolution | Lct_BB006 | Number | NPg Yorkshire | Creyke Beck |  | 194.68 | 354.133 | 577.326 | 790.519 | 1058.613 | 1304.565 | 1584.63 | 1878.124 | 2363.601 | 2955.608 | 3950.804 | 5678.387 | 8651.25 | 12695.562 | 17181.684 | 22098.432 | 27146.766 | 32272.516 | 36998.568 | 41660.429 | 46373.847 | 50840.351 | 55253.733 | 59703.848 | 64046.369 | 67923.805 | 70984.137 | 72561.737
Hydrogen Evolution | Lct_BB006 | Number | NPg Yorkshire | Drax |  | 26.83 | 49.957 | 83.315 | 114.547 | 154.016 | 190.561 | 232.391 | 276.517 | 342.638 | 421.941 | 555.537 | 786.595 | 1180.804 | 1680.521 | 2205.887 | 2751.889 | 3279.136 | 3781.462 | 4317.263 | 4841.026 | 5366.241 | 5858.443 | 6340.233 | 6825.001 | 7293.917 | 7706.608 | 8023.917 | 8171.946
Hydrogen Evolution | Lct_BB006 | Number | NPg Yorkshire | Elland |  | 134.063 | 244.833 | 400.706 | 548.843 | 735.196 | 906.278 | 1101.165 | 1305.5 | 1592.367 | 1929.655 | 2499.322 | 3480.155 | 5135.881 | 7621.189 | 10424.696 | 13545.389 | 16803.442 | 20164.711 | 23202.244 | 26220.933 | 29293.438 | 32230.877 | 35154.843 | 38156.377 | 41112.516 | 43791.548 | 45961.365 | 47182.146
Hydrogen Evolution | Lct_BB006 | Number | NPg Yorkshire | Ferrybridge A |  | 36.462 | 63.639 | 99.381 | 133.955 | 176.555 | 214.107 | 255.882 | 298.336 | 380.704 | 482.446 | 653.203 | 950.461 | 1465.322 | 2254.185 | 3186.705 | 4267.914 | 5444.331 | 6704.339 | 7748.824 | 8795.737 | 9869.372 | 10905.955 | 11946.118 | 12994.356 | 14030.999 | 14976.601 | 15750.936 | 16201.835
Hydrogen Evolution | Lct_BB006 | Number | NPg Yorkshire | Ferrybridge B (_M) |  | 94.683 | 165.253 | 258.067 | 347.848 | 458.469 | 555.982 | 664.461 | 774.702 | 988.59 | 1252.788 | 1696.2 | 2468.102 | 3805.063 | 5853.539 | 8275.053 | 11082.676 | 14137.526 | 17409.443 | 20121.703 | 22840.265 | 25628.221 | 28319.959 | 31020.995 | 33742.999 | 36434.894 | 38890.38 | 40901.127 | 42071.996
Hydrogen Evolution | Lct_BB006 | Number | NPg Yorkshire | Grimsby West |  | 50.523 | 89.167 | 140.918 | 190.358 | 251.454 | 305.634 | 366.123 | 427.892 | 553.475 | 710.324 | 973.206 | 1431.935 | 2230.833 | 3465.172 | 4940.324 | 6666.176 | 8560.396 | 10604.516 | 12248.384 | 13894.02 | 15579.821 | 17205.143 | 18834.208 | 20481.305 | 22109.369 | 23593.284 | 24806.833 | 25510.638
Hydrogen Evolution | Lct_BB006 | Number | NPg Yorkshire | Jordanthorpe |  | 20.719 | 37.124 | 59.603 | 80.598 | 106.579 | 129.683 | 155.52 | 181.963 | 237.505 | 307.34 | 424.289 | 628.658 | 985.74 | 1530.087 | 2180.132 | 2940.173 | 3773.859 | 4673.054 | 5399.469 | 6127.17 | 6873.086 | 7592.809 | 8314.652 | 9041.092 | 9759.036 | 10413.266 | 10948.094 | 11257.912
Hydrogen Evolution | Lct_BB006 | Number | NPg Yorkshire | Keadby |  | 97.405 | 177.184 | 288.855 | 395.522 | 529.659 | 652.716 | 792.842 | 939.687 | 1182.587 | 1478.788 | 1976.717 | 2841.083 | 4328.504 | 6352.005 | 8596.559 | 11056.569 | 13582.416 | 16146.997 | 18511.596 | 20844.077 | 23202.355 | 25437.093 | 27645.252 | 29871.791 | 32044.496 | 33984.504 | 35515.689 | 36305.014
Hydrogen Evolution | Lct_BB006 | Number | NPg Yorkshire | Kirkstall B |  | 131.192 | 239.588 | 392.122 | 537.086 | 719.447 | 886.864 | 1077.576 | 1277.534 | 1558.256 | 1888.319 | 2445.782 | 3405.604 | 5025.861 | 7457.93 | 10201.38 | 13255.223 | 16443.482 | 19732.747 | 22705.211 | 25659.234 | 28665.921 | 31540.435 | 34401.764 | 37339 | 40231.813 | 42853.456 | 44976.791 | 46171.42
Hydrogen Evolution | Lct_BB006 | Number | NPg Yorkshire | Neepsend |  | 32.597 | 58.407 | 93.773 | 126.803 | 167.679 | 204.028 | 244.678 | 286.28 | 373.663 | 483.534 | 667.528 | 989.059 | 1550.852 | 2407.266 | 3429.974 | 4625.737 | 5937.363 | 7352.056 | 8494.915 | 9639.798 | 10813.338 | 11945.668 | 13081.335 | 14224.233 | 15353.764 | 16383.056 | 17224.495 | 17711.927
Hydrogen Evolution | Lct_BB006 | Number | NPg Yorkshire | Norton Lees |  | 38.438 | 68.873 | 110.577 | 149.526 | 197.726 | 240.589 | 288.523 | 337.58 | 440.621 | 570.181 | 787.145 | 1166.293 | 1828.755 | 2838.634 | 4044.605 | 5454.642 | 7001.305 | 8669.502 | 10017.155 | 11367.194 | 12751.026 | 14086.264 | 15425.435 | 16773.134 | 18105.071 | 19318.805 | 20311.025 | 20885.802
Hydrogen Evolution | Lct_BB006 | Number | NPg Yorkshire | Pitsmoor |  | 18.101 | 32.432 | 52.07 | 70.412 | 93.109 | 113.293 | 135.865 | 158.966 | 207.488 | 268.498 | 370.666 | 549.207 | 861.16 | 1336.712 | 1904.603 | 2568.589 | 3296.912 | 4082.465 | 4717.075 | 5352.808 | 6004.453 | 6633.216 | 7263.832 | 7898.463 | 8525.671 | 9097.218 | 9564.454 | 9835.117
Hydrogen Evolution | Lct_BB006 | Number | NPg Yorkshire | Saltend North |  | 26.732 | 48.626 | 79.273 | 108.547 | 145.359 | 179.13 | 217.586 | 257.886 | 324.547 | 405.836 | 542.487 | 779.702 | 1187.908 | 1743.234 | 2359.226 | 3034.347 | 3727.537 | 4431.356 | 5080.293 | 5720.415 | 6367.617 | 6980.915 | 7586.919 | 8197.966 | 8794.24 | 9326.653 | 9746.869 | 9963.49
Hydrogen Evolution | Lct_BB006 | Number | NPg Yorkshire | Sheffield City |  | 30.951 | 55.458 | 89.038 | 120.401 | 159.213 | 193.727 | 232.324 | 271.826 | 354.797 | 459.121 | 633.824 | 939.122 | 1472.549 | 2285.723 | 3256.795 | 4392.183 | 5637.586 | 6980.851 | 8066.007 | 9153.085 | 10267.373 | 11342.532 | 12420.859 | 13506.053 | 14578.554 | 15555.876 | 16354.831 | 16817.653
Hydrogen Evolution | Lct_BB006 | Number | NPg Yorkshire | Skelton Grange |  | 253.352 | 462.682 | 757.25 | 1037.198 | 1389.367 | 1712.675 | 2080.971 | 2467.122 | 3009.24 | 3646.643 | 4723.194 | 6576.764 | 9705.738 | 14402.449 | 19700.488 | 25597.944 | 31754.979 | 38107.074 | 43847.374 | 49552.062 | 55358.453 | 60909.597 | 66435.279 | 72107.549 | 77694.031 | 82756.84 | 86857.338 | 89164.358
Hydrogen Evolution | Lct_BB006 | Number | NPg Yorkshire | Templeborough |  | 9.092 | 16.291 | 26.156 | 35.369 | 46.77 | 56.909 | 68.247 | 79.852 | 104.225 | 134.871 | 186.192 | 275.876 | 432.576 | 671.454 | 956.716 | 1290.248 | 1656.098 | 2050.695 | 2369.471 | 2688.811 | 3016.144 | 3331.983 | 3648.752 | 3967.539 | 4282.597 | 4569.695 | 4804.396 | 4940.354
Hydrogen Evolution | Lct_BB006 | Number | NPg Yorkshire | Thorpe Marsh |  | 80.482 | 144.868 | 233.683 | 318.139 | 423.585 | 519 | 626.797 | 738.617 | 927.35 | 1156.955 | 1543.047 | 2212.925 | 3364.275 | 5011.41 | 6879.658 | 8969.632 | 11163.013 | 13436.987 | 15464.371 | 17480.025 | 19532.38 | 21495.479 | 23450.367 | 25424.791 | 27365.169 | 29117.632 | 30528.677 | 31307.583
Hydrogen Evolution | Lct_BB006 | Number | NPg Yorkshire | Thurcroft |  | 47.9 | 85.826 | 137.795 | 186.332 | 246.397 | 299.81 | 359.543 | 420.677 | 549.082 | 710.533 | 980.903 | 1453.38 | 2278.91 | 3537.373 | 5040.199 | 6797.32 | 8724.699 | 10803.529 | 12482.911 | 14165.267 | 15889.733 | 17553.645 | 19222.457 | 20901.897 | 22561.695 | 24074.194 | 25310.652 | 26026.912
Hydrogen Evolution | Lct_BB006 | Number | NPg Yorkshire | West Melton |  | 99.944 | 179.076 | 287.511 | 388.783 | 514.109 | 625.556 | 750.19 | 877.745 | 1145.663 | 1482.531 | 2046.66 | 3032.486 | 4754.959 | 7380.752 | 10516.406 | 14182.652 | 18204.14 | 22541.632 | 26045.673 | 29555.919 | 33154.029 | 36625.79 | 40107.778 | 43611.941 | 47075.118 | 50230.958 | 52810.835 | 54305.316
Hydrogen Evolution | Lct_BB006 | Number | NPg Yorkshire | Wincobank |  | 4.77 | 8.547 | 13.723 | 18.557 | 24.538 | 29.858 | 35.807 | 41.895 | 54.682 | 70.761 | 97.687 | 144.74 | 226.954 | 352.283 | 501.948 | 676.938 | 868.883 | 1075.911 | 1243.159 | 1410.703 | 1582.441 | 1748.148 | 1914.343 | 2081.597 | 2246.894 | 2397.522 | 2520.66 | 2591.991
Hydrogen Evolution | Lct_BB006 | Number | SHETL | Direct(SHETL) |  | 2.43 | 4.406 | 7.16 | 9.593 | 12.565 | 15.141 | 17.975 | 20.814 | 24.396 | 28.319 | 35.007 | 46.331 | 64.677 | 89.418 | 113.82 | 137.434 | 158.173 | 175.762 | 201.226 | 226.271 | 251.526 | 275.375 | 298.869 | 318.865 | 337.726 | 353.622 | 364.842 | 368.178
Hydrogen Evolution | Lct_BB006 | Number | SPEN | Ayr |  | 21.977 | 39.467 | 63.513 | 84.642 | 110.251 | 132.072 | 155.84 | 179.299 | 213.369 | 251.875 | 317.253 | 428.787 | 612.924 | 902.986 | 1226.689 | 1583.476 | 1952.065 | 2328.534 | 2707.266 | 3090.854 | 3487.802 | 3875.507 | 4268.178 | 4596.004 | 4913.361 | 5193.03 | 5408.583 | 5510.129
Hydrogen Evolution | Lct_BB006 | Number | SPEN | Bainsford |  | 33.284 | 59.596 | 95.614 | 127.308 | 165.67 | 198.261 | 233.696 | 268.577 | 319.991 | 378.227 | 477.076 | 645.798 | 924.706 | 1371.452 | 1875.007 | 2435.139 | 3019.491 | 3621.932 | 4216.175 | 4819.265 | 5444.448 | 6056.422 | 6677.319 | 7194.914 | 7696.771 | 8140.192 | 8483.602 | 8648.498
Hydrogen Evolution | Lct_BB006 | Number | SPEN | Bathgate |  | 16.535 | 29.607 | 47.5 | 63.245 | 82.302 | 98.493 | 116.097 | 133.425 | 158.967 | 187.898 | 237.005 | 320.824 | 459.382 | 681.319 | 931.479 | 1209.745 | 1500.043 | 1799.328 | 2094.54 | 2394.147 | 2704.73 | 3008.75 | 3317.204 | 3574.338 | 3823.654 | 4043.94 | 4214.541 | 4296.459
Hydrogen Evolution | Lct_BB006 | Number | SPEN | Berwick |  | 9.649 | 17.328 | 27.886 | 37.163 | 48.407 | 57.987 | 68.423 | 78.722 | 93.681 | 110.587 | 139.292 | 188.262 | 269.108 | 396.462 | 538.586 | 695.235 | 857.067 | 1022.358 | 1188.642 | 1357.059 | 1531.342 | 1701.566 | 1873.971 | 2017.905 | 2157.242 | 2280.033 | 2374.673 | 2419.258
Hydrogen Evolution | Lct_BB006 | Number | SPEN | Bonnybridge |  | 19.357 | 34.658 | 55.605 | 74.037 | 96.346 | 115.299 | 135.907 | 156.192 | 186.092 | 219.96 | 277.445 | 375.566 | 537.766 | 797.574 | 1090.418 | 1416.165 | 1755.998 | 2106.35 | 2451.934 | 2802.664 | 3166.242 | 3522.138 | 3883.223 | 4184.233 | 4476.09 | 4733.963 | 4933.675 | 5029.571
Hydrogen Evolution | Lct_BB006 | Number | SPEN | Braehead Park |  | 16.325 | 29.317 | 47.179 | 62.874 | 81.897 | 98.105 | 115.761 | 133.186 | 158.494 | 187.097 | 235.661 | 318.511 | 455.291 | 670.755 | 911.207 | 1176.235 | 1450.03 | 1729.678 | 2011.007 | 2295.943 | 2590.803 | 2878.798 | 3170.481 | 3413.996 | 3649.734 | 3857.478 | 4017.595 | 4093.025
Hydrogen Evolution | Lct_BB006 | Number | SPEN | Carntyne |  | 9.625 | 17.285 | 27.816 | 37.07 | 48.285 | 57.842 | 68.251 | 78.525 | 93.446 | 110.31 | 138.943 | 187.79 | 268.434 | 395.469 | 537.237 | 693.494 | 854.92 | 1019.797 | 1185.665 | 1353.66 | 1527.506 | 1697.304 | 1869.277 | 2012.85 | 2151.838 | 2274.322 | 2368.724 | 2413.197
Hydrogen Evolution | Lct_BB006 | Number | SPEN | Carsfad |  | 0 | 0 | 0 | 0 | 0 | 0 | 0 | 0 | 0 | 0 | 0 | 0 | 0 | 0 | 0 | 0 | 0 | 0 | 0 | 0 | 0 | 0 | 0 | 0 | 0 | 0 | 0 | 0
Hydrogen Evolution | Lct_BB006 | Number | SPEN | Chapelcross |  | 19.72 | 35.414 | 56.99 | 75.949 | 98.928 | 118.507 | 139.834 | 160.883 | 191.454 | 226.005 | 284.668 | 384.747 | 549.971 | 810.241 | 1100.697 | 1420.839 | 1751.57 | 2089.373 | 2429.205 | 2773.396 | 3129.574 | 3477.458 | 3829.798 | 4123.954 | 4408.715 | 4659.66 | 4853.074 | 4944.19
Hydrogen Evolution | Lct_BB006 | Number | SPEN | Charlotte Street |  | 15.983 | 28.703 | 46.19 | 61.557 | 80.181 | 96.05 | 113.335 | 130.396 | 155.173 | 183.177 | 230.724 | 311.838 | 445.752 | 656.702 | 892.116 | 1151.592 | 1419.65 | 1693.439 | 1968.874 | 2247.841 | 2536.523 | 2818.484 | 3104.056 | 3342.469 | 3573.268 | 3776.66 | 3933.422 | 4007.272
Hydrogen Evolution | Lct_BB006 | Number | SPEN | Clyde’s Mill |  | 47.793 | 85.829 | 138.121 | 184.07 | 239.762 | 287.213 | 338.902 | 389.917 | 464.008 | 547.746 | 689.922 | 932.473 | 1332.913 | 1963.705 | 2667.655 | 3443.552 | 4245.114 | 5063.814 | 5887.434 | 6721.616 | 7584.85 | 8427.984 | 9281.917 | 9994.834 | 10684.982 | 11293.173 | 11761.932 | 11982.762 | GSP also referred to as Westburn Road
Hydrogen Evolution | Lct_BB006 | Number | SPEN | Coatbridge |  | 40.283 | 72.342 | 116.417 | 155.146 | 202.086 | 242.081 | 285.648 | 328.647 | 391.095 | 461.675 | 581.51 | 785.947 | 1123.463 | 1655.133 | 2248.467 | 2902.441 | 3578.048 | 4268.099 | 4962.298 | 5665.399 | 6392.986 | 7103.632 | 7823.38 | 8424.272 | 9005.971 | 9518.594 | 9913.693 | 10099.822
Hydrogen Evolution | Lct_BB006 | Number | SPEN | Cockenzie |  | 24.528 | 44.049 | 70.886 | 94.468 | 123.049 | 147.402 | 173.93 | 200.112 | 238.136 | 281.112 | 354.079 | 478.56 | 684.072 | 1007.804 | 1369.082 | 1767.285 | 2178.659 | 2598.829 | 3021.524 | 3449.639 | 3892.664 | 4325.374 | 4763.626 | 5129.506 | 5483.701 | 5795.834 | 6036.408 | 6149.742
Hydrogen Evolution | Lct_BB006 | Number | SPEN | Coylton |  | 23.751 | 42.654 | 68.641 | 91.476 | 119.152 | 142.734 | 168.421 | 193.774 | 230.594 | 272.209 | 342.865 | 463.403 | 662.406 | 975.885 | 1325.721 | 1711.312 | 2109.657 | 2516.519 | 2925.827 | 3340.383 | 3769.377 | 4188.382 | 4612.753 | 4967.045 | 5310.022 | 5612.27 | 5845.225 | 5954.969
Hydrogen Evolution | Lct_BB006 | Number | SPEN | Crookston A |  | 14.939 | 24.794 | 36.552 | 48.462 | 62.782 | 74.777 | 87.699 | 100.251 | 120.754 | 144.417 | 184.481 | 253.165 | 367.925 | 567.291 | 803.584 | 1078.154 | 1377.535 | 1698.783 | 1988.68 | 2285.538 | 2595.614 | 2902.035 | 3215.249 | 3474.981 | 3728.558 | 3955.156 | 4134.256 | 4227.049
Hydrogen Evolution | Lct_BB006 | Number | SPEN | Crookston B |  | 10.915 | 18.115 | 26.705 | 35.407 | 45.869 | 54.633 | 64.074 | 73.245 | 88.225 | 105.513 | 134.784 | 184.966 | 268.811 | 414.47 | 587.108 | 787.712 | 1006.444 | 1241.151 | 1452.954 | 1669.842 | 1896.388 | 2120.263 | 2349.1 | 2538.864 | 2724.13 | 2889.686 | 3020.538 | 3088.334
Hydrogen Evolution | Lct_BB006 | Number | SPEN | Cumbernauld |  | 24.289 | 43.49 | 69.775 | 92.903 | 120.898 | 144.681 | 170.54 | 195.994 | 233.514 | 276.012 | 348.146 | 471.271 | 674.805 | 1000.818 | 1368.288 | 1777.045 | 2203.476 | 2643.108 | 3076.757 | 3516.863 | 3973.09 | 4419.679 | 4872.779 | 5250.495 | 5616.725 | 5940.312 | 6190.916 | 6311.249
Hydrogen Evolution | Lct_BB006 | Number | SPEN | Cupar |  | 21.717 | 38.885 | 62.386 | 83.066 | 108.096 | 129.361 | 152.482 | 175.241 | 208.788 | 246.786 | 311.282 | 421.37 | 603.352 | 894.845 | 1223.404 | 1588.879 | 1970.157 | 2363.238 | 2750.97 | 3144.474 | 3552.393 | 3951.694 | 4356.816 | 4694.537 | 5021.989 | 5311.312 | 5535.38 | 5642.971
Hydrogen Evolution | Lct_BB006 | Number | SPEN | Currie |  | 7.924 | 14.231 | 22.901 | 30.52 | 39.754 | 47.622 | 56.192 | 64.651 | 76.936 | 90.82 | 114.394 | 154.611 | 221.007 | 325.597 | 442.317 | 570.967 | 703.871 | 839.618 | 976.18 | 1114.494 | 1257.624 | 1397.422 | 1539.011 | 1657.218 | 1771.649 | 1872.492 | 1950.216 | 1986.831
Hydrogen Evolution | Lct_BB006 | Number | SPEN | Dalmarnock |  | 17.403 | 31.253 | 50.294 | 67.026 | 87.305 | 104.583 | 123.405 | 141.981 | 168.96 | 199.451 | 251.222 | 339.542 | 485.355 | 715.046 | 971.375 | 1253.904 | 1545.777 | 1843.891 | 2143.796 | 2447.548 | 2761.878 | 3068.889 | 3379.832 | 3639.428 | 3890.732 | 4112.193 | 4282.883 | 4363.294
Hydrogen Evolution | Lct_BB006 | Number | SPEN | Devol Moor |  | 11.648 | 20.918 | 33.662 | 44.861 | 58.434 | 69.998 | 82.596 | 95.029 | 113.086 | 133.494 | 168.145 | 227.258 | 324.851 | 478.585 | 650.148 | 839.246 | 1034.599 | 1234.128 | 1434.857 | 1638.16 | 1848.543 | 2054.027 | 2262.144 | 2435.892 | 2604.092 | 2752.318 | 2866.561 | 2920.381
Hydrogen Evolution | Lct_BB006 | Number | SPEN | Devonside |  | 16.694 | 29.89 | 47.955 | 63.851 | 83.091 | 99.437 | 117.21 | 134.704 | 160.491 | 189.699 | 239.276 | 323.898 | 463.784 | 687.848 | 940.405 | 1221.338 | 1514.418 | 1816.571 | 2114.612 | 2417.09 | 2730.649 | 3037.583 | 3348.993 | 3608.592 | 3860.296 | 4082.693 | 4254.93 | 4337.633
Hydrogen Evolution | Lct_BB006 | Number | SPEN | Dewar Place |  | 25.75 | 46.244 | 74.419 | 99.176 | 129.182 | 154.749 | 182.598 | 210.085 | 250.005 | 295.122 | 371.726 | 502.411 | 718.166 | 1058.032 | 1437.316 | 1855.365 | 2287.242 | 2728.352 | 3172.114 | 3621.566 | 4086.671 | 4540.947 | 5001.041 | 5385.156 | 5757.004 | 6084.694 | 6337.258 | 6456.24
Hydrogen Evolution | Lct_BB006 | Number | SPEN | Drumchapel |  | 25.795 | 46.187 | 74.1 | 98.663 | 128.393 | 153.651 | 181.113 | 208.145 | 247.991 | 293.124 | 369.731 | 500.489 | 716.641 | 1062.867 | 1453.119 | 1887.218 | 2340.087 | 2806.976 | 3267.51 | 3734.901 | 4219.414 | 4693.69 | 5174.882 | 5576.015 | 5964.951 | 6308.6 | 6574.741 | 6702.534
Hydrogen Evolution | Lct_BB006 | Number | SPEN | Drumcross |  | 16.741 | 29.975 | 48.092 | 64.033 | 83.328 | 99.721 | 117.544 | 135.088 | 160.948 | 190.24 | 239.958 | 324.821 | 465.106 | 689.809 | 943.085 | 1224.819 | 1518.735 | 1821.749 | 2120.639 | 2423.98 | 2738.432 | 3046.241 | 3358.538 | 3618.877 | 3871.299 | 4094.33 | 4267.057 | 4349.996
Hydrogen Evolution | Lct_BB006 | Number | SPEN | Dumfries 11 |  | 0 | 0 | 0 | 0 | 0 | 0 | 0 | 0 | 0 | 0 | 0 | 0 | 0 | 0 | 0 | 0 | 0 | 0 | 0 | 0 | 0 | 0 | 0 | 0 | 0 | 0 | 0 | 0
Hydrogen Evolution | Lct_BB006 | Number | SPEN | Dumfries 33 |  | 46.604 | 83.471 | 133.959 | 179.664 | 235.585 | 284.178 | 337.767 | 391.58 | 457.577 | 529.333 | 651.817 | 858.824 | 1192.69 | 1636.367 | 2065.481 | 2470.892 | 2814.479 | 3091.45 | 3528.646 | 3955.791 | 4383.91 | 4784.85 | 5177.082 | 5514.643 | 5831.362 | 6095.733 | 6278.57 | 6325.119
Hydrogen Evolution | Lct_BB006 | Number | SPEN | Dumfries ICI |  | 1.779 | 3.186 | 5.114 | 6.859 | 8.993 | 10.848 | 12.894 | 14.948 | 17.468 | 20.207 | 24.883 | 32.785 | 45.53 | 62.467 | 78.849 | 94.325 | 107.441 | 118.014 | 134.704 | 151.01 | 167.353 | 182.659 | 197.632 | 210.518 | 222.609 | 232.701 | 239.681 | 241.458
Hydrogen Evolution | Lct_BB006 | Number | SPEN | Dunbar A |  | 9.571 | 17.189 | 27.661 | 36.863 | 48.016 | 57.519 | 67.871 | 78.088 | 92.926 | 109.696 | 138.169 | 186.744 | 266.939 | 393.266 | 534.244 | 689.631 | 850.157 | 1014.116 | 1179.06 | 1346.119 | 1518.997 | 1687.849 | 1858.864 | 2001.638 | 2139.852 | 2261.653 | 2355.53 | 2399.755
Hydrogen Evolution | Lct_BB006 | Number | SPEN | Dunbar B |  | 7.167 | 12.872 | 20.714 | 27.605 | 35.957 | 43.073 | 50.824 | 58.475 | 69.586 | 82.145 | 103.466 | 139.841 | 199.895 | 294.493 | 400.063 | 516.423 | 636.632 | 759.411 | 882.928 | 1008.028 | 1137.486 | 1263.929 | 1391.992 | 1498.907 | 1602.407 | 1693.617 | 1763.915 | 1797.033
Hydrogen Evolution | Lct_BB006 | Number | SPEN | Dunfermline |  | 21.274 | 38.091 | 61.112 | 81.369 | 105.888 | 126.719 | 149.367 | 171.662 | 204.523 | 241.745 | 304.924 | 412.763 | 591.028 | 876.568 | 1198.416 | 1556.426 | 1929.917 | 2314.969 | 2694.781 | 3080.247 | 3479.835 | 3870.98 | 4267.828 | 4598.651 | 4919.414 | 5202.828 | 5422.319 | 5527.713
Hydrogen Evolution | Lct_BB006 | Number | SPEN | Earlstoun |  | 0 | 0 | 0 | 0 | 0 | 0 | 0 | 0 | 0 | 0 | 0 | 0 | 0 | 0 | 0 | 0 | 0 | 0 | 0 | 0 | 0 | 0 | 0 | 0 | 0 | 0 | 0 | 0
Hydrogen Evolution | Lct_BB006 | Number | SPEN | East Kilbride |  | 29.756 | 53.437 | 85.994 | 114.602 | 149.275 | 178.819 | 211 | 242.762 | 288.891 | 341.026 | 429.545 | 580.557 | 829.87 | 1222.6 | 1660.878 | 2143.951 | 2643.002 | 3152.724 | 3665.508 | 4184.869 | 4722.317 | 5247.251 | 5778.909 | 6222.77 | 6652.455 | 7031.115 | 7322.963 | 7460.452
Hydrogen Evolution | Lct_BB006 | Number | SPEN | East Kilbride South |  | 16.631 | 29.866 | 48.062 | 64.052 | 83.431 | 99.943 | 117.929 | 135.681 | 161.463 | 190.601 | 240.075 | 324.476 | 463.819 | 683.318 | 928.274 | 1198.266 | 1477.188 | 1762.074 | 2048.672 | 2338.946 | 2639.329 | 2932.717 | 3229.864 | 3477.94 | 3718.093 | 3929.728 | 4092.844 | 4169.687
Hydrogen Evolution | Lct_BB006 | Number | SPEN | Easterhouse |  | 57.493 | 103.249 | 166.155 | 221.431 | 288.426 | 345.509 | 407.688 | 469.058 | 558.187 | 658.922 | 829.955 | 1121.737 | 1603.453 | 2362.276 | 3209.106 | 4142.487 | 5106.741 | 6091.611 | 7082.4 | 8085.896 | 9124.339 | 10138.603 | 11165.858 | 12023.475 | 12853.701 | 13585.337 | 14149.239 | 14414.891
Hydrogen Evolution | Lct_BB006 | Number | SPEN | Eccles |  | 14.563 | 26.153 | 42.088 | 56.089 | 73.059 | 87.519 | 103.269 | 118.814 | 141.391 | 166.907 | 210.231 | 284.14 | 406.161 | 598.374 | 812.879 | 1049.308 | 1293.558 | 1543.029 | 1794 | 2048.189 | 2311.231 | 2568.148 | 2828.356 | 3045.594 | 3255.894 | 3441.22 | 3584.058 | 3651.349
Hydrogen Evolution | Lct_BB006 | Number | SPEN | Elderslie |  | 22.867 | 41.065 | 66.085 | 88.069 | 114.715 | 137.419 | 162.15 | 186.558 | 222.007 | 262.072 | 330.097 | 446.147 | 637.74 | 939.546 | 1276.355 | 1647.588 | 2031.1 | 2422.812 | 2816.878 | 3215.997 | 3629.017 | 4032.419 | 4440.988 | 4782.088 | 5112.293 | 5403.286 | 5627.567 | 5733.224
Hydrogen Evolution | Lct_BB006 | Number | SPEN | Erskine |  | 13.531 | 24.299 | 39.103 | 52.112 | 67.879 | 81.313 | 95.946 | 110.389 | 131.365 | 155.072 | 195.323 | 263.991 | 377.359 | 555.942 | 755.236 | 974.9 | 1201.829 | 1433.61 | 1666.784 | 1902.948 | 2147.337 | 2386.036 | 2627.792 | 2829.625 | 3025.012 | 3197.196 | 3329.906 | 3392.425
Hydrogen Evolution | Lct_BB006 | Number | SPEN | Finnieston |  | 26.826 | 48.032 | 77.062 | 102.606 | 133.524 | 159.791 | 188.351 | 216.464 | 257.902 | 304.838 | 384.506 | 520.49 | 745.281 | 1105.343 | 1511.19 | 1962.637 | 2433.605 | 2919.152 | 3398.09 | 3884.16 | 4388.035 | 4881.265 | 5381.687 | 5798.851 | 6203.33 | 6560.711 | 6837.488 | 6970.388
Hydrogen Evolution | Lct_BB006 | Number | SPEN | Galashiels |  | 16.93 | 30.403 | 48.926 | 65.203 | 84.93 | 101.739 | 120.049 | 138.12 | 164.365 | 194.027 | 244.39 | 330.309 | 472.156 | 695.601 | 944.96 | 1219.805 | 1503.741 | 1793.748 | 2085.498 | 2380.989 | 2686.771 | 2985.433 | 3287.921 | 3540.456 | 3784.926 | 4000.365 | 4166.413 | 4244.637
Hydrogen Evolution | Lct_BB006 | Number | SPEN | Giffnock |  | 58.233 | 104.577 | 168.292 | 224.278 | 292.135 | 349.952 | 412.932 | 475.091 | 565.366 | 667.396 | 840.629 | 1136.163 | 1624.075 | 2392.657 | 3250.378 | 4195.762 | 5172.417 | 6169.954 | 7173.485 | 8189.887 | 9241.685 | 10268.993 | 11309.46 | 12178.106 | 13019.01 | 13760.056 | 14331.21 | 14600.278
Hydrogen Evolution | Lct_BB006 | Number | SPEN | Glenlee |  | 0 | 0 | 0 | 0 | 0 | 0 | 0 | 0 | 0 | 0 | 0 | 0 | 0 | 0 | 0 | 0 | 0 | 0 | 0 | 0 | 0 | 0 | 0 | 0 | 0 | 0 | 0 | 0
Hydrogen Evolution | Lct_BB006 | Number | SPEN | Glenluce |  | 8.655 | 15.543 | 25.013 | 33.334 | 43.419 | 52.012 | 61.372 | 70.611 | 84.028 | 99.192 | 124.939 | 168.863 | 241.379 | 355.61 | 483.09 | 623.598 | 768.754 | 917.014 | 1066.164 | 1217.227 | 1373.552 | 1526.236 | 1680.876 | 1809.979 | 1934.959 | 2045.098 | 2129.986 | 2169.976
Hydrogen Evolution | Lct_BB006 | Number | SPEN | Glenniston |  | 6.014 | 10.769 | 17.277 | 23.004 | 29.936 | 35.825 | 42.228 | 48.531 | 57.821 | 68.344 | 86.206 | 116.694 | 167.091 | 247.817 | 338.808 | 440.022 | 545.612 | 654.472 | 761.849 | 870.826 | 983.794 | 1094.376 | 1206.57 | 1300.098 | 1390.782 | 1470.907 | 1532.96 | 1562.756
Hydrogen Evolution | Lct_BB006 | Number | SPEN | Glenrothes |  | 14.793 | 26.487 | 42.494 | 56.58 | 73.629 | 88.114 | 103.862 | 119.365 | 142.215 | 168.097 | 212.029 | 287.014 | 410.971 | 609.52 | 833.317 | 1082.259 | 1341.965 | 1609.711 | 1873.812 | 2141.846 | 2419.699 | 2691.681 | 2967.629 | 3197.666 | 3420.708 | 3617.78 | 3770.403 | 3843.688
Hydrogen Evolution | Lct_BB006 | Number | SPEN | Gorgie |  | 17.31 | 31.087 | 50.027 | 66.669 | 86.84 | 104.027 | 122.748 | 141.226 | 168.061 | 198.39 | 249.886 | 337.736 | 482.773 | 711.242 | 966.208 | 1247.233 | 1537.554 | 1834.081 | 2132.391 | 2434.527 | 2747.185 | 3052.563 | 3361.852 | 3620.066 | 3870.033 | 4090.316 | 4260.098 | 4340.081
Hydrogen Evolution | Lct_BB006 | Number | SPEN | Govan |  | 18.398 | 33.041 | 53.171 | 70.86 | 92.298 | 110.566 | 130.464 | 150.102 | 178.624 | 210.86 | 265.592 | 358.965 | 513.118 | 755.947 | 1026.939 | 1325.628 | 1634.197 | 1949.364 | 2266.424 | 2587.55 | 2919.861 | 3244.433 | 3573.163 | 3847.607 | 4113.286 | 4347.415 | 4527.868 | 4612.879
Hydrogen Evolution | Lct_BB006 | Number | SPEN | Grangemouth A |  | 12.656 | 22.435 | 35.623 | 47.281 | 61.321 | 73.124 | 85.87 | 98.293 | 118.048 | 140.738 | 179.179 | 245.008 | 354.699 | 542.221 | 762.243 | 1015.753 | 1289.899 | 1581.951 | 1849.835 | 2123.679 | 2409.302 | 2691.05 | 2978.639 | 3217.448 | 3450.308 | 3657.976 | 3821.527 | 3905.183
Hydrogen Evolution | Lct_BB006 | Number | SPEN | Grangemouth C |  | 8.459 | 14.996 | 23.811 | 31.603 | 40.988 | 48.877 | 57.397 | 65.701 | 78.905 | 94.071 | 119.766 | 163.767 | 237.087 | 362.43 | 509.496 | 678.946 | 862.19 | 1057.402 | 1236.46 | 1419.503 | 1610.418 | 1798.743 | 1990.972 | 2150.596 | 2306.244 | 2445.052 | 2554.373 | 2610.289
Hydrogen Evolution | Lct_BB006 | Number | SPEN | Haggs Road |  | 24.216 | 43.488 | 69.984 | 93.266 | 121.484 | 145.527 | 171.717 | 197.566 | 235.107 | 277.536 | 349.574 | 472.472 | 675.369 | 994.983 | 1351.664 | 1744.801 | 2150.942 | 2565.765 | 2983.083 | 3405.751 | 3843.14 | 4270.345 | 4703.021 | 5064.246 | 5413.935 | 5722.097 | 5959.611 | 6071.503
Hydrogen Evolution | Lct_BB006 | Number | SPEN | Hawick |  | 12.154 | 21.827 | 35.125 | 46.81 | 60.973 | 73.04 | 86.184 | 99.158 | 118 | 139.295 | 175.451 | 237.133 | 338.967 | 499.38 | 678.398 | 875.713 | 1079.554 | 1287.753 | 1497.204 | 1709.341 | 1928.865 | 2143.278 | 2360.438 | 2541.736 | 2717.244 | 2871.91 | 2991.118 | 3047.276
Hydrogen Evolution | Lct_BB006 | Number | SPEN | Helensburgh |  | 14.919 | 26.713 | 42.858 | 57.064 | 74.259 | 88.867 | 104.75 | 120.385 | 143.431 | 169.534 | 213.841 | 289.468 | 414.484 | 614.731 | 840.442 | 1091.512 | 1353.438 | 1623.473 | 1889.833 | 2160.158 | 2440.386 | 2714.694 | 2993.001 | 3225.005 | 3449.954 | 3648.71 | 3802.638 | 3876.55
Hydrogen Evolution | Lct_BB006 | Number | SPEN | Hunterston Farm |  | 2.763 | 4.962 | 7.986 | 10.643 | 13.863 | 16.606 | 19.595 | 22.544 | 26.828 | 31.67 | 39.89 | 53.914 | 77.066 | 113.537 | 154.238 | 199.099 | 245.444 | 292.779 | 340.399 | 388.63 | 438.54 | 487.289 | 536.661 | 577.881 | 617.784 | 652.948 | 680.051 | 692.819
Hydrogen Evolution | Lct_BB006 | Number | SPEN | Inverkeithing |  | 21.797 | 39.028 | 62.615 | 83.371 | 108.493 | 129.836 | 153.041 | 175.884 | 209.554 | 247.691 | 312.425 | 422.916 | 605.566 | 898.129 | 1227.894 | 1594.711 | 1977.388 | 2371.911 | 2761.066 | 3156.014 | 3565.43 | 3966.197 | 4372.806 | 4711.767 | 5040.42 | 5330.805 | 5555.695 | 5663.681
Hydrogen Evolution | Lct_BB006 | Number | SPEN | Johnstone |  | 27.474 | 49.339 | 79.399 | 105.813 | 137.827 | 165.105 | 194.818 | 224.144 | 266.735 | 314.872 | 396.602 | 536.033 | 766.225 | 1128.836 | 1533.502 | 1979.527 | 2440.305 | 2910.934 | 3384.392 | 3863.922 | 4360.152 | 4844.828 | 5335.711 | 5745.532 | 6142.264 | 6491.883 | 6761.349 | 6888.293
Hydrogen Evolution | Lct_BB006 | Number | SPEN | Kaimes |  | 41.264 | 74.104 | 119.253 | 158.925 | 207.009 | 247.979 | 292.607 | 336.653 | 400.623 | 472.922 | 595.677 | 805.095 | 1150.833 | 1695.457 | 2303.245 | 2973.152 | 3665.218 | 4372.081 | 5083.192 | 5803.422 | 6548.736 | 7276.695 | 8013.978 | 8629.509 | 9225.38 | 9750.491 | 10155.216 | 10345.88
Hydrogen Evolution | Lct_BB006 | Number | SPEN | Kendoon |  | 0 | 0 | 0 | 0 | 0 | 0 | 0 | 0 | 0 | 0 | 0 | 0 | 0 | 0 | 0 | 0 | 0 | 0 | 0 | 0 | 0 | 0 | 0 | 0 | 0 | 0 | 0 | 0
Hydrogen Evolution | Lct_BB006 | Number | SPEN | Kilbowie 11 |  | 4.512 | 8.249 | 13.518 | 17.999 | 23.424 | 28.033 | 33.044 | 37.977 | 45.313 | 53.645 | 67.781 | 91.925 | 131.898 | 194.806 | 265.279 | 343.228 | 424.06 | 506.92 | 589.769 | 673.777 | 760.794 | 845.891 | 932.162 | 1003.914 | 1073.4 | 1134.672 | 1181.952 | 1204.327
Hydrogen Evolution | Lct_BB006 | Number | SPEN | Kilbowie 33 |  | 11.39 | 20.826 | 34.127 | 45.441 | 59.135 | 70.771 | 83.422 | 95.877 | 114.398 | 135.431 | 171.119 | 232.073 | 332.987 | 491.806 | 669.72 | 866.509 | 1070.577 | 1279.765 | 1488.926 | 1701.01 | 1920.694 | 2135.528 | 2353.326 | 2534.47 | 2709.894 | 2864.583 | 2983.944 | 3040.433
Hydrogen Evolution | Lct_BB006 | Number | SPEN | Killermont |  | 25.336 | 45.366 | 72.783 | 96.909 | 126.11 | 150.919 | 177.893 | 204.445 | 243.582 | 287.913 | 363.158 | 491.592 | 703.901 | 1043.972 | 1427.286 | 1853.668 | 2298.486 | 2757.074 | 3209.421 | 3668.503 | 4144.403 | 4610.247 | 5082.884 | 5476.887 | 5858.908 | 6196.447 | 6457.857 | 6583.378
Hydrogen Evolution | Lct_BB006 | Number | SPEN | Kilwinning |  | 21.409 | 38.448 | 61.872 | 82.456 | 107.403 | 128.659 | 151.814 | 174.666 | 207.856 | 245.367 | 309.056 | 417.709 | 597.089 | 879.657 | 1194.997 | 1542.566 | 1901.632 | 2268.375 | 2637.322 | 3011 | 3397.693 | 3775.381 | 4157.907 | 4477.264 | 4786.421 | 5058.865 | 5268.849 | 5367.772
Hydrogen Evolution | Lct_BB006 | Number | SPEN | Lesmahagow |  | 0 | 0 | 0 | 0 | 0 | 0 | 0 | 0 | 0 | 0 | 0 | 0 | 0 | 0 | 0 | 0 | 0 | 0 | 0 | 0 | 0 | 0 | 0 | 0 | 0 | 0 | 0 | 0
Hydrogen Evolution | Lct_BB006 | Number | SPEN | Leven |  | 17.193 | 30.784 | 49.388 | 65.759 | 85.575 | 102.409 | 120.713 | 138.73 | 165.287 | 195.369 | 246.427 | 333.579 | 477.645 | 708.406 | 968.511 | 1257.841 | 1559.68 | 1870.864 | 2177.813 | 2489.331 | 2812.261 | 3128.369 | 3449.086 | 3716.443 | 3975.671 | 4204.715 | 4382.099 | 4467.274
Hydrogen Evolution | Lct_BB006 | Number | SPEN | Livingston East |  | 33.659 | 60.446 | 97.274 | 129.634 | 168.856 | 202.275 | 238.677 | 274.606 | 326.786 | 385.76 | 485.89 | 656.71 | 938.727 | 1382.972 | 1878.741 | 2425.18 | 2989.693 | 3566.276 | 4146.325 | 4733.812 | 5341.759 | 5935.55 | 6536.947 | 7039.031 | 7525.079 | 7953.408 | 8283.539 | 8439.063
Hydrogen Evolution | Lct_BB006 | Number | SPEN | Maybole |  | 6.874 | 12.345 | 19.867 | 26.476 | 34.487 | 41.312 | 48.747 | 56.085 | 66.742 | 78.786 | 99.237 | 134.125 | 191.723 | 282.454 | 383.709 | 495.312 | 610.607 | 728.366 | 846.834 | 966.82 | 1090.986 | 1212.26 | 1335.088 | 1437.632 | 1536.901 | 1624.382 | 1691.807 | 1723.57
Hydrogen Evolution | Lct_BB006 | Number | SPEN | Moffat |  | 0 | 0 | 0 | 0 | 0 | 0 | 0 | 0 | 0 | 0 | 0 | 0 | 0 | 0 | 0 | 0 | 0 | 0 | 0 | 0 | 0 | 0 | 0 | 0 | 0 | 0 | 0 | 0
Hydrogen Evolution | Lct_BB006 | Number | SPEN | Newarthill |  | 70.897 | 127.319 | 204.891 | 273.052 | 355.666 | 426.057 | 502.732 | 578.409 | 688.317 | 812.535 | 1023.442 | 1383.246 | 1977.264 | 2912.99 | 3957.24 | 5108.218 | 6297.268 | 7511.739 | 8733.51 | 9970.949 | 11251.483 | 12502.201 | 13768.938 | 14826.49 | 15850.266 | 16752.467 | 17447.831 | 17775.414
Hydrogen Evolution | Lct_BB006 | Number | SPEN | Newton Stewart |  | 3.88 | 6.967 | 11.212 | 14.942 | 19.462 | 23.314 | 27.51 | 31.651 | 37.666 | 44.463 | 56.004 | 75.693 | 108.198 | 159.402 | 216.545 | 279.528 | 344.594 | 411.052 | 477.909 | 545.623 | 615.695 | 684.136 | 753.454 | 811.324 | 867.346 | 916.716 | 954.767 | 972.693
Hydrogen Evolution | Lct_BB006 | Number | SPEN | Paisley |  | 13.866 | 24.901 | 40.072 | 53.403 | 69.56 | 83.327 | 98.323 | 113.124 | 134.619 | 158.914 | 200.162 | 270.532 | 386.709 | 569.716 | 773.948 | 999.053 | 1231.605 | 1469.128 | 1708.079 | 1950.095 | 2200.539 | 2445.151 | 2692.897 | 2899.73 | 3099.958 | 3276.409 | 3412.406 | 3476.474
Hydrogen Evolution | Lct_BB006 | Number | SPEN | Partick |  | 25.859 | 46.3 | 74.283 | 98.906 | 128.71 | 154.03 | 181.559 | 208.659 | 248.602 | 293.847 | 370.642 | 501.723 | 718.408 | 1065.488 | 1456.702 | 1891.871 | 2345.857 | 2813.896 | 3275.566 | 3744.11 | 4229.817 | 4705.263 | 5187.64 | 5589.763 | 5979.658 | 6324.153 | 6590.95 | 6719.059
Hydrogen Evolution | Lct_BB006 | Number | SPEN | Port Dundas |  | 32.638 | 58.44 | 93.759 | 124.838 | 162.455 | 194.414 | 229.161 | 263.366 | 313.782 | 370.889 | 467.819 | 633.267 | 906.763 | 1344.842 | 1838.626 | 2387.89 | 2960.903 | 3551.656 | 4134.368 | 4725.756 | 5338.808 | 5938.908 | 6547.758 | 7055.311 | 7547.43 | 7982.247 | 8318.994 | 8480.69
Hydrogen Evolution | Lct_BB006 | Number | SPEN | Portobello |  | 60.995 | 109.538 | 176.276 | 234.919 | 305.995 | 366.555 | 432.522 | 497.63 | 592.189 | 699.059 | 880.511 | 1190.066 | 1701.126 | 2506.172 | 3404.585 | 4394.822 | 5417.812 | 6462.675 | 7513.817 | 8578.439 | 9680.139 | 10756.185 | 11846.014 | 12755.872 | 13636.671 | 14412.874 | 15011.125 | 15292.959
Hydrogen Evolution | Lct_BB006 | Number | SPEN | Ravenscraig |  | 1.009 | 1.811 | 2.915 | 3.885 | 5.06 | 6.062 | 7.152 | 8.229 | 9.793 | 11.56 | 14.561 | 19.679 | 28.131 | 41.443 | 56.3 | 72.675 | 89.591 | 106.87 | 124.252 | 141.857 | 160.075 | 177.869 | 195.891 | 210.937 | 225.502 | 238.338 | 248.231 | 252.891
Hydrogen Evolution | Lct_BB006 | Number | SPEN | Redhouse |  | 9.354 | 16.749 | 26.871 | 35.778 | 46.559 | 55.718 | 65.677 | 75.479 | 89.928 | 106.295 | 134.075 | 181.491 | 259.874 | 385.425 | 526.941 | 684.357 | 848.58 | 1017.887 | 1184.889 | 1354.378 | 1530.076 | 1702.062 | 1876.555 | 2022.017 | 2163.056 | 2287.673 | 2384.183 | 2430.524
Hydrogen Evolution | Lct_BB006 | Number | SPEN | Saltcoats A |  | 6.592 | 10.69 | 15.312 | 20.166 | 25.939 | 30.659 | 35.663 | 40.408 | 49.716 | 60.786 | 79.455 | 111.682 | 166.417 | 271.138 | 402.2 | 561.185 | 741.606 | 941.788 | 1108.858 | 1281.384 | 1462.861 | 1643.755 | 1829.896 | 1983.516 | 2134.417 | 2270.606 | 2380.124 | 2440.33
Hydrogen Evolution | Lct_BB006 | Number | SPEN | Saltcoats B |  | 5.541 | 8.985 | 12.869 | 16.949 | 21.801 | 25.768 | 29.974 | 33.962 | 41.785 | 51.089 | 66.78 | 93.866 | 139.87 | 227.885 | 338.04 | 471.663 | 623.302 | 791.55 | 931.968 | 1076.972 | 1229.499 | 1381.536 | 1537.983 | 1667.097 | 1793.926 | 1908.389 | 2000.437 | 2051.038
Hydrogen Evolution | Lct_BB006 | Number | SPEN | Shrubhill |  | 35.408 | 63.588 | 102.33 | 136.372 | 177.632 | 212.787 | 251.082 | 288.877 | 343.769 | 405.808 | 511.142 | 690.841 | 987.514 | 1454.848 | 1976.383 | 2551.221 | 3145.073 | 3751.622 | 4361.817 | 4979.837 | 5619.38 | 6244.031 | 6876.684 | 7404.862 | 7916.171 | 8366.761 | 8714.05 | 8877.656
Hydrogen Evolution | Lct_BB006 | Number | SPEN | Sighthill |  | 58.498 | 105.054 | 169.059 | 225.3 | 293.466 | 351.547 | 414.813 | 477.255 | 567.942 | 670.437 | 844.459 | 1141.34 | 1631.475 | 2403.559 | 3265.188 | 4214.88 | 5195.985 | 6198.066 | 7206.171 | 8227.203 | 9283.794 | 10315.783 | 11360.99 | 12233.594 | 13078.33 | 13822.752 | 14396.508 | 14666.802
Hydrogen Evolution | Lct_BB006 | Number | SPEN | Spango Valley |  | 13.328 | 23.935 | 38.518 | 51.332 | 66.863 | 80.096 | 94.51 | 108.737 | 129.399 | 152.751 | 192.4 | 260.04 | 371.711 | 547.621 | 743.932 | 960.308 | 1183.84 | 1412.152 | 1641.836 | 1874.466 | 2115.197 | 2350.322 | 2588.46 | 2787.272 | 2979.734 | 3149.341 | 3280.065 | 3341.648
Hydrogen Evolution | Lct_BB006 | Number | SPEN | St Andrews Cross |  | 21.654 | 38.887 | 62.579 | 83.398 | 108.63 | 130.129 | 153.548 | 176.662 | 210.231 | 248.171 | 312.587 | 422.481 | 603.911 | 889.708 | 1208.651 | 1560.191 | 1923.36 | 2294.293 | 2667.455 | 3045.403 | 3436.514 | 3818.518 | 4205.414 | 4528.42 | 4841.109 | 5116.667 | 5329.05 | 5429.103
Hydrogen Evolution | Lct_BB006 | Number | SPEN | Stirling |  | 26.628 | 47.678 | 76.493 | 101.848 | 132.538 | 158.611 | 186.96 | 214.866 | 255.998 | 302.588 | 381.668 | 516.648 | 739.778 | 1097.182 | 1500.034 | 1948.148 | 2415.638 | 2897.601 | 3373.004 | 3855.485 | 4355.64 | 4845.229 | 5341.956 | 5756.04 | 6157.533 | 6512.276 | 6787.01 | 6918.929
Hydrogen Evolution | Lct_BB006 | Number | SPEN | Strathaven |  | 42.69 | 76.665 | 123.374 | 164.417 | 214.162 | 256.548 | 302.717 | 348.286 | 414.466 | 489.263 | 616.259 | 832.913 | 1190.598 | 1754.04 | 2382.83 | 3075.885 | 3791.864 | 4523.151 | 5258.833 | 6003.95 | 6775.016 | 7528.129 | 8290.887 | 8927.686 | 9544.147 | 10087.403 | 10506.112 | 10703.364
Hydrogen Evolution | Lct_BB006 | Number | SPEN | Strathleven |  | 26.43 | 47.323 | 75.924 | 101.091 | 131.552 | 157.432 | 185.569 | 213.267 | 254.093 | 300.337 | 378.828 | 512.804 | 734.275 | 1089.02 | 1488.875 | 1933.655 | 2397.668 | 2876.045 | 3347.911 | 3826.803 | 4323.238 | 4809.184 | 5302.216 | 5713.22 | 6111.726 | 6463.831 | 6736.52 | 6867.458
Hydrogen Evolution | Lct_BB006 | Number | SPEN | Telford Road |  | 18.866 | 33.881 | 54.524 | 72.663 | 94.647 | 113.379 | 133.784 | 153.922 | 183.17 | 216.226 | 272.351 | 368.1 | 526.176 | 775.185 | 1053.074 | 1359.364 | 1675.786 | 1998.973 | 2324.102 | 2653.401 | 2994.168 | 3327.001 | 3664.096 | 3945.525 | 4217.965 | 4458.053 | 4643.098 | 4730.272
Hydrogen Evolution | Lct_BB006 | Number | SPEN | Tongland |  | 3.046 | 5.47 | 8.803 | 11.732 | 15.281 | 18.306 | 21.6 | 24.852 | 29.574 | 34.911 | 43.973 | 59.432 | 84.954 | 125.158 | 170.025 | 219.478 | 270.566 | 322.746 | 375.24 | 428.408 | 483.426 | 537.164 | 591.59 | 637.029 | 681.016 | 719.779 | 749.656 | 763.731
Hydrogen Evolution | Lct_BB006 | Number | SPEN | West George Street |  | 14.415 | 25.811 | 41.41 | 55.136 | 71.75 | 85.865 | 101.212 | 116.319 | 138.586 | 163.807 | 206.618 | 279.69 | 400.483 | 593.965 | 812.051 | 1054.64 | 1307.718 | 1568.631 | 1825.993 | 2087.186 | 2357.948 | 2622.989 | 2891.895 | 3116.062 | 3333.412 | 3525.454 | 3674.182 | 3745.597
Hydrogen Evolution | Lct_BB006 | Number | SPEN | Westfield |  | 7.236 | 12.957 | 20.788 | 27.679 | 36.019 | 43.105 | 50.809 | 58.393 | 69.571 | 82.232 | 103.724 | 140.406 | 201.045 | 298.175 | 407.656 | 529.437 | 656.484 | 787.464 | 916.662 | 1047.783 | 1183.707 | 1316.76 | 1451.753 | 1564.286 | 1673.397 | 1769.804 | 1844.467 | 1880.318
Hydrogen Evolution | Lct_BB006 | Number | SPEN | Whitehouse |  | 47.496 | 85.297 | 137.265 | 182.929 | 238.275 | 285.433 | 336.801 | 387.5 | 461.132 | 544.351 | 685.645 | 926.693 | 1324.65 | 1951.531 | 2651.117 | 3422.204 | 4218.797 | 5032.421 | 5850.935 | 6679.946 | 7537.829 | 8375.736 | 9224.375 | 9932.872 | 10618.741 | 11223.163 | 11689.015 | 11908.477
Hydrogen Evolution | Lct_BB006 | Number | SPEN | Wishaw |  | 49.89 | 89.595 | 144.183 | 192.148 | 250.284 | 299.818 | 353.775 | 407.03 | 484.372 | 571.786 | 720.202 | 973.398 | 1391.412 | 2049.887 | 2784.732 | 3594.682 | 4431.422 | 5286.053 | 6145.82 | 7016.612 | 7917.732 | 8797.869 | 9689.279 | 10433.484 | 11153.921 | 11788.805 | 12278.136 | 12508.658
Hydrogen Evolution | Lct_BB006 | Number | SPEN Manweb | Birkenhead |  | 103.01 | 184.541 | 296.237 | 400.358 | 529.113 | 643.437 | 771.172 | 901.746 | 1143.27 | 1439.879 | 1938.051 | 2804.182 | 4299.992 | 6578.329 | 9253.981 | 12339.275 | 15678.266 | 19237.727 | 22193.906 | 25146.763 | 28165.849 | 31069.318 | 33973.523 | 36900.776 | 39787.76 | 42409.886 | 44541.573 | 45755.232
Hydrogen Evolution | Lct_BB006 | Number | SPEN Manweb | Capenhurst |  | 69.811 | 125.066 | 200.764 | 271.329 | 358.587 | 436.067 | 522.635 | 611.127 | 774.811 | 975.828 | 1313.446 | 1900.436 | 2914.168 | 4458.231 | 6271.56 | 8362.509 | 10625.393 | 13037.693 | 15041.139 | 17042.333 | 19088.413 | 21056.137 | 23024.36 | 25008.202 | 26964.754 | 28741.808 | 30186.484 | 31008.998
Hydrogen Evolution | Lct_BB006 | Number | SPEN Manweb | Carrington |  | 93.05 | 172.127 | 285.266 | 392.714 | 528.704 | 654.979 | 799.746 | 952.768 | 1152.049 | 1383.421 | 1774.848 | 2446.844 | 3573.394 | 5232.078 | 7065.421 | 9068.014 | 11116.661 | 13189.265 | 15112.257 | 17006.885 | 18920.421 | 20731.122 | 22518.138 | 24383.144 | 26211.267 | 27855.527 | 29170.005 | 29878.501
Hydrogen Evolution | Lct_BB006 | Number | SPEN Manweb | Connah's Quay |  | 100.345 | 182.398 | 297.139 | 399.084 | 524.066 | 633.123 | 753.697 | 875.203 | 1099.684 | 1372.991 | 1832.526 | 2629.964 | 4001.101 | 5810.469 | 7783.691 | 9911.52 | 12057.319 | 14197.471 | 16261.701 | 18293.951 | 20345.083 | 22284.212 | 24196.503 | 26013.523 | 27765.571 | 29299.394 | 30467.139 | 30989.952
Hydrogen Evolution | Lct_BB006 | Number | SPEN Manweb | Fiddlers Ferry |  | 81.303 | 146.121 | 235.332 | 320.462 | 426.783 | 523.047 | 631.84 | 744.746 | 929.809 | 1153.639 | 1530.3 | 2182.969 | 3301.37 | 4998.526 | 6966.22 | 9210.446 | 11612.893 | 14149.275 | 16346.733 | 18547.58 | 20803.065 | 22978.785 | 25160.454 | 27361.219 | 29536.615 | 31519.491 | 33141.213 | 34081.959
Hydrogen Evolution | Lct_BB006 | Number | SPEN Manweb | Frodsham |  | 124.866 | 223.696 | 359.091 | 485.303 | 641.376 | 779.957 | 934.795 | 1093.073 | 1385.841 | 1745.383 | 2349.254 | 3399.155 | 5212.335 | 7974.075 | 11217.428 | 14957.339 | 19004.775 | 23319.459 | 26902.86 | 30482.234 | 34141.889 | 37661.397 | 41181.797 | 44730.134 | 48229.66 | 51408.131 | 53992.105 | 55463.269
Hydrogen Evolution | Lct_BB006 | Number | SPEN Manweb | Kirkby (_D) |  | 61.849 | 111.156 | 179.021 | 243.781 | 324.66 | 397.89 | 480.651 | 566.54 | 707.32 | 877.591 | 1164.123 | 1660.619 | 2511.404 | 3802.457 | 5299.313 | 7006.531 | 8834.11 | 10763.575 | 12435.216 | 14109.435 | 15825.218 | 17480.321 | 19139.952 | 20814.107 | 22468.965 | 23977.371 | 25211.039 | 25926.68
Hydrogen Evolution | Lct_BB006 | Number | SPEN Manweb | Legacy |  | 166.109 | 314.901 | 534.065 | 728.002 | 970.526 | 1190.658 | 1439.801 | 1698.845 | 2097.408 | 2573.384 | 3375.664 | 4761.892 | 7121.592 | 9748.094 | 12272.578 | 14638.966 | 16620.253 | 18188.358 | 20534.319 | 22764.251 | 24942.122 | 26908.691 | 28771.273 | 30498.57 | 32089.899 | 33373.877 | 34195.421 | 34264.498
Hydrogen Evolution | Lct_BB006 | Number | SPEN Manweb | Lister Drive |  | 287.499 | 516.702 | 832.164 | 1133.196 | 1509.159 | 1849.56 | 2234.268 | 2633.516 | 3287.925 | 4079.415 | 5411.339 | 7719.26 | 11674.068 | 17675.431 | 24633.453 | 32569.325 | 41064.687 | 50033.662 | 57804.156 | 65586.635 | 73562.321 | 81255.945 | 88970.61 | 96752.796 | 104445.278 | 111456.985 | 117191.601 | 120518.2
Hydrogen Evolution | Lct_BB006 | Number | SPEN Manweb | Pentir |  | 122.857 | 228.418 | 380.395 | 512.626 | 675.503 | 818.995 | 978.568 | 1140.656 | 1378.302 | 1653.933 | 2120.299 | 2920.757 | 4261.892 | 5748.758 | 7118.27 | 8331.201 | 9254.019 | 9871.913 | 11084.698 | 12219.293 | 13310.176 | 14272.627 | 15164.53 | 16004.461 | 16763.177 | 17352.111 | 17692.892 | 17639.413
Hydrogen Evolution | Lct_BB006 | Number | SPEN Manweb | Rainhill |  | 38.955 | 70.012 | 112.756 | 153.545 | 204.487 | 250.61 | 302.737 | 356.834 | 445.505 | 552.75 | 733.222 | 1045.939 | 1581.804 | 2394.973 | 3337.766 | 4413.055 | 5564.153 | 6779.425 | 7832.305 | 8886.81 | 9967.494 | 11009.959 | 12055.275 | 13109.74 | 14152.05 | 15102.117 | 15879.142 | 16329.887
Hydrogen Evolution | Lct_BB006 | Number | SPEN Manweb | St. Asaph |  | 24.952 | 46.391 | 77.258 | 104.114 | 137.194 | 166.337 | 198.746 | 231.666 | 279.932 | 335.912 | 430.63 | 593.203 | 865.586 | 1167.567 | 1445.713 | 1692.058 | 1879.481 | 2004.975 | 2251.29 | 2481.725 | 2703.282 | 2898.755 | 3079.9 | 3250.489 | 3404.583 | 3524.195 | 3593.408 | 3582.546
Hydrogen Evolution | Lct_BB006 | Number | SPEN Manweb | Trawsfynydd |  | 144.099 | 276.25 | 473.308 | 637.645 | 839.982 | 1018.089 | 1216.054 | 1417 | 1696.167 | 2015.021 | 2555.626 | 3480.189 | 5015.9 | 6628.703 | 8012.518 | 9112.033 | 9773.83 | 9983.7 | 11104.267 | 12119.119 | 13062.7 | 13852.326 | 14545.902 | 15197.584 | 15750.496 | 16123.54 | 16248.909 | 16001.219
Hydrogen Evolution | Lct_BB006 | Number | SPEN Manweb | Wylfa |  | 44.958 | 84.797 | 143.142 | 193.504 | 255.803 | 311.159 | 373.034 | 436.32 | 525.671 | 628.826 | 803.47 | 1102.904 | 1603.301 | 2108.4 | 2533.397 | 2859.916 | 3039.203 | 3066.96 | 3402.254 | 3702.826 | 3979.22 | 4206.288 | 4401.766 | 4578.601 | 4722.787 | 4810.292 | 4821.571 | 4720.634
Hydrogen Evolution | Lct_BB006 | Number | SPTL | Direct(SPTL) |  | 119.322 | 214.285 | 344.842 | 459.561 | 598.604 | 717.075 | 846.124 | 973.492 | 1158.472 | 1367.538 | 1722.504 | 2328.073 | 3327.836 | 4902.711 | 6660.237 | 8597.392 | 10598.622 | 12642.64 | 14698.942 | 16781.615 | 18936.819 | 21041.841 | 23173.824 | 24953.738 | 26676.805 | 28195.256 | 29365.588 | 29916.927
Hydrogen Evolution | Lct_BB006 | Number | SSEN (SHEPD) | Abernethy |  | 18.278 | 33.145 | 53.865 | 72.169 | 94.532 | 113.905 | 135.23 | 156.589 | 183.535 | 213.044 | 263.364 | 348.558 | 486.574 | 672.701 | 856.283 | 1033.932 | 1189.957 | 1322.282 | 1513.849 | 1702.267 | 1892.268 | 2071.682 | 2248.438 | 2398.867 | 2540.763 | 2660.346 | 2744.758 | 2769.853
Hydrogen Evolution | Lct_BB006 | Number | SSEN (SHEPD) | Alness |  | 36.626 | 69.104 | 116.684 | 157.257 | 207.238 | 251.279 | 300.262 | 350.026 | 403.276 | 458.993 | 554.62 | 714.687 | 966.504 | 1227.612 | 1411.688 | 1504.76 | 1478.621 | 1331.699 | 1441.202 | 1526.554 | 1592.191 | 1628.213 | 1642.104 | 1668.822 | 1678.042 | 1661.779 | 1614.621 | 1526.906
Hydrogen Evolution | Lct_BB006 | Number | SSEN (SHEPD) | Arbroath |  | 28.314 | 51.342 | 83.437 | 111.792 | 146.432 | 176.442 | 209.474 | 242.559 | 284.3 | 330.009 | 407.955 | 539.923 | 753.711 | 1042.027 | 1326.398 | 1601.579 | 1843.264 | 2048.238 | 2344.98 | 2636.842 | 2931.157 | 3209.073 | 3482.87 | 3715.888 | 3935.687 | 4120.924 | 4251.68 | 4290.552
Hydrogen Evolution | Lct_BB006 | Number | SSEN (SHEPD) | Ardkinglas |  | 0 | 0 | 0 | 0 | 0 | 0 | 0 | 0 | 0 | 0 | 0 | 0 | 0 | 0 | 0 | 0 | 0 | 0 | 0 | 0 | 0 | 0 | 0 | 0 | 0 | 0 | 0 | 0
Hydrogen Evolution | Lct_BB006 | Number | SSEN (SHEPD) | Ardmore |  | 39.259 | 72.083 | 118.601 | 159.55 | 209.866 | 253.976 | 302.884 | 352.362 | 408.323 | 467.867 | 569.817 | 741.195 | 1013.812 | 1328.602 | 1589.694 | 1785.163 | 1884.304 | 1884.508 | 2101.065 | 2298.935 | 2484.64 | 2642.43 | 2783.265 | 2913.998 | 3026.649 | 3105.551 | 3137.44 | 3097.746
Hydrogen Evolution | Lct_BB006 | Number | SSEN (SHEPD) | Beauly |  | 18.355 | 33.702 | 55.451 | 74.596 | 98.122 | 118.745 | 141.612 | 164.745 | 190.909 | 218.748 | 266.414 | 346.541 | 474.001 | 621.18 | 743.252 | 834.642 | 880.994 | 881.09 | 982.34 | 1074.853 | 1161.678 | 1235.452 | 1301.298 | 1362.421 | 1415.091 | 1451.981 | 1466.891 | 1448.332
Hydrogen Evolution | Lct_BB006 | Number | SSEN (SHEPD) | Berryburn |  | 0 | 0 | 0 | 0 | 0 | 0 | 0 | 0 | 0 | 0 | 0 | 0 | 0 | 0 | 0 | 0 | 0 | 0 | 0 | 0 | 0 | 0 | 0 | 0 | 0 | 0 | 0 | 0
Hydrogen Evolution | Lct_BB006 | Number | SSEN (SHEPD) | Boat of Garten |  | 18.761 | 34.447 | 56.677 | 76.246 | 100.291 | 121.371 | 144.743 | 168.388 | 195.131 | 223.586 | 272.306 | 354.204 | 484.483 | 634.916 | 759.688 | 853.099 | 900.477 | 900.574 | 1004.063 | 1098.622 | 1187.368 | 1262.773 | 1330.075 | 1392.55 | 1446.384 | 1484.09 | 1499.329 | 1480.36
Hydrogen Evolution | Lct_BB006 | Number | SSEN (SHEPD) | Braco West |  | 25.225 | 45.742 | 74.336 | 99.597 | 130.459 | 157.195 | 186.625 | 216.101 | 253.288 | 294.012 | 363.456 | 481.028 | 671.497 | 928.363 | 1181.714 | 1426.879 | 1642.201 | 1824.817 | 2089.19 | 2349.216 | 2611.427 | 2859.028 | 3102.959 | 3310.559 | 3506.383 | 3671.414 | 3787.907 | 3822.539
Hydrogen Evolution | Lct_BB006 | Number | SSEN (SHEPD) | Bridge of Dun |  | 24.153 | 43.797 | 71.177 | 95.364 | 124.914 | 150.514 | 178.693 | 206.916 | 242.523 | 281.516 | 348.008 | 460.583 | 642.956 | 888.905 | 1131.489 | 1366.233 | 1572.404 | 1747.258 | 2000.395 | 2249.368 | 2500.435 | 2737.513 | 2971.076 | 3169.853 | 3357.354 | 3515.371 | 3626.912 | 3660.072
Hydrogen Evolution | Lct_BB006 | Number | SSEN (SHEPD) | Broadford-Skye |  | 9.69 | 17.791 | 29.272 | 39.379 | 51.798 | 62.685 | 74.756 | 86.968 | 100.78 | 115.476 | 140.639 | 182.937 | 250.223 | 327.917 | 392.359 | 440.603 | 465.072 | 465.123 | 518.572 | 567.409 | 613.244 | 652.188 | 686.948 | 719.215 | 747.019 | 766.493 | 774.364 | 764.567
Hydrogen Evolution | Lct_BB006 | Number | SSEN (SHEPD) | Brora |  | 8.801 | 16.605 | 28.037 | 37.786 | 49.796 | 60.379 | 72.148 | 84.106 | 96.901 | 110.289 | 133.267 | 171.728 | 232.236 | 294.977 | 339.207 | 361.571 | 355.29 | 319.987 | 346.299 | 366.808 | 382.579 | 391.235 | 394.573 | 400.993 | 403.208 | 399.3 | 387.969 | 366.892
Hydrogen Evolution | Lct_BB006 | Number | SSEN (SHEPD) | Burghmuir |  | 47.881 | 86.825 | 141.102 | 189.052 | 247.632 | 298.382 | 354.244 | 410.194 | 480.781 | 558.081 | 689.897 | 913.068 | 1274.607 | 1762.179 | 2243.082 | 2708.443 | 3117.159 | 3463.791 | 3965.614 | 4459.184 | 4956.903 | 5426.889 | 5889.909 | 6283.967 | 6655.672 | 6968.927 | 7190.049 | 7255.786
Hydrogen Evolution | Lct_BB006 | Number | SSEN (SHEPD) | Carradale |  | 12.606 | 25.75 | 46.561 | 62.804 | 82.837 | 100.531 | 120.239 | 140.299 | 161.555 | 183.759 | 221.877 | 285.655 | 385.877 | 484.488 | 548.609 | 572.285 | 544.409 | 464.485 | 494.999 | 515.159 | 526.48 | 525.728 | 515.466 | 512.738 | 503.011 | 484.057 | 454.709 | 412.998
Hydrogen Evolution | Lct_BB006 | Number | SSEN (SHEPD) | Cassley |  | 1.042 | 1.967 | 3.321 | 4.475 | 5.897 | 7.151 | 8.545 | 9.961 | 11.476 | 13.062 | 15.783 | 20.338 | 27.504 | 34.934 | 40.173 | 42.821 | 42.077 | 37.896 | 41.013 | 43.441 | 45.309 | 46.334 | 46.73 | 47.49 | 47.752 | 47.29 | 45.948 | 43.451
Hydrogen Evolution | Lct_BB006 | Number | SSEN (SHEPD) | Ceannacroc |  | 2.954 | 5.424 | 8.925 | 12.006 | 15.792 | 19.112 | 22.792 | 26.515 | 30.726 | 35.207 | 42.879 | 55.775 | 76.289 | 99.977 | 119.625 | 134.334 | 141.794 | 141.809 | 158.105 | 172.995 | 186.969 | 198.843 | 209.441 | 219.279 | 227.756 | 233.693 | 236.093 | 233.106
Hydrogen Evolution | Lct_BB006 | Number | SSEN (SHEPD) | Charleston |  | 11.913 | 21.602 | 35.106 | 47.035 | 61.61 | 74.236 | 88.135 | 102.055 | 119.617 | 138.849 | 171.644 | 227.168 | 317.118 | 438.425 | 558.072 | 673.852 | 775.539 | 861.781 | 986.633 | 1109.431 | 1233.262 | 1350.193 | 1465.391 | 1563.432 | 1655.911 | 1733.848 | 1788.862 | 1805.217
Hydrogen Evolution | Lct_BB006 | Number | SSEN (SHEPD) | Clachan |  | 3.74 | 7.641 | 13.815 | 18.635 | 24.579 | 29.829 | 35.677 | 41.629 | 47.936 | 54.525 | 65.835 | 84.759 | 114.497 | 143.756 | 162.782 | 169.807 | 161.536 | 137.821 | 146.875 | 152.857 | 156.216 | 155.993 | 152.948 | 152.139 | 149.252 | 143.629 | 134.92 | 122.544
Hydrogen Evolution | Lct_BB006 | Number | SSEN (SHEPD) | Clayhills |  | 10.477 | 18.909 | 30.583 | 40.974 | 53.667 | 64.662 | 76.764 | 88.883 | 104.118 | 120.779 | 149.195 | 197.29 | 275.139 | 380.74 | 485.134 | 586.431 | 675.748 | 751.902 | 860.819 | 967.941 | 1075.959 | 1177.954 | 1278.432 | 1364.169 | 1445.082 | 1513.33 | 1561.594 | 1576.123
Hydrogen Evolution | Lct_BB006 | Number | SSEN (SHEPD) | Coupar Angus |  | 20.505 | 37.182 | 60.425 | 80.959 | 106.045 | 127.778 | 151.7 | 175.66 | 205.888 | 238.991 | 295.44 | 391.01 | 545.834 | 754.631 | 960.571 | 1159.857 | 1334.884 | 1483.325 | 1698.224 | 1909.59 | 2122.731 | 2323.997 | 2522.28 | 2691.03 | 2850.208 | 2984.355 | 3079.048 | 3107.199
Hydrogen Evolution | Lct_BB006 | Number | SSEN (SHEPD) | Craigiebuckler |  | 27.778 | 50.132 | 81.082 | 108.631 | 142.284 | 171.434 | 203.518 | 235.649 | 276.039 | 320.212 | 395.55 | 523.06 | 729.456 | 1009.428 | 1286.201 | 1554.763 | 1791.562 | 1993.465 | 2282.229 | 2566.233 | 2852.614 | 3123.025 | 3389.417 | 3616.725 | 3831.243 | 4012.185 | 4140.143 | 4178.663
Hydrogen Evolution | Lct_BB006 | Number | SSEN (SHEPD) | Dallas |  | 0 | 0 | 0 | 0 | 0 | 0 | 0 | 0 | 0 | 0 | 0 | 0 | 0 | 0 | 0 | 0 | 0 | 0 | 0 | 0 | 0 | 0 | 0 | 0 | 0 | 0 | 0 | 0
Hydrogen Evolution | Lct_BB006 | Number | SSEN (SHEPD) | Dounreay |  | 11.495 | 21.689 | 36.622 | 49.356 | 65.042 | 78.865 | 94.239 | 109.857 | 126.57 | 144.057 | 174.07 | 224.308 | 303.341 | 385.291 | 443.064 | 472.275 | 464.072 | 417.96 | 452.327 | 479.116 | 499.716 | 511.022 | 515.381 | 523.767 | 526.661 | 521.557 | 506.756 | 479.226
Hydrogen Evolution | Lct_BB006 | Number | SSEN (SHEPD) | Dudhope |  | 36.868 | 66.853 | 108.645 | 145.566 | 190.671 | 229.748 | 272.76 | 315.841 | 370.191 | 429.711 | 531.206 | 703.043 | 981.421 | 1356.841 | 1727.126 | 2085.445 | 2400.147 | 2667.047 | 3053.44 | 3433.479 | 3816.712 | 4178.591 | 4535.107 | 4838.523 | 5124.728 | 5365.928 | 5536.187 | 5586.803
Hydrogen Evolution | Lct_BB006 | Number | SSEN (SHEPD) | Dunbeath |  | 0 | 0 | 0 | 0 | 0 | 0 | 0 | 0 | 0 | 0 | 0 | 0 | 0 | 0 | 0 | 0 | 0 | 0 | 0 | 0 | 0 | 0 | 0 | 0 | 0 | 0 | 0 | 0
Hydrogen Evolution | Lct_BB006 | Number | SSEN (SHEPD) | Dunoon |  | 26.333 | 47.15 | 75.647 | 100.722 | 131.072 | 156.857 | 184.892 | 212.489 | 253.166 | 299.241 | 377.446 | 510.933 | 731.596 | 1085.047 | 1483.442 | 1926.6 | 2388.92 | 2865.552 | 3335.696 | 3812.841 | 4307.464 | 4791.638 | 5282.871 | 5692.375 | 6089.427 | 6440.247 | 6711.942 | 6842.402
Hydrogen Evolution | Lct_BB006 | Number | SSEN (SHEPD) | Dunvegan |  | 6.704 | 12.31 | 20.254 | 27.246 | 35.839 | 43.372 | 51.724 | 60.173 | 69.73 | 79.898 | 97.308 | 126.574 | 173.129 | 226.886 | 271.473 | 304.854 | 321.784 | 321.819 | 358.801 | 392.591 | 424.304 | 451.25 | 475.301 | 497.626 | 516.863 | 530.338 | 535.783 | 529.005
Hydrogen Evolution | Lct_BB006 | Number | SSEN (SHEPD) | Dyce |  | 28.607 | 51.628 | 83.501 | 111.872 | 146.529 | 176.549 | 209.59 | 242.679 | 284.275 | 329.765 | 407.351 | 538.666 | 751.219 | 1039.543 | 1324.574 | 1601.148 | 1845.012 | 2052.939 | 2350.318 | 2642.795 | 2937.72 | 3216.199 | 3490.538 | 3724.627 | 3945.545 | 4131.886 | 4263.661 | 4303.331
Hydrogen Evolution | Lct_BB006 | Number | SSEN (SHEPD) | Elgin |  | 41.473 | 76.148 | 125.289 | 168.547 | 221.701 | 268.299 | 319.964 | 372.232 | 431.349 | 494.251 | 601.95 | 782.992 | 1070.982 | 1403.524 | 1679.34 | 1885.831 | 1990.563 | 1990.778 | 2219.548 | 2428.576 | 2624.754 | 2791.441 | 2940.218 | 3078.323 | 3197.327 | 3280.678 | 3314.366 | 3272.433
Hydrogen Evolution | Lct_BB006 | Number | SSEN (SHEPD) | Fasnakyle |  | 1.479 | 2.716 | 4.468 | 6.011 | 7.907 | 9.569 | 11.411 | 13.276 | 15.384 | 17.627 | 21.468 | 27.925 | 38.196 | 50.056 | 59.893 | 67.257 | 70.993 | 71 | 79.159 | 86.614 | 93.611 | 99.556 | 104.862 | 109.787 | 114.031 | 117.004 | 118.205 | 116.71
Hydrogen Evolution | Lct_BB006 | Number | SSEN (SHEPD) | Fetteresso |  | 0 | 0 | 0 | 0 | 0 | 0 | 0 | 0 | 0 | 0 | 0 | 0 | 0 | 0 | 0 | 0 | 0 | 0 | 0 | 0 | 0 | 0 | 0 | 0 | 0 | 0 | 0 | 0
Hydrogen Evolution | Lct_BB006 | Number | SSEN (SHEPD) | Fiddes |  | 13.549 | 24.452 | 39.547 | 52.984 | 69.398 | 83.616 | 99.264 | 114.936 | 134.636 | 156.18 | 192.926 | 255.118 | 355.786 | 492.339 | 627.333 | 758.322 | 873.818 | 972.295 | 1113.137 | 1251.658 | 1391.337 | 1523.228 | 1653.158 | 1764.025 | 1868.655 | 1956.908 | 2019.318 | 2038.106
Hydrogen Evolution | Lct_BB006 | Number | SSEN (SHEPD) | Finstown |  | 0 | 0 | 0 | 0 | 0 | 0 | 0 | 0 | 0 | 0 | 0 | 0 | 0 | 0 | 0 | 0 | 0 | 0 | 0 | 0 | 0 | 0 | 0 | 0 | 0 | 0 | 0 | 0
Hydrogen Evolution | Lct_BB006 | Number | SSEN (SHEPD) | Fort Augustus |  | 3.244 | 5.957 | 9.8 | 13.184 | 17.342 | 20.987 | 25.029 | 29.117 | 33.741 | 38.662 | 47.086 | 61.248 | 83.775 | 109.788 | 131.363 | 147.515 | 155.708 | 155.724 | 173.62 | 189.97 | 205.316 | 218.355 | 229.992 | 240.795 | 250.104 | 256.624 | 259.259 | 255.979
Hydrogen Evolution | Lct_BB006 | Number | SSEN (SHEPD) | Fort William |  | 22.487 | 41.288 | 67.932 | 91.386 | 120.206 | 145.472 | 173.485 | 201.824 | 233.878 | 267.983 | 326.377 | 424.538 | 580.687 | 760.991 | 910.539 | 1022.498 | 1079.284 | 1079.401 | 1203.44 | 1316.775 | 1423.142 | 1513.521 | 1594.187 | 1669.068 | 1733.592 | 1778.785 | 1797.05 | 1774.314
Hydrogen Evolution | Lct_BB006 | Number | SSEN (SHEPD) | Fraserburgh |  | 15.331 | 27.669 | 44.751 | 59.955 | 78.529 | 94.618 | 112.326 | 130.059 | 152.351 | 176.731 | 218.312 | 288.687 | 402.601 | 557.122 | 709.879 | 858.103 | 988.797 | 1100.231 | 1259.606 | 1416.353 | 1574.412 | 1723.657 | 1870.684 | 1996.139 | 2114.536 | 2214.401 | 2285.023 | 2306.283
Hydrogen Evolution | Lct_BB006 | Number | SSEN (SHEPD) | Glenfarclas |  | 0 | 0 | 0 | 0 | 0 | 0 | 0 | 0 | 0 | 0 | 0 | 0 | 0 | 0 | 0 | 0 | 0 | 0 | 0 | 0 | 0 | 0 | 0 | 0 | 0 | 0 | 0 | 0
Hydrogen Evolution | Lct_BB006 | Number | SSEN (SHEPD) | Grudie Bridge |  | 13.748 | 25.243 | 41.532 | 55.872 | 73.492 | 88.939 | 106.066 | 123.392 | 142.989 | 163.841 | 199.542 | 259.556 | 355.023 | 465.258 | 556.689 | 625.139 | 659.857 | 659.928 | 735.763 | 805.055 | 870.086 | 925.342 | 974.66 | 1020.441 | 1059.89 | 1087.52 | 1098.687 | 1084.787
Hydrogen Evolution | Lct_BB006 | Number | SSEN (SHEPD) | Inverness |  | 77.461 | 142.226 | 234.009 | 314.804 | 414.083 | 501.116 | 597.615 | 695.239 | 805.655 | 923.14 | 1124.295 | 1462.437 | 2000.333 | 2621.44 | 3136.597 | 3522.272 | 3717.885 | 3718.288 | 4145.573 | 4535.987 | 4902.399 | 5213.731 | 5491.61 | 5749.555 | 5971.826 | 6127.506 | 6190.426 | 6112.106
Hydrogen Evolution | Lct_BB006 | Number | SSEN (SHEPD) | Keith |  | 36.718 | 67.419 | 110.926 | 149.225 | 196.285 | 237.541 | 283.284 | 329.56 | 381.9 | 437.591 | 532.943 | 693.231 | 948.207 | 1242.627 | 1486.824 | 1669.644 | 1762.369 | 1762.56 | 1965.104 | 2150.17 | 2323.858 | 2471.437 | 2603.158 | 2725.431 | 2830.793 | 2904.589 | 2934.414 | 2897.289
Hydrogen Evolution | Lct_BB006 | Number | SSEN (SHEPD) | Killin |  | 3.98 | 7.217 | 11.729 | 15.715 | 20.584 | 24.802 | 29.446 | 34.096 | 39.964 | 46.389 | 57.346 | 75.897 | 105.949 | 146.477 | 186.451 | 225.134 | 259.107 | 287.92 | 329.633 | 370.66 | 412.032 | 451.099 | 489.586 | 522.342 | 553.239 | 579.277 | 597.658 | 603.122
Hydrogen Evolution | Lct_BB006 | Number | SSEN (SHEPD) | Kinlochleven |  | 1.594 | 2.927 | 4.816 | 6.479 | 8.522 | 10.314 | 12.3 | 14.309 | 16.582 | 19 | 23.14 | 30.099 | 41.17 | 53.953 | 64.556 | 72.494 | 76.52 | 76.528 | 85.322 | 93.357 | 100.899 | 107.306 | 113.026 | 118.334 | 122.909 | 126.113 | 127.408 | 125.796
Hydrogen Evolution | Lct_BB006 | Number | SSEN (SHEPD) | Kintore |  | 55.945 | 100.967 | 163.3 | 218.783 | 286.56 | 345.27 | 409.887 | 474.598 | 555.945 | 644.908 | 796.64 | 1053.446 | 1469.128 | 2032.993 | 2590.416 | 3131.3 | 3608.214 | 4014.848 | 4596.421 | 5168.407 | 5745.18 | 6289.789 | 6826.304 | 7284.102 | 7716.143 | 8080.561 | 8338.268 | 8415.849
Hydrogen Evolution | Lct_BB006 | Number | SSEN (SHEPD) | Lairg |  | 1.502 | 2.833 | 4.784 | 6.447 | 8.496 | 10.302 | 12.31 | 14.35 | 16.533 | 18.817 | 22.738 | 29.3 | 39.624 | 50.329 | 57.875 | 61.691 | 60.619 | 54.596 | 59.085 | 62.585 | 65.275 | 66.752 | 67.322 | 68.417 | 68.795 | 68.128 | 66.195 | 62.599
Hydrogen Evolution | Lct_BB006 | Number | SSEN (SHEPD) | Lunanhead |  | 20.446 | 37.075 | 60.251 | 80.727 | 105.741 | 127.411 | 151.265 | 175.156 | 205.297 | 238.305 | 294.591 | 389.887 | 544.267 | 752.464 | 957.813 | 1156.526 | 1331.051 | 1479.065 | 1693.348 | 1904.106 | 2116.636 | 2317.323 | 2515.036 | 2683.302 | 2842.023 | 2975.785 | 3070.206 | 3098.276
Hydrogen Evolution | Lct_BB006 | Number | SSEN (SHEPD) | Lyndhurst |  | 19.076 | 34.591 | 56.216 | 75.319 | 98.658 | 118.877 | 141.132 | 163.423 | 191.546 | 222.342 | 274.858 | 363.771 | 507.81 | 702.061 | 893.655 | 1079.057 | 1241.891 | 1379.991 | 1579.92 | 1776.561 | 1974.854 | 2162.099 | 2346.569 | 2503.563 | 2651.652 | 2776.455 | 2864.551 | 2890.741
Hydrogen Evolution | Lct_BB006 | Number | SSEN (SHEPD) | Macduff |  | 15.103 | 27.731 | 45.627 | 61.38 | 80.737 | 97.707 | 116.522 | 135.557 | 157.085 | 179.993 | 219.213 | 285.144 | 390.022 | 511.125 | 611.569 | 686.767 | 724.908 | 724.986 | 808.298 | 884.42 | 955.862 | 1016.566 | 1070.746 | 1121.04 | 1164.378 | 1194.732 | 1207 | 1191.729
Hydrogen Evolution | Lct_BB006 | Number | SSEN (SHEPD) | Milton of Craigie |  | 38.06 | 69.015 | 112.158 | 150.272 | 196.835 | 237.175 | 281.578 | 326.051 | 382.159 | 443.603 | 548.379 | 725.771 | 1013.149 | 1400.706 | 1782.961 | 2152.864 | 2477.74 | 2753.268 | 3152.153 | 3544.478 | 3940.1 | 4313.678 | 4681.72 | 4994.945 | 5290.403 | 5539.4 | 5715.164 | 5767.416
Hydrogen Evolution | Lct_BB006 | Number | SSEN (SHEPD) | Mybster |  | 9.431 | 17.793 | 30.044 | 40.491 | 53.361 | 64.701 | 77.313 | 90.126 | 103.837 | 118.184 | 142.806 | 184.021 | 248.86 | 316.092 | 363.488 | 387.453 | 380.722 | 342.892 | 371.088 | 393.065 | 409.965 | 419.24 | 422.817 | 429.696 | 432.07 | 427.883 | 415.74 | 393.155
Hydrogen Evolution | Lct_BB006 | Number | SSEN (SHEPD) | Nairn |  | 25.82 | 47.408 | 78.002 | 104.933 | 138.025 | 167.036 | 199.202 | 231.742 | 268.547 | 307.708 | 374.759 | 487.471 | 666.767 | 873.799 | 1045.515 | 1174.071 | 1239.274 | 1239.408 | 1381.834 | 1511.97 | 1634.105 | 1737.881 | 1830.506 | 1916.486 | 1990.575 | 2042.468 | 2063.44 | 2037.334
Hydrogen Evolution | Lct_BB006 | Number | SSEN (SHEPD) | Orrin |  | 0 | 0 | 0 | 0 | 0 | 0 | 0 | 0 | 0 | 0 | 0 | 0 | 0 | 0 | 0 | 0 | 0 | 0 | 0 | 0 | 0 | 0 | 0 | 0 | 0 | 0 | 0 | 0
Hydrogen Evolution | Lct_BB006 | Number | SSEN (SHEPD) | Persley |  | 36.842 | 66.49 | 107.539 | 144.076 | 188.71 | 227.372 | 269.925 | 312.539 | 366.109 | 424.695 | 524.616 | 693.732 | 967.473 | 1338.797 | 1705.88 | 2062.072 | 2376.137 | 2643.919 | 3026.906 | 3403.579 | 3783.404 | 4142.048 | 4495.362 | 4796.839 | 5081.353 | 5321.335 | 5491.044 | 5542.134
Hydrogen Evolution | Lct_BB006 | Number | SSEN (SHEPD) | Peterhead Grange |  | 16.603 | 29.963 | 48.462 | 64.927 | 85.041 | 102.464 | 121.64 | 140.844 | 164.985 | 191.386 | 236.414 | 312.625 | 435.985 | 603.32 | 768.743 | 929.258 | 1070.789 | 1191.464 | 1364.054 | 1533.799 | 1704.964 | 1866.585 | 2025.803 | 2161.662 | 2289.876 | 2398.022 | 2474.5 | 2497.524
Hydrogen Evolution | Lct_BB006 | Number | SSEN (SHEPD) | Peterhead Shell |  | 8.144 | 14.698 | 23.772 | 31.848 | 41.715 | 50.261 | 59.668 | 69.088 | 80.929 | 93.88 | 115.968 | 153.351 | 213.862 | 295.945 | 377.089 | 455.826 | 525.251 | 584.445 | 669.105 | 752.37 | 836.331 | 915.611 | 993.712 | 1060.354 | 1123.246 | 1176.295 | 1213.81 | 1225.103
Hydrogen Evolution | Lct_BB006 | Number | SSEN (SHEPD) | Port Ann |  | 18.321 | 37.425 | 67.671 | 91.279 | 120.395 | 146.112 | 174.755 | 203.91 | 234.803 | 267.075 | 322.475 | 415.169 | 560.831 | 704.152 | 797.345 | 831.756 | 791.241 | 675.08 | 719.429 | 748.729 | 765.183 | 764.09 | 749.175 | 745.21 | 731.073 | 703.525 | 660.871 | 600.249
Hydrogen Evolution | Lct_BB006 | Number | SSEN (SHEPD) | Quoich |  | 0.37 | 0.679 | 1.117 | 1.503 | 1.977 | 2.392 | 2.853 | 3.319 | 3.846 | 4.407 | 5.367 | 6.981 | 9.549 | 12.514 | 14.973 | 16.814 | 17.748 | 17.75 | 19.79 | 21.654 | 23.403 | 24.889 | 26.215 | 27.447 | 28.508 | 29.251 | 29.551 | 29.177
Hydrogen Evolution | Lct_BB006 | Number | SSEN (SHEPD) | Rannoch |  | 0.348 | 0.631 | 1.026 | 1.375 | 1.8 | 2.169 | 2.576 | 2.982 | 3.496 | 4.058 | 5.016 | 6.638 | 9.267 | 12.812 | 16.308 | 19.692 | 22.663 | 25.184 | 28.832 | 32.421 | 36.039 | 39.456 | 42.823 | 45.688 | 48.39 | 50.668 | 52.275 | 52.753
Hydrogen Evolution | Lct_BB006 | Number | SSEN (SHEPD) | Redmoss |  | 31.563 | 56.962 | 92.129 | 123.431 | 161.669 | 194.791 | 231.246 | 267.754 | 313.648 | 363.838 | 449.44 | 594.323 | 828.838 | 1146.954 | 1461.435 | 1766.586 | 2035.647 | 2265.057 | 2593.164 | 2915.861 | 3241.259 | 3548.511 | 3851.197 | 4109.473 | 4353.217 | 4558.811 | 4704.202 | 4747.97
Hydrogen Evolution | Lct_BB006 | Number | SSEN (SHEPD) | Rothienorman |  | 0 | 0 | 0 | 0 | 0 | 0 | 0 | 0 | 0 | 0 | 0 | 0 | 0 | 0 | 0 | 0 | 0 | 0 | 0 | 0 | 0 | 0 | 0 | 0 | 0 | 0 | 0 | 0
Hydrogen Evolution | Lct_BB006 | Number | SSEN (SHEPD) | Shin |  | 1.577 | 2.975 | 5.024 | 6.771 | 8.922 | 10.819 | 12.928 | 15.07 | 17.363 | 19.762 | 23.879 | 30.77 | 41.612 | 52.854 | 60.779 | 64.786 | 63.661 | 57.335 | 62.05 | 65.724 | 68.55 | 70.101 | 70.699 | 71.85 | 72.246 | 71.546 | 69.516 | 65.739
Hydrogen Evolution | Lct_BB006 | Number | SSEN (SHEPD) | Sloy |  | 3.082 | 6.296 | 11.384 | 15.355 | 20.253 | 24.579 | 29.398 | 34.302 | 39.499 | 44.928 | 54.248 | 69.841 | 94.344 | 118.454 | 134.131 | 139.92 | 133.105 | 113.564 | 121.024 | 125.953 | 128.721 | 128.537 | 126.028 | 125.361 | 122.983 | 118.349 | 111.173 | 100.975
Hydrogen Evolution | Lct_BB006 | Number | SSEN (SHEPD) | St Fergus Gas Terminal |  | 3.515 | 6.344 | 10.261 | 13.748 | 18.007 | 21.696 | 25.756 | 29.822 | 34.934 | 40.524 | 50.059 | 66.195 | 92.316 | 127.747 | 162.774 | 196.762 | 226.73 | 252.281 | 288.826 | 324.768 | 361.01 | 395.232 | 428.945 | 457.712 | 484.86 | 507.759 | 523.952 | 528.827
Hydrogen Evolution | Lct_BB006 | Number | SSEN (SHEPD) | Strichen |  | 12.969 | 23.405 | 37.855 | 50.716 | 66.428 | 80.038 | 95.017 | 110.018 | 128.875 | 149.498 | 184.671 | 244.202 | 340.562 | 471.272 | 600.49 | 725.873 | 836.428 | 930.691 | 1065.506 | 1198.1 | 1331.803 | 1458.05 | 1582.42 | 1688.544 | 1788.696 | 1873.173 | 1932.912 | 1950.896
Hydrogen Evolution | Lct_BB006 | Number | SSEN (SHEPD) | Tarland |  | 15.826 | 28.562 | 46.195 | 61.89 | 81.064 | 97.672 | 115.951 | 134.257 | 157.269 | 182.435 | 225.358 | 298.005 | 415.595 | 575.104 | 732.791 | 885.799 | 1020.711 | 1135.742 | 1300.261 | 1462.067 | 1625.228 | 1779.29 | 1931.062 | 2060.567 | 2182.784 | 2285.873 | 2358.775 | 2380.721
Hydrogen Evolution | Lct_BB006 | Number | SSEN (SHEPD) | Taynuilt |  | 30.278 | 61.85 | 111.834 | 150.848 | 198.966 | 241.466 | 288.801 | 336.983 | 388.038 | 441.37 | 532.925 | 686.112 | 926.834 | 1163.688 | 1317.699 | 1374.567 | 1307.612 | 1115.644 | 1188.935 | 1237.356 | 1264.549 | 1262.741 | 1238.093 | 1231.541 | 1208.178 | 1162.653 | 1092.161 | 991.977
Hydrogen Evolution | Lct_BB006 | Number | SSEN (SHEPD) | Thurso |  | 42.956 | 81.047 | 136.849 | 184.434 | 243.052 | 294.705 | 352.153 | 410.516 | 472.97 | 538.316 | 650.469 | 838.199 | 1133.533 | 1439.767 | 1655.654 | 1764.811 | 1734.154 | 1561.842 | 1690.268 | 1790.371 | 1867.351 | 1909.598 | 1925.89 | 1957.226 | 1968.038 | 1948.966 | 1893.658 | 1790.783
Hydrogen Evolution | Lct_BB006 | Number | SSEN (SHEPD) | Tummel Bridge |  | 7.02 | 12.73 | 20.687 | 27.717 | 36.306 | 43.746 | 51.936 | 60.139 | 70.488 | 81.821 | 101.147 | 133.866 | 186.872 | 258.356 | 328.862 | 397.089 | 457.012 | 507.832 | 581.405 | 653.768 | 726.74 | 795.645 | 863.529 | 921.303 | 975.799 | 1021.726 | 1054.145 | 1063.783
Hydrogen Evolution | Lct_BB006 | Number | SSEN (SHEPD) | Willowdale |  | 16.917 | 30.53 | 49.379 | 66.156 | 86.65 | 104.403 | 123.942 | 143.509 | 168.107 | 195.008 | 240.888 | 318.542 | 444.236 | 614.737 | 783.291 | 946.844 | 1091.053 | 1214.012 | 1389.868 | 1562.825 | 1737.23 | 1901.909 | 2064.141 | 2202.57 | 2333.211 | 2443.404 | 2521.329 | 2544.788
Hydrogen Evolution | Lct_BB006 | Number | SSEN (SHEPD) | Woodhill |  | 36.41 | 65.711 | 106.279 | 142.389 | 186.5 | 224.709 | 266.763 | 308.879 | 361.821 | 419.72 | 518.471 | 685.606 | 956.141 | 1323.116 | 1685.9 | 2037.919 | 2348.305 | 2612.952 | 2991.452 | 3363.713 | 3739.09 | 4093.533 | 4442.709 | 4740.654 | 5021.836 | 5259.007 | 5426.729 | 5477.22
Hydrogen Evolution | Lct_BB006 | Number | SSEN South | Acton Lane 66kV |  | 14.737 | 26.759 | 43.546 | 60.565 | 82.356 | 103.023 | 126.993 | 152.697 | 192.309 | 240.648 | 321.902 | 462.974 | 705.824 | 983.155 | 1261.653 | 1536.894 | 1785.918 | 2005.539 | 2280.832 | 2547.508 | 2812.688 | 3058.343 | 3296.406 | 3511.233 | 3712.776 | 3880.974 | 3997.251 | 4026.752
Hydrogen Evolution | Lct_BB006 | Number | SSEN South | Axminster_H |  | 61.462 | 112.165 | 183.447 | 252.275 | 339.277 | 419.875 | 512.156 | 609.537 | 750.275 | 917.73 | 1200.118 | 1687.641 | 2515.902 | 3529.012 | 4562.561 | 5602.423 | 6566.079 | 7441.605 | 8468.773 | 9465.4 | 10457.927 | 11379.298 | 12273.826 | 13101.826 | 13884.171 | 14545.469 | 15015.202 | 15160.903
Hydrogen Evolution | Lct_BB006 | Number | SSEN South | Botley Wood |  | 79.829 | 144.14 | 233.242 | 319.701 | 428.561 | 528.668 | 642.811 | 762.633 | 941.763 | 1155.743 | 1516.404 | 2139.614 | 3200.619 | 4581.331 | 6048.937 | 7591.592 | 9101.813 | 10562.275 | 12078.611 | 13566.288 | 15063.067 | 16472.124 | 17856.701 | 19141.699 | 20371.167 | 21433.407 | 22221.983 | 22536.467
Hydrogen Evolution | Lct_BB006 | Number | SSEN South | Bramley |  | 121.417 | 231.581 | 394.944 | 548.504 | 744.801 | 930.44 | 1145.408 | 1375.493 | 1668.521 | 2010.368 | 2588.328 | 3581.655 | 5251.307 | 7077.341 | 8754.791 | 10234.924 | 11353.369 | 12092.02 | 13578.342 | 14969.087 | 16306.492 | 17486.762 | 18580.803 | 19593.354 | 20504.144 | 21205.069 | 21600.899 | 21514.2
Hydrogen Evolution | Lct_BB006 | Number | SSEN South | Chickerell |  | 47.52 | 86.722 | 141.835 | 195.05 | 262.317 | 324.633 | 395.98 | 471.273 | 580.086 | 709.556 | 927.889 | 1304.823 | 1945.206 | 2728.506 | 3527.609 | 4331.594 | 5076.658 | 5753.584 | 6547.753 | 7318.31 | 8085.696 | 8798.068 | 9489.685 | 10129.864 | 10734.746 | 11246.038 | 11609.218 | 11721.869
Hydrogen Evolution | Lct_BB006 | Number | SSEN South | Cowley |  | 268.258 | 489.003 | 798.867 | 1099.288 | 1479.316 | 1831.858 | 2235.811 | 2662.512 | 3286.549 | 4031.626 | 5287.525 | 7457.435 | 11150.715 | 15721.874 | 20437.277 | 25239.714 | 29761.242 | 33947.115 | 38684.417 | 43295.364 | 47900.779 | 52193.314 | 56375.414 | 60235.49 | 63893.587 | 67001.989 | 69234.075 | 69975.944
Hydrogen Evolution | Lct_BB006 | Number | SSEN South | Ealing |  | 127.687 | 231.852 | 377.301 | 524.767 | 713.574 | 892.646 | 1100.329 | 1323.044 | 1666.263 | 2085.099 | 2789.12 | 4011.441 | 6115.615 | 8518.552 | 10931.599 | 13316.433 | 15474.097 | 17377.01 | 19762.284 | 22072.903 | 24370.554 | 26499.033 | 28561.731 | 30423.103 | 32169.37 | 33626.728 | 34634.207 | 34889.824
Hydrogen Evolution | Lct_BB006 | Number | SSEN South | Fawley |  | 94.454 | 170.548 | 275.975 | 378.274 | 507.079 | 625.526 | 760.583 | 902.357 | 1114.306 | 1367.49 | 1794.229 | 2531.619 | 3787.014 | 5420.691 | 7157.181 | 8982.47 | 10769.384 | 12497.421 | 14291.569 | 16051.808 | 17822.817 | 19490.032 | 21128.282 | 22648.707 | 24103.43 | 25360.287 | 26293.34 | 26665.441
Hydrogen Evolution | Lct_BB006 | Number | SSEN South | Fleet |  | 482.733 | 879.6 | 1436.381 | 1967.751 | 2636.353 | 3250.418 | 3950.094 | 4683.911 | 5836.287 | 7227.082 | 9568.159 | 13622.783 | 20563.02 | 29630.223 | 39385.936 | 49767.182 | 60078.054 | 70202.616 | 80385.754 | 90404.747 | 100510.997 | 110057.99 | 119466.698 | 128149.028 | 136471.413 | 143684.422 | 149071.876 | 151284.674
Hydrogen Evolution | Lct_BB006 | Number | SSEN South | Iver 132kV |  | 102.483 | 183.499 | 294.401 | 402.425 | 537.982 | 661.845 | 802.567 | 949.606 | 1197.889 | 1501.354 | 2011.344 | 2897.097 | 4423.11 | 6456.813 | 8693.85 | 11126.233 | 13602.001 | 16094.258 | 18480.016 | 20841.024 | 23235.122 | 25512.645 | 27770.411 | 29847.494 | 31848.881 | 33598.892 | 34928.233 | 35517.66
Hydrogen Evolution | Lct_BB006 | Number | SSEN South | Iver 66kV |  | 48.818 | 87.41 | 140.24 | 191.697 | 256.27 | 315.273 | 382.307 | 452.349 | 570.621 | 715.177 | 958.114 | 1380.046 | 2106.97 | 3075.735 | 4141.359 | 5300.037 | 6479.381 | 7666.58 | 8803.048 | 9927.726 | 11068.166 | 12153.076 | 13228.573 | 14218.002 | 15171.373 | 16004.999 | 16638.238 | 16919.014
Hydrogen Evolution | Lct_BB006 | Number | SSEN South | Laleham |  | 65.792 | 117.802 | 189 | 258.349 | 345.374 | 424.891 | 515.232 | 609.628 | 769.021 | 963.839 | 1291.243 | 1859.879 | 2839.549 | 4145.146 | 5581.279 | 7142.821 | 8732.215 | 10332.194 | 11863.804 | 13379.524 | 14916.487 | 16378.612 | 17828.053 | 19161.499 | 20446.35 | 21569.822 | 22423.233 | 22801.633
Hydrogen Evolution | Lct_BB006 | Number | SSEN South | Lovedean |  | 283.291 | 511.515 | 827.714 | 1134.536 | 1520.853 | 1876.104 | 2281.17 | 2706.386 | 3342.072 | 4101.432 | 5381.323 | 7592.933 | 11358.166 | 16257.955 | 21466.105 | 26940.587 | 32299.971 | 37482.77 | 42863.852 | 48143.231 | 53454.913 | 58455.291 | 63368.796 | 67928.916 | 72291.98 | 76061.596 | 78860.047 | 79976.068
Hydrogen Evolution | Lct_BB006 | Number | SSEN South | Mannington |  | 424.401 | 774.514 | 1266.728 | 1741.996 | 2342.757 | 2899.296 | 3536.504 | 4208.939 | 5180.752 | 6337.053 | 8286.98 | 11653.388 | 17372.644 | 24368.306 | 31505.105 | 38685.497 | 45339.671 | 51385.297 | 58478.03 | 65359.875 | 72213.408 | 78575.606 | 84752.441 | 90469.891 | 95872.091 | 100438.444 | 103682.014 | 104688.101
Hydrogen Evolution | Lct_BB006 | Number | SSEN South | Melksham |  | 265.014 | 487.772 | 804.449 | 1107.81 | 1491.896 | 1848.793 | 2258.112 | 2690.983 | 3305.979 | 4035.97 | 5267.373 | 7392.147 | 10997.344 | 15383.022 | 19829.707 | 24272.796 | 28352.751 | 32018.459 | 36382.735 | 40601.715 | 44788.942 | 48657.466 | 52397.607 | 55930.506 | 59268.25 | 62089.03 | 64091.891 | 64711.507
Hydrogen Evolution | Lct_BB006 | Number | SSEN South | Minety |  | 134.833 | 248.168 | 409.286 | 563.629 | 759.044 | 940.625 | 1148.878 | 1369.113 | 1682.01 | 2053.413 | 2679.924 | 3760.963 | 5595.208 | 7826.546 | 10088.922 | 12349.468 | 14425.261 | 16290.293 | 18510.741 | 20657.266 | 22787.636 | 24755.856 | 26658.758 | 28456.22 | 30154.391 | 31589.543 | 32608.555 | 32923.801
Hydrogen Evolution | Lct_BB006 | Number | SSEN South | North Hyde |  | 45.258 | 81.036 | 130.012 | 177.717 | 237.581 | 292.281 | 354.426 | 419.361 | 529.006 | 663.021 | 888.24 | 1279.403 | 1953.314 | 2851.428 | 3839.339 | 4913.517 | 6006.854 | 7107.473 | 8161.061 | 9203.719 | 10260.99 | 11266.779 | 12263.843 | 13181.115 | 14064.959 | 14837.791 | 15424.849 | 15685.149
Hydrogen Evolution | Lct_BB006 | Number | SSEN South | Nursling |  | 192.05 | 346.768 | 561.126 | 769.128 | 1031.022 | 1271.855 | 1546.458 | 1834.722 | 2265.668 | 2780.456 | 3648.124 | 5147.425 | 7699.964 | 11021.645 | 14552.37 | 18263.649 | 21896.9 | 25410.439 | 29058.4 | 32637.413 | 36238.326 | 39628.198 | 42959.177 | 46050.588 | 49008.41 | 51563.921 | 53461.056 | 54217.632
Hydrogen Evolution | Lct_BB006 | Number | UKPN Eastern | Amersham Main |  | 105.561 | 189.011 | 303.245 | 414.514 | 554.142 | 681.726 | 826.675 | 978.131 | 1233.873 | 1546.453 | 2071.762 | 2984.122 | 4555.975 | 6650.768 | 8955.003 | 11460.453 | 14010.591 | 16577.711 | 19035.135 | 21467.066 | 23933.079 | 26279.017 | 28604.603 | 30744.079 | 32805.586 | 34608.166 | 35977.439 | 36584.571
Hydrogen Evolution | Lct_BB006 | Number | UKPN Eastern | Braintree |  | 171.097 | 316.451 | 524.372 | 725.376 | 981.189 | 1221.177 | 1497.869 | 1792.42 | 2209.053 | 2705.549 | 3542.647 | 4988.342 | 7446.488 | 10311.627 | 13148.833 | 15907.396 | 18346.714 | 20434.633 | 23172.327 | 25805.311 | 28405.858 | 30792.181 | 33085.459 | 35186.47 | 37146.669 | 38766.104 | 39860.95 | 40086.686
Hydrogen Evolution | Lct_BB006 | Number | UKPN Eastern | Bramford |  | 350.546 | 649.63 | 1078.508 | 1493.304 | 2021.755 | 2518.461 | 3091.726 | 3702.784 | 4517.261 | 5475.139 | 7092.906 | 9878.484 | 14581.414 | 20098.446 | 25498.905 | 30677.262 | 35164.928 | 38901.133 | 44040.581 | 48962.522 | 53804.257 | 58221.759 | 62445.283 | 66367.462 | 70018.011 | 73020.626 | 75030.424 | 75401.308
Hydrogen Evolution | Lct_BB006 | Number | UKPN Eastern | Brimsdown |  | 71.529 | 129.479 | 210.051 | 286.312 | 381.672 | 468.217 | 566.16 | 667.986 | 838.005 | 1044.677 | 1392.242 | 1995.166 | 3031.01 | 4422.9 | 5952.976 | 7615.649 | 9306.831 | 11008.133 | 12639.579 | 14254.005 | 15890.971 | 17448.121 | 18991.672 | 20415.265 | 21787.512 | 22988.192 | 23901.379 | 24308.448
Hydrogen Evolution | Lct_BB006 | Number | UKPN Eastern | Burwell Main |  | 224.544 | 412.901 | 680.353 | 942.513 | 1276.701 | 1591.151 | 1954.28 | 2341.63 | 2879.984 | 3519.9 | 4599.16 | 6462.003 | 9625.139 | 13288.091 | 16888.132 | 20357.012 | 23384.842 | 25931.01 | 29375.736 | 32680.212 | 35936.034 | 38913.346 | 41765.747 | 44394.643 | 46842.621 | 48857.855 | 50209.407 | 50464.604
Hydrogen Evolution | Lct_BB006 | Number | UKPN Eastern | Clacton |  | 26.359 | 48.848 | 81.096 | 112.286 | 152.022 | 189.37 | 232.476 | 278.423 | 339.666 | 411.692 | 533.336 | 742.792 | 1096.419 | 1511.261 | 1917.337 | 2306.712 | 2644.153 | 2925.089 | 3311.539 | 3681.634 | 4045.699 | 4377.863 | 4695.442 | 4990.362 | 5264.858 | 5490.633 | 5641.756 | 5669.644
Hydrogen Evolution | Lct_BB006 | Number | UKPN Eastern | Eaton Socon |  | 191.079 | 350.027 | 574.603 | 787.077 | 1054.386 | 1299.824 | 1579.438 | 1872.637 | 2342.962 | 2913.092 | 3872.234 | 5535.041 | 8387.719 | 12132.378 | 16188.447 | 20533.313 | 24881.856 | 29185.702 | 33427.957 | 37604.175 | 41818.907 | 45803.128 | 49731.902 | 53464.596 | 57063.494 | 60213.658 | 62611.292 | 63683.437
Hydrogen Evolution | Lct_BB006 | Number | UKPN Eastern | Elstree |  | 105.656 | 189.181 | 303.518 | 414.887 | 554.642 | 682.34 | 827.42 | 979.012 | 1234.984 | 1547.846 | 2073.629 | 2986.811 | 4560.08 | 6656.76 | 8963.071 | 11470.779 | 14023.214 | 16592.647 | 19052.285 | 21486.407 | 23954.642 | 26302.693 | 28630.375 | 30771.779 | 32835.143 | 34639.346 | 36009.854 | 36617.533
Hydrogen Evolution | Lct_BB006 | Number | UKPN Eastern | Loudwater |  | 23.761 | 42.545 | 68.258 | 93.304 | 124.734 | 153.452 | 186.079 | 220.171 | 277.737 | 348.096 | 466.34 | 671.707 | 1025.52 | 1497.045 | 2015.713 | 2579.674 | 3153.693 | 3731.535 | 4284.685 | 4832.097 | 5387.181 | 5915.236 | 6438.71 | 6920.293 | 7384.324 | 7790.073 | 8098.288 | 8234.949
Hydrogen Evolution | Lct_BB006 | Number | UKPN Eastern | Mill Hill |  | 208.194 | 372.778 | 598.078 | 817.529 | 1092.913 | 1344.542 | 1630.419 | 1929.129 | 2433.518 | 3050.008 | 4086.055 | 5885.467 | 8985.57 | 13117.049 | 17661.601 | 22603.001 | 27632.537 | 32695.568 | 37542.249 | 42338.649 | 47202.271 | 51829.071 | 56415.734 | 60635.339 | 64701.167 | 68256.324 | 70956.888 | 72154.311
Hydrogen Evolution | Lct_BB006 | Number | UKPN Eastern | Norwich Main |  | 337.966 | 625.59 | 1037.437 | 1441.005 | 1956.963 | 2445.045 | 3010.316 | 3615.452 | 4426.613 | 5385.217 | 7003.188 | 9792.19 | 14513.239 | 19858.797 | 24991.782 | 29797.441 | 33813.35 | 36982.444 | 41733.451 | 46243.748 | 50643.324 | 54608.935 | 58358.669 | 62050.057 | 65491.1 | 68329.471 | 70241.622 | 70621.252
Hydrogen Evolution | Lct_BB006 | Number | UKPN Eastern | Pelham |  | 91.205 | 167.787 | 276.59 | 379.911 | 510.328 | 630.824 | 768.582 | 913.683 | 1132.974 | 1396.203 | 1839.597 | 2606.601 | 3915.761 | 5582.413 | 7340.42 | 9173.786 | 10951.628 | 12653.278 | 14455.077 | 16218.84 | 17989.748 | 19652.221 | 21281.934 | 22784.895 | 24217.811 | 25448.271 | 26350.786 | 26689.216
Hydrogen Evolution | Lct_BB006 | Number | UKPN Eastern | Rayleigh |  | 197.71 | 357.687 | 579.94 | 789.876 | 1052.131 | 1289.687 | 1558.234 | 1837.026 | 2332.153 | 2940.949 | 3963.297 | 5741.245 | 8813.647 | 12901.518 | 17418.048 | 22349.684 | 27392.656 | 32492.535 | 37332.745 | 42128.927 | 46997.949 | 51636.987 | 56241.645 | 60461.459 | 64529.763 | 68090.433 | 70799.977 | 72010.579
Hydrogen Evolution | Lct_BB006 | Number | UKPN Eastern | Rye House |  | 82.948 | 152.752 | 252.055 | 343.47 | 457.739 | 561.372 | 678.608 | 800.429 | 1004.997 | 1253.877 | 1672.379 | 2398.495 | 3646.529 | 5324.636 | 7171.349 | 9180.182 | 11225.814 | 13286.035 | 15254.451 | 17202.17 | 19176.933 | 21055.222 | 22916.953 | 24632.107 | 26284.942 | 27730.453 | 28828.884 | 29316.679
Hydrogen Evolution | Lct_BB006 | Number | UKPN Eastern | Sheringham Shoal |  | 169.024 | 312.871 | 518.844 | 720.676 | 978.718 | 1222.818 | 1505.522 | 1808.163 | 2213.842 | 2693.26 | 3502.44 | 4897.279 | 7258.374 | 9931.799 | 12498.912 | 14902.323 | 16910.762 | 18495.692 | 20871.77 | 23127.464 | 25327.784 | 27311.069 | 29186.389 | 31032.529 | 32753.467 | 34172.996 | 35129.302 | 35319.163
Hydrogen Evolution | Lct_BB006 | Number | UKPN Eastern | Sundon |  | 150.645 | 275.799 | 452.495 | 617.465 | 824.04 | 1012.024 | 1225.096 | 1447.059 | 1827.282 | 2292.468 | 3074.144 | 4432.056 | 6772.7 | 9864.663 | 13253.353 | 16925.068 | 20647.725 | 24380.658 | 27980.797 | 31539.93 | 35145.622 | 38571.546 | 41964.282 | 45076.552 | 48070.854 | 50682.376 | 52656.561 | 53513.529
Hydrogen Evolution | Lct_BB006 | Number | UKPN Eastern | Tilbury |  | 29.153 | 51.269 | 80.717 | 108.598 | 142.862 | 172.91 | 206.232 | 239.951 | 306.748 | 389.386 | 528.052 | 769.526 | 1188.091 | 1782.254 | 2462.774 | 3230.699 | 4043.904 | 4894.04 | 5643.768 | 6392.066 | 7156.622 | 7891.238 | 8625.5 | 9300.337 | 9955.687 | 10536.24 | 10987.993 | 11208.941
Hydrogen Evolution | Lct_BB006 | Number | UKPN Eastern | Tottenham |  | 170.198 | 307.833 | 498.975 | 687.124 | 925.333 | 1146.669 | 1400.507 | 1668.942 | 2118.279 | 2670.657 | 3598.287 | 5211.44 | 7998.771 | 11427.212 | 15058.134 | 18860.464 | 22566.19 | 26132.532 | 29902.359 | 33605.855 | 37336.523 | 40854.287 | 44315.727 | 47463.821 | 50468.558 | 53053.757 | 54957.226 | 55685.481
Hydrogen Evolution | Lct_BB006 | Number | UKPN Eastern | Walpole (_A) |  | 165.928 | 305.526 | 504.087 | 700.35 | 951.338 | 1188.879 | 1464.059 | 1758.739 | 2167.889 | 2655.563 | 3477.765 | 4897.797 | 7312.559 | 10018.583 | 12625.879 | 15077.47 | 17140.019 | 18784.475 | 21211.859 | 23520.551 | 25776.633 | 27815.519 | 29748.068 | 31627.125 | 33378.216 | 34821.809 | 35793.102 | 35983.286
Hydrogen Evolution | Lct_BB006 | Number | UKPN Eastern | Warley |  | 126.473 | 226.779 | 364.376 | 493.236 | 652.926 | 795.326 | 954.835 | 1118.442 | 1441 | 1842.622 | 2516.006 | 3690.279 | 5732.229 | 8560.558 | 11780.113 | 15393.397 | 19198.216 | 23155.184 | 26688.582 | 30211.755 | 33808.32 | 37260.1 | 40706.992 | 43862.039 | 46921.085 | 49623.847 | 51716.891 | 52721.668
Hydrogen Evolution | Lct_BB006 | Number | UKPN Eastern | Watford South |  | 134.023 | 239.974 | 385.009 | 526.279 | 703.556 | 865.54 | 1049.572 | 1241.864 | 1566.561 | 1963.422 | 2630.371 | 3788.73 | 5784.402 | 8444.013 | 11369.539 | 14550.533 | 17788.263 | 21047.556 | 24167.575 | 27255.226 | 30386.15 | 33364.623 | 36317.256 | 39033.599 | 41650.95 | 43939.558 | 45678.028 | 46448.862
Hydrogen Evolution | Lct_BB006 | Number | UKPN Eastern | West Thurrock |  | 29.941 | 54.153 | 87.778 | 120.876 | 162.781 | 201.718 | 246.372 | 293.594 | 372.639 | 469.812 | 632.997 | 916.777 | 1407.113 | 2010.232 | 2648.969 | 3317.861 | 3969.758 | 4597.135 | 5260.309 | 5911.814 | 6568.099 | 7186.93 | 7795.854 | 8349.654 | 8878.236 | 9333.015 | 9667.866 | 9795.977
Hydrogen Evolution | Lct_BB006 | Number | UKPN Eastern | Wymondley |  | 118.205 | 217.459 | 358.473 | 492.38 | 661.406 | 817.575 | 996.115 | 1184.171 | 1468.381 | 1809.538 | 2384.194 | 3378.264 | 5074.99 | 7235.041 | 9513.49 | 11889.61 | 14193.768 | 16399.177 | 18734.384 | 21020.295 | 23315.465 | 25470.099 | 27582.276 | 29530.176 | 31387.295 | 32982.023 | 34151.719 | 34590.34
Hydrogen Evolution | Lct_BB006 | Number | UKPN London | Acton Lane 22kV |  | 26.029 | 47.263 | 76.913 | 106.974 | 145.463 | 181.967 | 224.303 | 269.704 | 339.67 | 425.05 | 568.565 | 817.737 | 1246.675 | 1736.516 | 2228.419 | 2714.57 | 3154.412 | 3542.323 | 4028.564 | 4499.586 | 4967.965 | 5401.858 | 5822.341 | 6201.784 | 6557.762 | 6854.846 | 7060.222 | 7112.33
Hydrogen Evolution | Lct_BB006 | Number | UKPN London | Barking |  | 45.35 | 82.023 | 132.954 | 183.087 | 246.559 | 305.535 | 373.172 | 444.697 | 564.425 | 711.609 | 958.78 | 1388.612 | 2131.309 | 3044.833 | 4012.309 | 5025.457 | 6012.865 | 6963.133 | 7967.621 | 8954.435 | 9948.488 | 10885.812 | 11808.129 | 12646.953 | 13447.579 | 14136.418 | 14643.606 | 14837.652
Hydrogen Evolution | Lct_BB006 | Number | UKPN London | Barking West |  | 108.093 | 195.505 | 316.901 | 436.394 | 587.682 | 728.253 | 889.466 | 1059.95 | 1345.325 | 1696.142 | 2285.282 | 3309.8 | 5080.043 | 7257.455 | 9563.464 | 11978.334 | 14331.852 | 16596.846 | 18991.073 | 21343.175 | 23712.532 | 25946.674 | 28145.045 | 30144.408 | 32052.725 | 33694.593 | 34903.491 | 35366.008
Hydrogen Evolution | Lct_BB006 | Number | UKPN London | Beddington (_C) |  | 152.085 | 271.045 | 432.765 | 589.56 | 785.486 | 963.059 | 1163.864 | 1372.417 | 1753.101 | 2223.741 | 3013.544 | 4388.715 | 6771.596 | 9987.531 | 13582.638 | 17551.521 | 21658.74 | 25860.71 | 29751.483 | 33616.887 | 37550.088 | 41308.984 | 45049.486 | 48475.377 | 51786.12 | 54695.31 | 56925.621 | 57953.757
Hydrogen Evolution | Lct_BB006 | Number | UKPN London | Canal Bank |  | 23.518 | 42.703 | 69.493 | 96.654 | 131.429 | 164.411 | 202.663 | 243.683 | 306.899 | 384.042 | 513.711 | 738.843 | 1126.398 | 1568.98 | 2013.425 | 2452.673 | 2850.08 | 3200.566 | 3639.895 | 4065.474 | 4488.664 | 4880.696 | 5260.612 | 5603.446 | 5925.081 | 6193.503 | 6379.064 | 6426.145
Hydrogen Evolution | Lct_BB006 | Number | UKPN London | City Road |  | 187.249 | 340.005 | 553.301 | 769.555 | 1046.435 | 1309.038 | 1613.6 | 1940.204 | 2443.524 | 3057.735 | 4090.16 | 5882.657 | 8968.365 | 12492.2 | 16030.861 | 19528.149 | 22692.298 | 25482.863 | 28980.796 | 32369.248 | 35738.685 | 38860.036 | 41884.92 | 44614.566 | 47175.415 | 49312.586 | 50790.023 | 51164.879
Hydrogen Evolution | Lct_BB006 | Number | UKPN London | Greenford |  | 22.528 | 40.906 | 66.568 | 92.586 | 125.898 | 157.492 | 194.134 | 233.428 | 293.983 | 367.88 | 492.092 | 707.75 | 1078.995 | 1502.952 | 1928.692 | 2349.455 | 2730.138 | 3065.874 | 3486.714 | 3894.383 | 4299.764 | 4675.298 | 5039.225 | 5367.632 | 5675.731 | 5932.856 | 6110.609 | 6155.708
Hydrogen Evolution | Lct_BB006 | Number | UKPN London | Hackney 132kV |  | 56.859 | 102.839 | 166.695 | 229.55 | 309.13 | 383.072 | 467.873 | 557.55 | 707.662 | 892.197 | 1202.095 | 1741.007 | 2672.183 | 3817.536 | 5030.533 | 6300.793 | 7538.78 | 8730.203 | 9989.604 | 11226.847 | 12473.166 | 13648.36 | 14804.738 | 15856.435 | 16860.24 | 17723.888 | 18359.787 | 18603.078
Hydrogen Evolution | Lct_BB006 | Number | UKPN London | Hackney 66kV |  | 77.592 | 140.338 | 227.479 | 313.254 | 421.852 | 522.757 | 638.48 | 760.857 | 965.706 | 1217.531 | 1640.43 | 2375.853 | 3646.575 | 5209.574 | 6864.882 | 8598.333 | 10287.744 | 11913.61 | 13632.244 | 15320.638 | 17021.419 | 18625.139 | 20203.182 | 21638.372 | 23008.208 | 24186.779 | 25054.555 | 25386.561
Hydrogen Evolution | Lct_BB006 | Number | UKPN London | Hurst |  | 60.2 | 107.287 | 171.301 | 233.365 | 310.918 | 381.207 | 460.691 | 543.243 | 693.929 | 880.222 | 1192.849 | 1737.182 | 2680.396 | 3953.357 | 5376.406 | 6947.406 | 8573.163 | 10236.426 | 11776.508 | 13306.548 | 14863.424 | 16351.305 | 17831.905 | 19187.973 | 20498.462 | 21650.005 | 22532.828 | 22939.794
Hydrogen Evolution | Lct_BB006 | Number | UKPN London | Islington |  | 75.89 | 137.8 | 224.246 | 311.891 | 424.107 | 530.537 | 653.972 | 786.341 | 990.33 | 1239.262 | 1657.692 | 2384.169 | 3634.769 | 5062.936 | 6497.111 | 7914.519 | 9196.91 | 10327.892 | 11745.561 | 13118.86 | 14484.451 | 15749.496 | 16975.445 | 18081.737 | 19119.617 | 19985.786 | 20584.574 | 20736.498
Hydrogen Evolution | Lct_BB006 | Number | UKPN London | Littlebrook (_C) |  | 11.08 | 19.746 | 31.528 | 42.95 | 57.224 | 70.16 | 84.789 | 99.982 | 127.716 | 162.003 | 219.541 | 319.724 | 493.32 | 727.605 | 989.514 | 1278.652 | 1577.869 | 1883.988 | 2167.436 | 2449.036 | 2735.575 | 3009.416 | 3281.916 | 3531.497 | 3772.689 | 3984.628 | 4147.109 | 4222.01
Hydrogen Evolution | Lct_BB006 | Number | UKPN London | Lodge Road |  | 163.248 | 296.424 | 482.381 | 670.917 | 912.307 | 1141.252 | 1406.776 | 1691.518 | 2130.324 | 2665.808 | 3565.902 | 5128.645 | 7818.841 | 10891.007 | 13976.098 | 17025.12 | 19783.703 | 22216.586 | 25266.17 | 28220.306 | 31157.863 | 33879.133 | 36516.302 | 38896.074 | 41128.685 | 42991.923 | 44279.989 | 44606.798
Hydrogen Evolution | Lct_BB006 | Number | UKPN London | New Cross |  | 180.575 | 330.01 | 540.492 | 747.335 | 1010.444 | 1257.044 | 1541.211 | 1843.526 | 2325.467 | 2914.503 | 3904.418 | 5623.696 | 8585.7 | 12100.311 | 15722.647 | 19408.321 | 22874.168 | 26078.152 | 29747.283 | 33326.876 | 36909.867 | 40259.304 | 43530.887 | 46495.302 | 49301.565 | 51681.587 | 53383.938 | 53936.14
Hydrogen Evolution | Lct_BB006 | Number | UKPN London | Perivale |  | 16.374 | 29.732 | 48.384 | 67.295 | 91.507 | 114.471 | 141.104 | 169.665 | 213.678 | 267.389 | 357.671 | 514.419 | 784.254 | 1092.402 | 1401.847 | 1707.673 | 1984.368 | 2228.393 | 2534.276 | 2830.585 | 3125.232 | 3398.184 | 3662.7 | 3901.398 | 4125.336 | 4312.225 | 4441.422 | 4474.202
Hydrogen Evolution | Lct_BB006 | Number | UKPN London | Redbridge |  | 62.057 | 112.241 | 181.935 | 250.537 | 337.392 | 418.094 | 510.648 | 608.523 | 772.359 | 973.765 | 1311.994 | 1900.176 | 2916.483 | 4166.548 | 5490.442 | 6876.833 | 8228.002 | 9528.348 | 10902.889 | 12253.244 | 13613.507 | 14896.141 | 16158.239 | 17306.085 | 18401.661 | 19344.267 | 20038.303 | 20303.837
Hydrogen Evolution | Lct_BB006 | Number | UKPN London | St John's Wood |  | 172.661 | 313.515 | 510.193 | 709.599 | 964.907 | 1207.051 | 1487.884 | 1789.043 | 2253.148 | 2819.506 | 3771.495 | 5424.338 | 8269.638 | 11518.93 | 14781.892 | 18006.706 | 20924.336 | 23497.487 | 26722.895 | 29847.352 | 32954.275 | 35832.441 | 38621.656 | 41138.634 | 43499.967 | 45470.63 | 46832.96 | 47178.611
Hydrogen Evolution | Lct_BB006 | Number | UKPN London | Wesley Avenue (Willesden) |  | 4.131 | 7.5 | 12.205 | 16.976 | 23.084 | 28.876 | 35.595 | 42.799 | 53.902 | 67.451 | 90.226 | 129.767 | 197.835 | 275.568 | 353.628 | 430.776 | 500.575 | 562.132 | 639.294 | 714.041 | 788.368 | 857.223 | 923.949 | 984.163 | 1040.653 | 1087.798 | 1120.389 | 1128.658
Hydrogen Evolution | Lct_BB006 | Number | UKPN London | West Ham |  | 199.752 | 361.285 | 585.618 | 806.437 | 1086.01 | 1345.778 | 1643.694 | 1958.739 | 2486.1 | 3134.394 | 4223.1 | 6116.363 | 9387.692 | 13411.453 | 17672.854 | 22135.427 | 26484.623 | 30670.23 | 35094.656 | 39441.234 | 43819.701 | 47948.296 | 52010.787 | 55705.521 | 59232.006 | 62266.103 | 64500.094 | 65354.804
Hydrogen Evolution | Lct_BB006 | Number | UKPN London | Willesden 132kV |  | 135.814 | 246.609 | 401.315 | 558.167 | 758.991 | 949.461 | 1170.363 | 1407.253 | 1772.316 | 2217.81 | 2966.64 | 4266.759 | 6504.859 | 9060.737 | 11627.369 | 14163.993 | 16458.987 | 18483.016 | 21020.107 | 23477.79 | 25921.682 | 28185.633 | 30379.617 | 32359.461 | 34216.874 | 35766.989 | 36838.591 | 37110.479
Hydrogen Evolution | Lct_BB006 | Number | UKPN London | Willesden 66kV |  | 36.641 | 66.532 | 108.269 | 150.586 | 204.765 | 256.151 | 315.748 | 379.657 | 478.146 | 598.334 | 800.358 | 1151.112 | 1754.92 | 2444.461 | 3136.902 | 3821.248 | 4440.405 | 4986.46 | 5670.932 | 6333.981 | 6993.309 | 7604.091 | 8195.998 | 8730.132 | 9231.236 | 9649.436 | 9938.539 | 10011.89
Hydrogen Evolution | Lct_BB006 | Number | UKPN London | Wimbledon North |  | 78.869 | 144.137 | 236.068 | 326.41 | 441.326 | 549.033 | 673.147 | 805.187 | 1015.682 | 1272.952 | 1705.312 | 2456.232 | 3749.932 | 5284.99 | 6867.099 | 8476.871 | 9990.631 | 11390.019 | 12992.566 | 14556.006 | 16120.93 | 17583.847 | 19012.759 | 20307.511 | 21533.188 | 22572.698 | 23316.225 | 23557.407
Hydrogen Evolution | Lct_BB006 | Number | UKPN London | Wimbledon South |  | 304.784 | 557.007 | 912.27 | 1261.391 | 1705.479 | 2121.704 | 2601.336 | 3111.597 | 3925.043 | 4919.248 | 6590.077 | 9491.963 | 14491.385 | 20423.526 | 26537.49 | 32758.361 | 38608.195 | 44016.043 | 50208.991 | 56250.812 | 62298.367 | 67951.72 | 73473.665 | 78477.157 | 83213.712 | 87230.835 | 90104.15 | 91036.185
Hydrogen Evolution | Lct_BB006 | Number | UKPN South East | Beddington (_J) |  | 274.725 | 489.613 | 781.743 | 1064.975 | 1418.894 | 1739.661 | 2102.393 | 2479.121 | 3166.785 | 4016.946 | 5443.639 | 7927.733 | 12232.147 | 18041.382 | 24535.551 | 31704.904 | 39124.146 | 46714.546 | 53742.802 | 60725.232 | 67830.13 | 74620.164 | 81376.972 | 87565.47 | 93545.965 | 98801.1 | 102829.912 | 104687.128
Hydrogen Evolution | Lct_BB006 | Number | UKPN South East | Bolney |  | 426.376 | 772.996 | 1255.95 | 1725.591 | 2318.594 | 2866.83 | 3493.82 | 4154.519 | 5170.62 | 6395.377 | 8457.304 | 12027.438 | 18134.313 | 25820.552 | 33908.516 | 42321.986 | 50455.702 | 58214.706 | 66513.103 | 74638.712 | 82799.422 | 90463.242 | 97978.384 | 104891.688 | 111481.693 | 117138.956 | 121286.034 | 122836.368
Hydrogen Evolution | Lct_BB006 | Number | UKPN South East | Canterbury |  | 71.329 | 129.071 | 209.314 | 285.796 | 381.636 | 468.976 | 568.052 | 671.371 | 842.3 | 1050.09 | 1399.533 | 2005.722 | 3047.207 | 4424.91 | 5927.205 | 7547.03 | 9180.332 | 10809.131 | 12398.05 | 13966.981 | 15554.715 | 17061.114 | 18551.122 | 19921.681 | 21239.374 | 22387.27 | 23253.087 | 23625.193
Hydrogen Evolution | Lct_BB006 | Number | UKPN South East | Chessington |  | 188.951 | 336.748 | 537.67 | 732.473 | 975.893 | 1196.511 | 1445.992 | 1705.1 | 2178.064 | 2762.791 | 3744.047 | 5452.567 | 8413.075 | 12408.573 | 16875.158 | 21806.124 | 26908.959 | 32129.514 | 36963.436 | 41765.839 | 46652.474 | 51322.55 | 55969.774 | 60226.123 | 64339.412 | 67953.809 | 70724.762 | 72002.125
Hydrogen Evolution | Lct_BB006 | Number | UKPN South East | Kemsley |  | 66.202 | 123.735 | 207.098 | 283.763 | 380.249 | 468.902 | 569.939 | 675.939 | 840.632 | 1038.981 | 1372.944 | 1951.081 | 2939.584 | 4183.812 | 5492.022 | 6851.745 | 8164.914 | 9416.178 | 10753.712 | 12062.109 | 13374.977 | 14606.401 | 15812.674 | 16919.544 | 17973.036 | 18875.013 | 19532.708 | 19771.61
Hydrogen Evolution | Lct_BB006 | Number | UKPN South East | Kingsnorth |  | 128.609 | 231.258 | 372.643 | 507.402 | 675.687 | 828.023 | 1000.165 | 1178.787 | 1498.59 | 1892.308 | 2553.372 | 3703.335 | 5691.8 | 8384.872 | 11389.993 | 14701.956 | 18123.138 | 21617.141 | 24859.675 | 28078.542 | 31351.58 | 34476.692 | 37584.145 | 40434.516 | 43187.762 | 45605.138 | 47455.644 | 48303.453
Hydrogen Evolution | Lct_BB006 | Number | UKPN South East | Littlebrook (_J) |  | 58.168 | 103.667 | 165.52 | 225.489 | 300.425 | 368.342 | 445.144 | 524.909 | 670.51 | 850.516 | 1152.592 | 1678.554 | 2589.936 | 3819.936 | 5194.959 | 6712.94 | 8283.83 | 9890.96 | 11379.066 | 12857.47 | 14361.803 | 15799.47 | 17230.102 | 18540.404 | 19806.666 | 20919.346 | 21772.374 | 22165.606
Hydrogen Evolution | Lct_BB006 | Number | UKPN South East | Ninfield |  | 241.092 | 437.087 | 710.172 | 975.728 | 1311.039 | 1621.037 | 1975.565 | 2349.155 | 2923.704 | 3616.238 | 4782.146 | 6800.863 | 10253.968 | 14600.119 | 19173.423 | 23930.782 | 28529.957 | 32917.252 | 37609.545 | 42204.135 | 46818.573 | 51152.046 | 55401.451 | 59310.548 | 63036.838 | 66235.713 | 68580.66 | 69457.29
Hydrogen Evolution | Lct_BB006 | Number | UKPN South East | Northfleet East |  | 115.569 | 207.81 | 334.859 | 455.955 | 607.177 | 744.066 | 898.755 | 1059.265 | 1346.642 | 1700.439 | 2294.476 | 3327.839 | 5114.687 | 7534.698 | 10235.118 | 13211.269 | 16285.564 | 19425.297 | 22339.058 | 25231.552 | 28172.724 | 30980.969 | 33773.346 | 36334.706 | 38808.791 | 40981.059 | 42643.936 | 43405.782
Hydrogen Evolution | Lct_BB006 | Number | UKPN South East | Richborough |  | 96.23 | 174.131 | 282.387 | 385.568 | 514.867 | 632.697 | 766.36 | 905.749 | 1136.35 | 1416.68 | 1888.114 | 2705.927 | 4110.998 | 5969.661 | 7996.412 | 10181.724 | 12385.217 | 14582.635 | 16726.252 | 18842.901 | 20984.918 | 23017.206 | 25027.381 | 26876.407 | 28654.112 | 30202.741 | 31370.818 | 31872.827
Hydrogen Evolution | Lct_BB006 | Number | UKPN South East | Sellindge |  | 100.4 | 182.702 | 297.962 | 409.731 | 551.002 | 681.857 | 831.669 | 989.748 | 1230.832 | 1521.164 | 2010.006 | 2856.246 | 4303.107 | 6083.73 | 7931.015 | 9823.992 | 11620.216 | 13298.172 | 15166.706 | 16988.957 | 18812.304 | 20515.99 | 22179.396 | 23704.381 | 25150.763 | 26381.583 | 27268.037 | 27567.994
Hydrogen Evolution | Lct_BB006 | Number | UKPN South East | West Weybridge |  | 143.961 | 256.566 | 409.648 | 558.067 | 743.527 | 911.615 | 1101.693 | 1299.106 | 1659.454 | 2104.954 | 2852.568 | 4154.279 | 6409.872 | 9454.019 | 12857.084 | 16613.959 | 20501.779 | 24479.29 | 28162.227 | 31821.15 | 35544.248 | 39102.352 | 42643.045 | 45885.933 | 49019.823 | 51773.611 | 53884.784 | 54858
Hydrogen Evolution | Lct_BB007 | Number | Electricity North West | Bredbury |  | 67.814 | 73.824 | 74.533 | 104.078 | 145.59 | 187.599 | 230.053 | 272.549 | 312.125 | 362.554 | 421.065 | 484.891 | 553.17 | 612.569 | 674.549 | 740.489 | 809.929 | 880.975 | 926.792 | 960.683 | 999.67 | 1045.01 | 1095.207 | 1145.731 | 1184.118 | 1217.19 | 1250.366 | 1284.357
Hydrogen Evolution | Lct_BB007 | Number | Electricity North West | Harker |  | 81.636 | 95.492 | 106.186 | 144.526 | 197.261 | 248.247 | 297.591 | 344.941 | 388.204 | 443.315 | 506.365 | 573.714 | 644.173 | 703.824 | 764.977 | 829.151 | 895.755 | 962.664 | 1008.588 | 1041.258 | 1079.21 | 1123.74 | 1173.17 | 1226.138 | 1266.04 | 1300.202 | 1334.421 | 1369.459
Hydrogen Evolution | Lct_BB007 | Number | Electricity North West | Heysham (NGET) |  | 51.141 | 60.033 | 67.048 | 91.442 | 125.056 | 157.686 | 189.392 | 219.94 | 247.584 | 282.8 | 323.098 | 366.159 | 411.224 | 449.311 | 488.359 | 529.336 | 571.866 | 614.591 | 644 | 664.953 | 689.284 | 717.823 | 749.498 | 783.913 | 810.013 | 832.469 | 854.989 | 878.059
Hydrogen Evolution | Lct_BB007 | Number | Electricity North West | Hutton |  | 39.195 | 46.168 | 51.778 | 71.511 | 98.998 | 126.311 | 153.453 | 180.191 | 202.928 | 231.892 | 265.049 | 300.501 | 337.628 | 368.471 | 400.035 | 433.111 | 467.389 | 501.757 | 524.557 | 540.387 | 558.892 | 580.725 | 605.001 | 631.449 | 651.112 | 667.778 | 684.435 | 701.472
Hydrogen Evolution | Lct_BB007 | Number | Electricity North West | Kearsley 132kV |  | 117.185 | 137.278 | 152.93 | 211.557 | 293.327 | 374.809 | 455.994 | 536.172 | 607.326 | 697.979 | 802.282 | 914.659 | 1033.314 | 1132.862 | 1235.428 | 1343.486 | 1456.111 | 1569.857 | 1646.159 | 1700.922 | 1764.397 | 1838.722 | 1921.177 | 2009.254 | 2076.011 | 2133.421 | 2190.988 | 2249.958
Hydrogen Evolution | Lct_BB007 | Number | Electricity North West | Kearsley 33kV |  | 24.081 | 28.21 | 31.427 | 43.474 | 60.277 | 77.022 | 93.705 | 110.181 | 124.803 | 143.432 | 164.865 | 187.958 | 212.341 | 232.798 | 253.875 | 276.08 | 299.224 | 322.599 | 338.278 | 349.532 | 362.576 | 377.849 | 394.793 | 412.893 | 426.611 | 438.409 | 450.238 | 462.356
Hydrogen Evolution | Lct_BB007 | Number | Electricity North West | Kirkby (_G) |  | 43.957 | 50.042 | 53.755 | 74.445 | 103.329 | 132.166 | 160.949 | 189.424 | 214.588 | 246.647 | 283.539 | 323.291 | 365.271 | 399.584 | 434.825 | 471.862 | 510.361 | 549.112 | 575.243 | 593.81 | 615.386 | 640.708 | 668.819 | 699.54 | 722.841 | 742.892 | 763 | 783.598
Hydrogen Evolution | Lct_BB007 | Number | Electricity North West | Macclesfield |  | 27.149 | 29.825 | 30.51 | 42.862 | 60.295 | 78.099 | 96.242 | 114.542 | 131.391 | 152.861 | 177.799 | 205.049 | 234.25 | 258.893 | 284.55 | 311.798 | 340.44 | 369.678 | 388.06 | 401.392 | 416.804 | 434.808 | 454.767 | 474.599 | 489.327 | 501.8 | 514.265 | 527.013
Hydrogen Evolution | Lct_BB007 | Number | Electricity North West | Ormonde |  | 5.383 | 6.32 | 7.058 | 9.626 | 13.164 | 16.599 | 19.937 | 23.153 | 26.063 | 29.77 | 34.012 | 38.545 | 43.289 | 47.298 | 51.408 | 55.722 | 60.199 | 64.697 | 67.792 | 69.998 | 72.559 | 75.564 | 78.898 | 82.521 | 85.268 | 87.632 | 90.003 | 92.431
Hydrogen Evolution | Lct_BB007 | Number | Electricity North West | Padiham |  | 108.266 | 124.245 | 134.865 | 186.971 | 259.771 | 332.582 | 405.375 | 477.502 | 540.795 | 621.43 | 714.198 | 814.128 | 919.623 | 1011.187 | 1105.908 | 1206.013 | 1310.695 | 1416.864 | 1490.041 | 1544.01 | 1606.141 | 1678.445 | 1758.508 | 1843.466 | 1909.151 | 1966.46 | 2024.108 | 2083.25
Hydrogen Evolution | Lct_BB007 | Number | Electricity North West | Penwortham East |  | 77.722 | 87.672 | 93.037 | 129.985 | 181.919 | 234.518 | 287.714 | 340.998 | 387.566 | 446.897 | 515.351 | 589.407 | 667.942 | 731.943 | 797.841 | 867.231 | 939.513 | 1012.463 | 1062.699 | 1099.099 | 1141.188 | 1190.366 | 1244.888 | 1302.806 | 1346.957 | 1385.087 | 1423.356 | 1462.575
Hydrogen Evolution | Lct_BB007 | Number | Electricity North West | Penwortham West |  | 66.411 | 74.914 | 79.498 | 111.069 | 155.446 | 200.391 | 245.845 | 291.376 | 331.167 | 381.864 | 440.356 | 503.635 | 570.742 | 625.43 | 681.738 | 741.031 | 802.794 | 865.128 | 908.054 | 939.156 | 975.121 | 1017.142 | 1063.73 | 1113.22 | 1150.946 | 1183.527 | 1216.227 | 1249.739
Hydrogen Evolution | Lct_BB007 | Number | Electricity North West | Robin Rigg |  | 0.663 | 0.776 | 0.863 | 1.174 | 1.603 | 2.017 | 2.418 | 2.802 | 3.154 | 3.601 | 4.114 | 4.661 | 5.233 | 5.718 | 6.215 | 6.736 | 7.277 | 7.821 | 8.194 | 8.459 | 8.768 | 9.129 | 9.531 | 9.961 | 10.285 | 10.563 | 10.841 | 11.125
Hydrogen Evolution | Lct_BB007 | Number | Electricity North West | Rochdale |  | 56.585 | 66.287 | 73.845 | 102.154 | 141.637 | 180.982 | 220.183 | 258.898 | 293.257 | 337.029 | 387.394 | 441.657 | 498.951 | 547.019 | 596.545 | 648.722 | 703.105 | 758.029 | 794.872 | 821.315 | 851.965 | 887.854 | 927.669 | 970.198 | 1002.433 | 1030.154 | 1057.951 | 1086.425
Hydrogen Evolution | Lct_BB007 | Number | Electricity North West | South Manchester |  | 159.001 | 173.092 | 174.753 | 244.027 | 341.359 | 439.856 | 539.395 | 639.033 | 731.824 | 850.064 | 987.251 | 1136.901 | 1296.991 | 1436.261 | 1581.582 | 1736.189 | 1899.003 | 2065.582 | 2173.005 | 2252.468 | 2343.879 | 2450.186 | 2567.879 | 2686.341 | 2776.346 | 2853.889 | 2931.674 | 3011.37
Hydrogen Evolution | Lct_BB007 | Number | Electricity North West | Stalybridge |  | 48.186 | 53.409 | 55.328 | 77.74 | 109.375 | 141.693 | 174.632 | 207.865 | 236.724 | 273.494 | 315.984 | 362.056 | 411.034 | 451.708 | 493.754 | 538.163 | 584.575 | 631.611 | 661.047 | 681.749 | 705.869 | 734.243 | 765.764 | 798.829 | 823.282 | 843.926 | 864.539 | 885.613
Hydrogen Evolution | Lct_BB007 | Number | Electricity North West | Stanah |  | 33.314 | 37.58 | 39.879 | 55.716 | 77.977 | 100.523 | 123.325 | 146.164 | 166.125 | 191.557 | 220.899 | 252.642 | 286.305 | 313.738 | 341.984 | 371.728 | 402.71 | 433.979 | 455.512 | 471.114 | 489.156 | 510.235 | 533.605 | 558.431 | 577.356 | 593.7 | 610.103 | 626.914
Hydrogen Evolution | Lct_BB007 | Number | Electricity North West | Walney 2 |  | 6.624 | 7.472 | 7.929 | 11.078 | 15.504 | 19.986 | 24.52 | 29.061 | 33.029 | 38.086 | 43.92 | 50.231 | 56.924 | 62.378 | 67.994 | 73.908 | 80.068 | 86.285 | 90.566 | 93.668 | 97.255 | 101.446 | 106.093 | 111.029 | 114.791 | 118.041 | 121.302 | 124.645
Hydrogen Evolution | Lct_BB007 | Number | Electricity North West | Washway Farm |  | 18.456 | 21.011 | 22.57 | 31.257 | 43.384 | 55.492 | 67.577 | 79.532 | 90.098 | 103.558 | 119.047 | 135.738 | 153.364 | 167.771 | 182.567 | 198.117 | 214.282 | 230.552 | 241.524 | 249.319 | 258.378 | 269.01 | 280.813 | 293.711 | 303.495 | 311.913 | 320.356 | 329.004
Hydrogen Evolution | Lct_BB007 | Number | Electricity North West | Whitegate |  | 64.684 | 75.775 | 84.415 | 116.776 | 161.912 | 206.888 | 251.701 | 295.958 | 335.234 | 385.272 | 442.846 | 504.876 | 570.372 | 625.32 | 681.935 | 741.581 | 803.748 | 866.534 | 908.652 | 938.88 | 973.917 | 1014.943 | 1060.457 | 1109.074 | 1145.923 | 1177.612 | 1209.388 | 1241.938
Hydrogen Evolution | Lct_BB007 | Number | IDNO - Refer to Comment Field | Tynemouth 2 |  | 11.866 | 13.646 | 14.854 | 20.614 | 28.67 | 36.741 | 44.823 | 52.844 | 59.894 | 68.876 | 79.216 | 90.365 | 102.146 | 111.952 | 122.05 | 132.685 | 143.766 | 154.952 | 162.665 | 168.262 | 174.732 | 182.288 | 190.665 | 199.525 | 206.275 | 212.103 | 217.952 | 223.945 | Note: TYNE2 is operated by an IDNO allocated to GSP Group/licence area F
Hydrogen Evolution | Lct_BB007 | Number | NGED East Midlands | Berkswell |  | 141.618 | 182.856 | 226.973 | 308.893 | 421.558 | 530.462 | 635.836 | 736.931 | 828.717 | 945.638 | 1079.305 | 1221.93 | 1370.959 | 1487.629 | 1605.872 | 1728.826 | 1855.177 | 1980.482 | 2065.04 | 2121.792 | 2188.73 | 2268.321 | 2357.022 | 2452.371 | 2520.854 | 2577.346 | 2633.453 | 2690.672
Hydrogen Evolution | Lct_BB007 | Number | NGED East Midlands | Bicker Fen |  | 55.061 | 64.84 | 72.698 | 98.736 | 134.481 | 168.891 | 202.049 | 233.727 | 262.496 | 299.142 | 340.985 | 385.547 | 432.013 | 469.239 | 507.034 | 546.39 | 586.896 | 627.149 | 652.764 | 669.51 | 689.403 | 713.2 | 739.767 | 769.567 | 790.927 | 808.519 | 825.984 | 843.792
Hydrogen Evolution | Lct_BB007 | Number | NGED East Midlands | Chesterfield |  | 120.923 | 130.347 | 129.689 | 181.313 | 253.913 | 327.518 | 402.028 | 476.728 | 544.934 | 631.844 | 732.548 | 842.187 | 959.237 | 1057.981 | 1160.527 | 1269.229 | 1383.264 | 1499.383 | 1572.254 | 1624.552 | 1685.172 | 1756.154 | 1834.9 | 1915.906 | 1976.376 | 2027.791 | 2079.214 | 2131.827
Hydrogen Evolution | Lct_BB007 | Number | NGED East Midlands | Coventry |  | 182.099 | 235.124 | 291.852 | 397.188 | 542.058 | 682.092 | 817.587 | 947.579 | 1065.602 | 1215.943 | 1387.819 | 1571.212 | 1762.841 | 1912.86 | 2064.902 | 2223.002 | 2385.469 | 2546.592 | 2655.321 | 2728.295 | 2814.366 | 2916.709 | 3030.765 | 3153.369 | 3241.426 | 3314.067 | 3386.212 | 3459.786
Hydrogen Evolution | Lct_BB007 | Number | NGED East Midlands | Drakelow |  | 50.034 | 58.202 | 64.275 | 89.177 | 123.991 | 158.854 | 193.751 | 228.368 | 259.028 | 298.089 | 343.083 | 391.642 | 443.005 | 483.931 | 525.875 | 569.881 | 615.542 | 661.396 | 689.921 | 709.176 | 731.852 | 758.78 | 788.777 | 820.723 | 843.681 | 862.628 | 881.448 | 900.641
Hydrogen Evolution | Lct_BB007 | Number | NGED East Midlands | East Claydon (_B) |  | 120.602 | 163.836 | 213.471 | 287.406 | 388.057 | 483.135 | 573.006 | 657.149 | 735.509 | 835.317 | 948.888 | 1069.206 | 1193.943 | 1290.867 | 1388.422 | 1489.298 | 1592.323 | 1693.667 | 1765.218 | 1812.948 | 1869.336 | 1936.479 | 2011.337 | 2091.193 | 2148.039 | 2194.592 | 2240.747 | 2287.779
Hydrogen Evolution | Lct_BB007 | Number | NGED East Midlands | Enderby |  | 126.564 | 133.499 | 128.458 | 181.159 | 255.745 | 332.352 | 410.805 | 490.304 | 562.175 | 653.759 | 760.108 | 876.259 | 1000.67 | 1106.797 | 1217.383 | 1334.911 | 1458.542 | 1584.86 | 1664.45 | 1722.433 | 1789.389 | 1867.524 | 1954.117 | 2041.742 | 2107.571 | 2163.813 | 2220.125 | 2277.77
Hydrogen Evolution | Lct_BB007 | Number | NGED East Midlands | Grendon |  | 250.156 | 330.046 | 418.452 | 565.378 | 766.085 | 957.172 | 1139.265 | 1311.222 | 1470.666 | 1673.76 | 1905.355 | 2151.509 | 2407.627 | 2605.989 | 2806.085 | 3013.362 | 3225.475 | 3434.679 | 3580.898 | 3678.869 | 3794.476 | 3931.991 | 4085.261 | 4249.05 | 4366.192 | 4462.491 | 4558.056 | 4655.476
Hydrogen Evolution | Lct_BB007 | Number | NGED East Midlands | Ratcliffe |  | 119.284 | 126.967 | 123.92 | 175.105 | 247.646 | 322.364 | 399.072 | 476.978 | 547.072 | 636.392 | 740.134 | 853.475 | 974.918 | 1071.249 | 1170.81 | 1275.954 | 1385.823 | 1497.148 | 1566.676 | 1615.487 | 1672.384 | 1739.342 | 1813.736 | 1890.57 | 1946.924 | 1994.194 | 2041.325 | 2089.477
Hydrogen Evolution | Lct_BB007 | Number | NGED East Midlands | Staythorpe |  | 53.722 | 59.44 | 61.425 | 84.245 | 115.847 | 146.857 | 177.307 | 206.955 | 235.053 | 270.852 | 312.132 | 356.753 | 404.033 | 439.698 | 476.03 | 513.964 | 553.121 | 592.181 | 617.243 | 633.979 | 653.746 | 677.276 | 703.509 | 731.456 | 751.356 | 767.656 | 783.818 | 800.287
Hydrogen Evolution | Lct_BB007 | Number | NGED East Midlands | Stoke Bardolph |  | 52.764 | 56.162 | 54.815 | 77.456 | 109.544 | 142.594 | 176.525 | 210.986 | 241.991 | 281.501 | 327.39 | 377.526 | 431.244 | 473.855 | 517.895 | 564.404 | 613.004 | 662.247 | 693.002 | 714.593 | 739.761 | 769.379 | 802.286 | 836.273 | 861.201 | 882.11 | 902.958 | 924.257
Hydrogen Evolution | Lct_BB007 | Number | NGED East Midlands | Walpole (_B) |  | 76.923 | 93.358 | 108.456 | 145.536 | 195.846 | 243.007 | 287.229 | 328.276 | 367.613 | 417.716 | 474.759 | 535.24 | 598 | 647.348 | 697.139 | 748.727 | 801.53 | 853.623 | 888.621 | 911.554 | 938.779 | 971.329 | 1007.664 | 1047.597 | 1075.998 | 1099.24 | 1122.278 | 1145.752
Hydrogen Evolution | Lct_BB007 | Number | NGED East Midlands | West Burton |  | 60.7 | 67.775 | 70.929 | 98.055 | 135.87 | 173.51 | 210.972 | 247.932 | 281.254 | 323.708 | 372.614 | 425.403 | 481.25 | 525.807 | 571.485 | 619.418 | 669.167 | 719.14 | 750.093 | 770.961 | 795.546 | 824.747 | 857.28 | 892.109 | 917.174 | 937.885 | 958.462 | 979.45
Hydrogen Evolution | Lct_BB007 | Number | NGED East Midlands | Willington |  | 147.311 | 190.206 | 236.097 | 321.31 | 438.504 | 551.786 | 661.397 | 766.556 | 862.032 | 983.652 | 1122.693 | 1271.051 | 1426.072 | 1547.431 | 1670.428 | 1798.325 | 1929.754 | 2060.097 | 2148.055 | 2207.088 | 2276.716 | 2359.507 | 2451.774 | 2550.956 | 2622.191 | 2680.955 | 2739.318 | 2798.836
Hydrogen Evolution | Lct_BB007 | Number | NGED South Wales | Aberthaw |  | 114.905 | 165.003 | 225.53 | 301.242 | 403.478 | 498.253 | 586.072 | 666.525 | 743.65 | 841.877 | 953.277 | 1070.681 | 1191.697 | 1281.467 | 1370.766 | 1462.214 | 1554.602 | 1644.165 | 1702.629 | 1737.371 | 1779.762 | 1831.621 | 1889.892 | 1961.906 | 2012.131 | 2052.559 | 2092.477 | 2133.072
Hydrogen Evolution | Lct_BB007 | Number | NGED South Wales | Alpha Steel (Uskmouth) |  | 0.431 | 0.619 | 0.847 | 1.131 | 1.515 | 1.871 | 2.2 | 2.502 | 2.792 | 3.161 | 3.579 | 4.02 | 4.474 | 4.811 | 5.146 | 5.49 | 5.836 | 6.173 | 6.392 | 6.523 | 6.682 | 6.876 | 7.095 | 7.366 | 7.554 | 7.706 | 7.856 | 8.008
Hydrogen Evolution | Lct_BB007 | Number | NGED South Wales | Cardiff East |  | 102.754 | 147.554 | 201.681 | 269.386 | 360.811 | 445.563 | 524.095 | 596.04 | 665.01 | 752.85 | 852.469 | 957.458 | 1065.677 | 1145.953 | 1225.809 | 1307.587 | 1390.205 | 1470.297 | 1522.578 | 1553.647 | 1591.555 | 1637.93 | 1690.038 | 1754.437 | 1799.351 | 1835.504 | 1871.2 | 1907.503
Hydrogen Evolution | Lct_BB007 | Number | NGED South Wales | Grange |  | 21.18 | 31.346 | 43.887 | 58.209 | 77.403 | 94.876 | 110.746 | 124.958 | 139.042 | 156.977 | 177.256 | 198.527 | 220.337 | 236.498 | 252.503 | 268.833 | 285.261 | 301.095 | 311.641 | 317.833 | 325.416 | 334.718 | 345.178 | 358.102 | 367.033 | 374.165 | 381.194 | 388.336
Hydrogen Evolution | Lct_BB007 | Number | NGED South Wales | Imperial Park |  | 3.278 | 4.827 | 6.733 | 8.85 | 11.66 | 14.153 | 16.353 | 18.254 | 20.246 | 22.781 | 25.637 | 28.615 | 31.646 | 33.89 | 36.1 | 38.344 | 40.588 | 42.734 | 44.222 | 45.091 | 46.156 | 47.465 | 48.937 | 50.771 | 52.039 | 53.052 | 54.051 | 55.065
Hydrogen Evolution | Lct_BB007 | Number | NGED South Wales | Pembroke |  | 87.003 | 128.117 | 178.676 | 234.886 | 309.44 | 375.613 | 433.987 | 484.461 | 537.308 | 604.604 | 680.397 | 759.412 | 839.864 | 899.426 | 958.071 | 1017.612 | 1077.174 | 1134.137 | 1173.608 | 1196.671 | 1224.95 | 1259.685 | 1298.759 | 1347.431 | 1381.083 | 1407.969 | 1434.467 | 1461.391
Hydrogen Evolution | Lct_BB007 | Number | NGED South Wales | Pyle |  | 50.609 | 74.9 | 104.866 | 139.09 | 184.952 | 226.703 | 264.625 | 298.585 | 332.237 | 375.094 | 423.55 | 474.377 | 526.49 | 565.107 | 603.352 | 642.371 | 681.626 | 719.461 | 744.659 | 759.457 | 777.574 | 799.801 | 824.796 | 855.677 | 877.018 | 894.061 | 910.856 | 927.92
Hydrogen Evolution | Lct_BB007 | Number | NGED South Wales | Rassau |  | 148.43 | 218.574 | 304.83 | 400.725 | 527.918 | 640.813 | 740.401 | 826.512 | 916.671 | 1031.48 | 1160.787 | 1295.59 | 1432.845 | 1534.46 | 1634.511 | 1736.09 | 1837.706 | 1934.887 | 2002.227 | 2041.573 | 2089.819 | 2149.078 | 2215.74 | 2298.776 | 2356.187 | 2402.056 | 2447.262 | 2493.197
Hydrogen Evolution | Lct_BB007 | Number | NGED South Wales | Swansea North |  | 396.068 | 583.238 | 813.401 | 1069.286 | 1408.685 | 1709.93 | 1975.669 | 2205.445 | 2446.024 | 2752.379 | 3097.417 | 3457.123 | 3823.37 | 4094.517 | 4361.492 | 4632.543 | 4903.694 | 5163.008 | 5342.697 | 5447.687 | 5576.425 | 5734.551 | 5912.43 | 6134.001 | 6287.196 | 6409.591 | 6530.219 | 6652.79
Hydrogen Evolution | Lct_BB007 | Number | NGED South Wales | Upper Boat 132kV |  | 118.858 | 170.68 | 233.29 | 311.606 | 417.36 | 515.396 | 606.236 | 689.457 | 769.236 | 870.843 | 986.075 | 1107.519 | 1232.699 | 1325.557 | 1417.929 | 1512.524 | 1608.09 | 1700.735 | 1761.21 | 1797.148 | 1840.997 | 1894.64 | 1954.916 | 2029.408 | 2081.361 | 2123.18 | 2164.471 | 2206.463
Hydrogen Evolution | Lct_BB007 | Number | NGED South Wales | Upper Boat 33kV |  | 29.497 | 42.358 | 57.896 | 77.332 | 103.577 | 127.907 | 150.451 | 171.104 | 190.903 | 216.118 | 244.716 | 274.855 | 305.921 | 328.966 | 351.89 | 375.365 | 399.082 | 422.074 | 437.082 | 446.001 | 456.883 | 470.196 | 485.154 | 503.641 | 516.534 | 526.913 | 537.16 | 547.581
Hydrogen Evolution | Lct_BB007 | Number | NGED South Wales | Uskmouth |  | 133.521 | 191.736 | 262.071 | 350.048 | 468.849 | 578.98 | 681.026 | 774.514 | 864.136 | 978.277 | 1107.726 | 1244.151 | 1384.775 | 1489.089 | 1592.856 | 1699.121 | 1806.477 | 1910.552 | 1978.487 | 2018.859 | 2068.117 | 2128.379 | 2196.091 | 2279.772 | 2338.134 | 2385.113 | 2431.498 | 2478.671
Hydrogen Evolution | Lct_BB007 | Number | NGED South West | Abham |  | 208.259 | 275.88 | 351.131 | 472.289 | 637.069 | 792.381 | 938.854 | 1075.656 | 1202.443 | 1363.928 | 1547.447 | 1741.483 | 1942.207 | 2094.975 | 2247.997 | 2405.602 | 2565.854 | 2722.567 | 2829.921 | 2898.567 | 2980.603 | 3079.25 | 3189.547 | 3312.808 | 3399.391 | 3469.512 | 3538.849 | 3609.414
Hydrogen Evolution | Lct_BB007 | Number | NGED South West | Alverdiscott |  | 109.322 | 144.818 | 184.32 | 247.92 | 334.418 | 415.947 | 492.835 | 564.647 | 631.202 | 715.97 | 812.306 | 914.162 | 1019.528 | 1099.721 | 1180.048 | 1262.779 | 1346.901 | 1429.165 | 1485.519 | 1521.553 | 1564.617 | 1616.4 | 1674.298 | 1739.002 | 1784.452 | 1821.261 | 1857.658 | 1894.7
Hydrogen Evolution | Lct_BB007 | Number | NGED South West | Axminster |  | 37.75 | 50.157 | 64.02 | 86.181 | 116.344 | 144.828 | 171.743 | 196.934 | 220.338 | 250.148 | 284.056 | 319.958 | 357.155 | 385.899 | 414.793 | 444.639 | 475.084 | 504.985 | 525.702 | 539.284 | 555.404 | 574.677 | 596.189 | 619.745 | 636.473 | 650.146 | 663.696 | 677.499
Hydrogen Evolution | Lct_BB007 | Number | NGED South West | Bridgewater |  | 100.925 | 129.989 | 160.948 | 215.665 | 289.795 | 359.05 | 423.757 | 483.582 | 540.556 | 613.123 | 695.587 | 782.77 | 872.951 | 942.824 | 1013.002 | 1085.442 | 1159.282 | 1231.729 | 1281.569 | 1313.967 | 1352.51 | 1398.68 | 1450.246 | 1507.225 | 1547.578 | 1580.485 | 1613.077 | 1646.273
Hydrogen Evolution | Lct_BB007 | Number | NGED South West | Exeter |  | 137.169 | 181.708 | 231.272 | 311.073 | 419.604 | 521.901 | 618.375 | 708.479 | 791.988 | 898.349 | 1019.224 | 1147.025 | 1279.232 | 1379.852 | 1480.64 | 1584.446 | 1689.996 | 1793.215 | 1863.923 | 1909.137 | 1963.17 | 2028.143 | 2100.791 | 2181.976 | 2239.004 | 2285.189 | 2330.858 | 2377.335
Hydrogen Evolution | Lct_BB007 | Number | NGED South West | Indian Queens |  | 202.458 | 268.196 | 341.351 | 459.135 | 619.324 | 770.311 | 912.704 | 1045.696 | 1168.952 | 1325.939 | 1504.346 | 1692.978 | 1888.111 | 2036.624 | 2185.384 | 2338.599 | 2494.388 | 2646.736 | 2751.1 | 2817.834 | 2897.585 | 2993.484 | 3100.71 | 3220.538 | 3304.709 | 3372.877 | 3440.283 | 3508.882
Hydrogen Evolution | Lct_BB007 | Number | NGED South West | Landulph |  | 86.297 | 114.317 | 145.499 | 195.703 | 263.983 | 328.34 | 389.035 | 445.722 | 498.259 | 565.173 | 641.219 | 721.621 | 804.796 | 868.099 | 931.507 | 996.814 | 1063.218 | 1128.155 | 1172.64 | 1201.084 | 1235.078 | 1275.954 | 1321.659 | 1372.735 | 1408.612 | 1437.668 | 1466.4 | 1495.64
Hydrogen Evolution | Lct_BB007 | Number | NGED South West | Sandford |  | 21.496 | 23.213 | 23.157 | 32.335 | 45.23 | 58.279 | 71.466 | 84.664 | 96.261 | 111.036 | 128.088 | 146.542 | 166.122 | 181.415 | 197.081 | 213.511 | 230.552 | 247.657 | 258.299 | 265.468 | 273.915 | 283.95 | 295.132 | 306.914 | 315.324 | 322.227 | 329.073 | 336.052
Hydrogen Evolution | Lct_BB007 | Number | NGED South West | Seabank |  | 53.663 | 57.948 | 57.808 | 80.72 | 112.912 | 145.487 | 178.405 | 211.353 | 240.302 | 277.187 | 319.754 | 365.825 | 414.703 | 452.88 | 491.988 | 533.003 | 575.545 | 618.244 | 644.811 | 662.707 | 683.794 | 708.846 | 736.759 | 766.173 | 787.167 | 804.398 | 821.49 | 838.911
Hydrogen Evolution | Lct_BB007 | Number | NGED South West | Taunton |  | 60.863 | 80.421 | 102.109 | 137.381 | 185.366 | 230.624 | 273.334 | 313.254 | 350.499 | 397.938 | 451.902 | 509.043 | 568.251 | 613.88 | 659.731 | 707.078 | 755.361 | 802.762 | 835.359 | 856.594 | 881.842 | 912.071 | 945.828 | 983.043 | 1009.42 | 1030.942 | 1052.261 | 1073.977
Hydrogen Evolution | Lct_BB007 | Number | NGED West Midlands | Bishops Wood |  | 177.026 | 205.928 | 227.415 | 315.521 | 438.696 | 562.048 | 685.519 | 807.999 | 916.476 | 1054.681 | 1213.877 | 1385.682 | 1567.412 | 1712.216 | 1860.621 | 2016.32 | 2177.874 | 2340.111 | 2441.038 | 2509.164 | 2589.395 | 2684.668 | 2790.803 | 2903.834 | 2985.062 | 3052.099 | 3118.685 | 3186.594
Hydrogen Evolution | Lct_BB007 | Number | NGED West Midlands | Bushbury |  | 51.638 | 60.069 | 66.337 | 92.037 | 127.967 | 163.949 | 199.965 | 235.692 | 267.335 | 307.649 | 354.086 | 404.202 | 457.212 | 499.451 | 542.741 | 588.158 | 635.283 | 682.607 | 712.048 | 731.92 | 755.323 | 783.114 | 814.073 | 847.045 | 870.739 | 890.293 | 909.716 | 929.525
Hydrogen Evolution | Lct_BB007 | Number | NGED West Midlands | Bustleholme |  | 77.093 | 99.542 | 123.558 | 168.153 | 229.485 | 288.769 | 346.132 | 401.165 | 451.131 | 514.78 | 587.545 | 665.186 | 746.313 | 809.825 | 874.193 | 941.126 | 1009.908 | 1078.121 | 1124.152 | 1155.046 | 1191.485 | 1234.813 | 1283.099 | 1335.005 | 1372.285 | 1403.038 | 1433.581 | 1464.729
Hydrogen Evolution | Lct_BB007 | Number | NGED West Midlands | Cellarhead |  | 126.743 | 140.652 | 145.955 | 204.532 | 287.055 | 371.021 | 456.295 | 542.046 | 618.508 | 715.935 | 828.681 | 951.199 | 1081.741 | 1187.429 | 1296.51 | 1411.587 | 1531.699 | 1653.229 | 1728.283 | 1780.366 | 1841.26 | 1913.112 | 1993.006 | 2075.407 | 2135.19 | 2184.909 | 2234.382 | 2284.881
Hydrogen Evolution | Lct_BB007 | Number | NGED West Midlands | Feckenham |  | 150.011 | 193.692 | 240.424 | 327.198 | 446.539 | 561.897 | 673.516 | 780.602 | 877.827 | 1001.676 | 1143.265 | 1294.342 | 1452.203 | 1575.786 | 1701.037 | 1831.277 | 1965.115 | 2097.846 | 2187.415 | 2247.53 | 2318.434 | 2402.743 | 2496.7 | 2597.699 | 2670.24 | 2730.081 | 2789.513 | 2850.122
Hydrogen Evolution | Lct_BB007 | Number | NGED West Midlands | Hams Hall |  | 85.701 | 110.656 | 137.354 | 186.928 | 255.107 | 321.011 | 384.779 | 445.957 | 501.501 | 572.256 | 653.146 | 739.456 | 829.641 | 900.244 | 971.8 | 1046.206 | 1122.667 | 1198.496 | 1249.667 | 1284.01 | 1324.518 | 1372.683 | 1426.361 | 1484.062 | 1525.504 | 1559.691 | 1593.644 | 1628.27
Hydrogen Evolution | Lct_BB007 | Number | NGED West Midlands | Iron Acton |  | 176.281 | 177.885 | 158.89 | 227.213 | 324.825 | 426.991 | 533.343 | 642.706 | 739.075 | 861.884 | 1004.77 | 1161.273 | 1329.404 | 1459.611 | 1594.039 | 1735.889 | 1883.983 | 2033.872 | 2125.933 | 2189.72 | 2264.327 | 2352.391 | 2450.322 | 2550.401 | 2622.605 | 2682.383 | 2741.803 | 2802.425
Hydrogen Evolution | Lct_BB007 | Number | NGED West Midlands | Ironbridge |  | 39.795 | 44.162 | 45.827 | 64.22 | 90.13 | 116.495 | 143.269 | 170.194 | 194.202 | 224.792 | 260.192 | 298.661 | 339.649 | 372.833 | 407.083 | 443.216 | 480.929 | 519.087 | 542.653 | 559.006 | 578.126 | 600.686 | 625.772 | 651.644 | 670.415 | 686.026 | 701.56 | 717.416
Hydrogen Evolution | Lct_BB007 | Number | NGED West Midlands | Kitwell |  | 67.231 | 78.206 | 86.367 | 119.828 | 166.606 | 213.453 | 260.344 | 306.859 | 348.056 | 400.543 | 461.002 | 526.25 | 595.267 | 650.26 | 706.62 | 765.751 | 827.106 | 888.72 | 927.05 | 952.922 | 983.392 | 1019.574 | 1059.882 | 1102.809 | 1133.657 | 1159.116 | 1184.404 | 1210.194
Hydrogen Evolution | Lct_BB007 | Number | NGED West Midlands | Nechells |  | 318.361 | 411.064 | 510.241 | 694.398 | 947.672 | 1192.49 | 1429.375 | 1656.638 | 1862.976 | 2125.816 | 2426.304 | 2746.927 | 3081.949 | 3344.225 | 3610.038 | 3886.442 | 4170.481 | 4452.169 | 4642.259 | 4769.838 | 4920.315 | 5099.239 | 5298.641 | 5512.988 | 5666.938 | 5793.935 | 5920.065 | 6048.693
Hydrogen Evolution | Lct_BB007 | Number | NGED West Midlands | Ocker Hill |  | 33.047 | 38.443 | 42.454 | 58.901 | 81.896 | 104.923 | 127.973 | 150.837 | 171.088 | 196.888 | 226.607 | 258.679 | 292.605 | 319.637 | 347.341 | 376.407 | 406.566 | 436.852 | 455.693 | 468.411 | 483.389 | 501.174 | 520.987 | 542.088 | 557.252 | 569.766 | 582.196 | 594.874
Hydrogen Evolution | Lct_BB007 | Number | NGED West Midlands | Oldbury |  | 48.021 | 55.861 | 61.69 | 85.59 | 119.003 | 152.464 | 185.958 | 219.182 | 248.608 | 286.099 | 329.283 | 375.888 | 425.185 | 464.465 | 504.722 | 546.958 | 590.782 | 634.791 | 662.169 | 680.649 | 702.413 | 728.257 | 757.048 | 787.71 | 809.744 | 827.929 | 845.991 | 864.413
Hydrogen Evolution | Lct_BB007 | Number | NGED West Midlands | Penn |  | 37.807 | 40.993 | 41.144 | 58.714 | 83.783 | 109.952 | 137.132 | 165.024 | 188.695 | 218.857 | 253.815 | 291.887 | 332.547 | 365.935 | 400.508 | 437.075 | 475.344 | 514.197 | 537.398 | 553.446 | 572.225 | 594.399 | 619.06 | 644.91 | 663.748 | 679.47 | 695.128 | 711.116
Hydrogen Evolution | Lct_BB007 | Number | NGED West Midlands | Rugeley |  | 29.015 | 32.199 | 33.413 | 46.823 | 65.715 | 84.937 | 104.459 | 124.09 | 141.595 | 163.898 | 189.709 | 217.757 | 247.642 | 271.837 | 296.809 | 323.153 | 350.651 | 378.472 | 395.654 | 407.578 | 421.518 | 437.967 | 456.257 | 475.121 | 488.807 | 500.189 | 511.515 | 523.076
Hydrogen Evolution | Lct_BB007 | Number | NGED West Midlands | Shrewsbury |  | 40.009 | 44.399 | 46.073 | 64.564 | 90.614 | 117.119 | 144.037 | 171.106 | 195.243 | 225.997 | 261.587 | 300.262 | 341.47 | 374.832 | 409.265 | 445.591 | 483.507 | 521.87 | 545.562 | 562.003 | 581.225 | 603.906 | 629.126 | 655.137 | 674.009 | 689.704 | 705.321 | 721.261
Hydrogen Evolution | Lct_BB007 | Number | NGED West Midlands | Walham |  | 89.726 | 90.953 | 81.894 | 117.339 | 168.043 | 221.245 | 276.744 | 333.92 | 383.633 | 446.985 | 520.648 | 601.26 | 687.781 | 758.501 | 831.936 | 909.771 | 991.417 | 1074.543 | 1125.026 | 1160.67 | 1202.158 | 1250.919 | 1305.073 | 1360.037 | 1400.247 | 1433.906 | 1467.451 | 1501.716
Hydrogen Evolution | Lct_BB007 | Number | NGED West Midlands | Willenhall |  | 76.897 | 89.451 | 98.785 | 137.057 | 190.562 | 244.144 | 297.778 | 350.981 | 398.102 | 458.136 | 527.287 | 601.917 | 680.857 | 743.757 | 808.222 | 875.855 | 946.031 | 1016.504 | 1060.345 | 1089.938 | 1124.789 | 1166.174 | 1212.277 | 1261.376 | 1296.66 | 1325.779 | 1354.703 | 1384.202
Hydrogen Evolution | Lct_BB007 | Number | NPg Northeast | Blyth 132kV |  | 14.661 | 14.331 | 12.063 | 17.211 | 24.556 | 32.221 | 40.18 | 48.347 | 55.333 | 64.235 | 74.558 | 85.813 | 97.844 | 106.945 | 116.281 | 126.083 | 136.261 | 146.492 | 154.048 | 159.617 | 166.029 | 173.492 | 181.757 | 189.054 | 194.275 | 198.57 | 202.833 | 207.178
Hydrogen Evolution | Lct_BB007 | Number | NPg Northeast | Blyth 66kV |  | 33.144 | 32.398 | 27.269 | 38.908 | 55.512 | 72.84 | 90.833 | 109.296 | 125.088 | 145.212 | 168.55 | 193.992 | 221.19 | 241.765 | 262.871 | 285.029 | 308.038 | 331.167 | 348.247 | 360.837 | 375.333 | 392.205 | 410.888 | 427.383 | 439.188 | 448.897 | 458.533 | 468.357
Hydrogen Evolution | Lct_BB007 | Number | NPg Northeast | Fourstones |  | 6.248 | 7.308 | 8.127 | 11.061 | 15.097 | 18.999 | 22.776 | 26.4 | 29.711 | 33.929 | 38.754 | 43.909 | 49.301 | 53.867 | 58.547 | 63.459 | 68.556 | 73.677 | 77.192 | 79.692 | 82.597 | 86.005 | 89.788 | 93.842 | 96.896 | 99.51 | 102.129 | 104.811
Hydrogen Evolution | Lct_BB007 | Number | NPg Northeast | Hart Moor |  | 30.535 | 35.117 | 38.223 | 53.047 | 73.777 | 94.546 | 115.344 | 135.984 | 154.126 | 177.24 | 203.848 | 232.538 | 262.855 | 288.088 | 314.074 | 341.443 | 369.957 | 398.742 | 418.59 | 432.993 | 449.641 | 469.087 | 490.643 | 513.442 | 530.813 | 545.81 | 560.86 | 576.284
Hydrogen Evolution | Lct_BB007 | Number | NPg Northeast | Hawthorn Pit |  | 19.671 | 22.623 | 24.624 | 34.174 | 47.528 | 60.908 | 74.307 | 87.604 | 99.291 | 114.181 | 131.323 | 149.805 | 169.337 | 185.592 | 202.333 | 219.964 | 238.334 | 256.878 | 269.664 | 278.943 | 289.668 | 302.195 | 316.082 | 330.77 | 341.96 | 351.622 | 361.317 | 371.254
Hydrogen Evolution | Lct_BB007 | Number | NPg Northeast | Knaresborough |  | 48.967 | 56.746 | 62.371 | 86.639 | 120.598 | 154.675 | 188.847 | 222.804 | 252.264 | 289.798 | 332.968 | 379.454 | 428.51 | 469.431 | 511.548 | 555.881 | 602.046 | 648.617 | 679.893 | 702.257 | 728.202 | 758.609 | 792.35 | 828.311 | 855.459 | 878.737 | 902.063 | 925.951
Hydrogen Evolution | Lct_BB007 | Number | NPg Northeast | Lackenby |  | 17.716 | 21.649 | 25.346 | 34.061 | 45.904 | 57.045 | 67.528 | 77.298 | 86.385 | 97.958 | 111.107 | 125.004 | 139.372 | 151.147 | 163.07 | 175.457 | 188.175 | 200.772 | 209.44 | 215.293 | 222.186 | 230.369 | 239.486 | 249.995 | 257.82 | 264.46 | 271.099 | 277.89
Hydrogen Evolution | Lct_BB007 | Number | NPg Northeast | Norton |  | 130.01 | 149.517 | 162.744 | 225.86 | 314.119 | 402.547 | 491.1 | 578.98 | 656.224 | 754.635 | 867.925 | 990.076 | 1119.16 | 1226.593 | 1337.236 | 1453.762 | 1575.168 | 1697.726 | 1782.235 | 1843.558 | 1914.441 | 1997.234 | 2089.014 | 2186.085 | 2260.046 | 2323.898 | 2387.979 | 2453.648
Hydrogen Evolution | Lct_BB007 | Number | NPg Northeast | Offerton |  | 12.73 | 14.64 | 15.935 | 22.115 | 30.757 | 39.416 | 48.086 | 56.691 | 64.254 | 73.89 | 84.983 | 96.944 | 109.583 | 120.102 | 130.936 | 142.345 | 154.233 | 166.233 | 174.508 | 180.512 | 187.453 | 195.56 | 204.546 | 214.051 | 221.293 | 227.545 | 233.819 | 240.249
Hydrogen Evolution | Lct_BB007 | Number | NPg Northeast | Osbaldwick |  | 91.515 | 102.671 | 108.154 | 149.526 | 207.201 | 264.613 | 321.76 | 378.147 | 428.952 | 493.682 | 568.247 | 648.728 | 733.867 | 805.4 | 879.208 | 957.056 | 1038.29 | 1120.459 | 1174.093 | 1212.309 | 1256.686 | 1308.735 | 1366.504 | 1427.321 | 1472.87 | 1511.696 | 1550.55 | 1590.314
Hydrogen Evolution | Lct_BB007 | Number | NPg Northeast | Poppleton |  | 18.043 | 20.91 | 22.982 | 31.925 | 44.438 | 56.994 | 69.586 | 82.098 | 92.954 | 106.784 | 122.691 | 139.821 | 157.897 | 172.975 | 188.494 | 204.83 | 221.841 | 239.001 | 250.526 | 258.766 | 268.327 | 279.531 | 291.964 | 305.215 | 315.218 | 323.796 | 332.391 | 341.193
Hydrogen Evolution | Lct_BB007 | Number | NPg Northeast | Saltholme |  | 28.618 | 34.971 | 40.943 | 55.022 | 74.154 | 92.149 | 109.085 | 124.866 | 139.545 | 158.241 | 179.482 | 201.929 | 225.139 | 244.162 | 263.421 | 283.431 | 303.975 | 324.325 | 338.326 | 347.782 | 358.916 | 372.136 | 386.863 | 403.839 | 416.479 | 427.206 | 437.93 | 448.9
Hydrogen Evolution | Lct_BB007 | Number | NPg Northeast | South Shields |  | 17.556 | 20.19 | 21.977 | 30.5 | 42.418 | 54.359 | 66.317 | 78.184 | 88.615 | 101.904 | 117.202 | 133.697 | 151.129 | 165.636 | 180.577 | 196.312 | 212.707 | 229.257 | 240.669 | 248.949 | 258.521 | 269.701 | 282.095 | 295.203 | 305.191 | 313.813 | 322.467 | 331.334
Hydrogen Evolution | Lct_BB007 | Number | NPg Northeast | Spennymoor |  | 71.643 | 83.567 | 92.601 | 125.386 | 170.265 | 213.192 | 254.293 | 293.299 | 329.76 | 376.205 | 429.291 | 485.917 | 545.066 | 596.115 | 648.525 | 703.588 | 760.807 | 818.377 | 858.355 | 887.115 | 920.431 | 959.421 | 1002.668 | 1049.296 | 1084.833 | 1115.519 | 1146.317 | 1177.879
Hydrogen Evolution | Lct_BB007 | Number | NPg Northeast | Stella North |  | 72.411 | 80.708 | 84.259 | 117.763 | 164.87 | 212.606 | 260.909 | 309.315 | 351.604 | 405.484 | 467.656 | 534.925 | 606.276 | 667.735 | 731.446 | 798.89 | 869.54 | 941.351 | 990.424 | 1026.76 | 1068.55 | 1117.139 | 1170.928 | 1226.684 | 1269.562 | 1306.829 | 1344.285 | 1382.696
Hydrogen Evolution | Lct_BB007 | Number | NPg Northeast | Stella South |  | 45.828 | 51.079 | 53.326 | 74.53 | 104.344 | 134.555 | 165.125 | 195.761 | 222.525 | 256.625 | 295.972 | 338.546 | 383.703 | 422.599 | 462.921 | 505.605 | 550.319 | 595.767 | 626.824 | 649.821 | 676.269 | 707.02 | 741.062 | 776.35 | 803.486 | 827.072 | 850.777 | 875.087
Hydrogen Evolution | Lct_BB007 | Number | NPg Northeast | Tynemouth 1 |  | 45.801 | 52.673 | 57.333 | 79.568 | 110.66 | 141.812 | 173.009 | 203.967 | 231.18 | 265.849 | 305.759 | 348.792 | 394.266 | 432.114 | 471.092 | 512.142 | 554.912 | 598.088 | 627.859 | 649.463 | 674.434 | 703.601 | 735.934 | 770.131 | 796.186 | 818.68 | 841.255 | 864.39
Hydrogen Evolution | Lct_BB007 | Number | NPg Northeast | West Boldon |  | 56.154 | 64.579 | 70.292 | 97.553 | 135.674 | 173.868 | 212.115 | 250.072 | 283.435 | 325.941 | 374.873 | 427.632 | 483.386 | 529.788 | 577.577 | 627.907 | 680.344 | 733.279 | 769.78 | 796.267 | 826.883 | 862.642 | 902.284 | 944.21 | 976.156 | 1003.734 | 1031.412 | 1059.776
Hydrogen Evolution | Lct_BB007 | Number | NPg Yorkshire | Bradford West |  | 123.642 | 140.743 | 151.165 | 210.541 | 293.801 | 377.709 | 462.189 | 546.453 | 620.323 | 714.438 | 822.919 | 940.108 | 1064.196 | 1171.051 | 1281.698 | 1398.726 | 1521.204 | 1645.552 | 1728.273 | 1788.566 | 1858.18 | 1939.409 | 2029.428 | 2124.383 | 2196.924 | 2259.67 | 2322.669 | 2387.241
Hydrogen Evolution | Lct_BB007 | Number | NPg Yorkshire | Camblesforth |  | 8.962 | 10.182 | 10.908 | 14.806 | 20.154 | 25.295 | 30.242 | 34.962 | 39.359 | 44.96 | 51.37 | 58.22 | 65.389 | 71.241 | 77.213 | 83.459 | 89.916 | 96.37 | 100.606 | 103.495 | 106.887 | 110.907 | 115.381 | 120.298 | 123.913 | 126.952 | 129.983 | 133.081
Hydrogen Evolution | Lct_BB007 | Number | NPg Yorkshire | Creyke Beck |  | 115.538 | 126.144 | 127.896 | 176.378 | 243.828 | 310.678 | 376.947 | 442.075 | 504.063 | 583.047 | 674.399 | 773.589 | 879.186 | 964.596 | 1052.688 | 1145.571 | 1242.462 | 1340.425 | 1403.285 | 1447.63 | 1499.257 | 1559.945 | 1627.35 | 1697.67 | 1749.691 | 1793.618 | 1837.483 | 1882.331
Hydrogen Evolution | Lct_BB007 | Number | NPg Yorkshire | Drax |  | 15.333 | 17.42 | 18.663 | 25.332 | 34.481 | 43.276 | 51.741 | 59.817 | 67.339 | 76.921 | 87.888 | 99.606 | 111.872 | 121.884 | 132.103 | 142.788 | 153.835 | 164.878 | 172.124 | 177.066 | 182.871 | 189.748 | 197.403 | 205.815 | 212 | 217.199 | 222.385 | 227.685
Hydrogen Evolution | Lct_BB007 | Number | NPg Yorkshire | Elland |  | 85.749 | 97.609 | 104.837 | 146.015 | 203.758 | 261.951 | 320.539 | 378.979 | 430.209 | 495.48 | 570.715 | 651.988 | 738.046 | 812.152 | 888.889 | 970.051 | 1054.993 | 1141.231 | 1198.6 | 1240.414 | 1288.693 | 1345.028 | 1407.458 | 1473.312 | 1523.621 | 1567.137 | 1610.828 | 1655.61
Hydrogen Evolution | Lct_BB007 | Number | NPg Yorkshire | Ferrybridge A |  | 18.66 | 21.574 | 23.642 | 32.527 | 44.864 | 57.039 | 69.06 | 80.828 | 91.637 | 105.409 | 121.266 | 138.37 | 156.45 | 172.02 | 188.126 | 205.146 | 222.944 | 240.993 | 252.968 | 261.65 | 271.687 | 283.413 | 296.413 | 310.065 | 320.431 | 329.357 | 338.311 | 347.484
Hydrogen Evolution | Lct_BB007 | Number | NPg Yorkshire | Ferrybridge B (_M) |  | 57.781 | 66.805 | 73.21 | 100.723 | 138.924 | 176.625 | 213.849 | 250.288 | 283.76 | 326.404 | 375.506 | 428.468 | 484.456 | 532.669 | 582.541 | 635.245 | 690.357 | 746.248 | 783.327 | 810.211 | 841.292 | 877.602 | 917.856 | 960.13 | 992.229 | 1019.87 | 1047.595 | 1076
Hydrogen Evolution | Lct_BB007 | Number | NPg Yorkshire | Grimsby West |  | 39.464 | 44.076 | 46.146 | 63.683 | 88.093 | 112.315 | 136.355 | 160.006 | 182.181 | 210.436 | 243.08 | 278.468 | 316.078 | 347.157 | 379.259 | 413.146 | 448.538 | 484.376 | 507.049 | 523.028 | 541.636 | 563.515 | 587.817 | 613.183 | 631.937 | 647.766 | 663.572 | 679.73
Hydrogen Evolution | Lct_BB007 | Number | NPg Yorkshire | Jordanthorpe |  | 10.969 | 11.824 | 11.764 | 16.447 | 23.032 | 29.709 | 36.467 | 43.243 | 49.43 | 57.314 | 66.449 | 76.394 | 87.011 | 95.968 | 105.27 | 115.13 | 125.474 | 136.007 | 142.617 | 147.361 | 152.86 | 159.299 | 166.442 | 173.79 | 179.275 | 183.939 | 188.603 | 193.376
Hydrogen Evolution | Lct_BB007 | Number | NPg Yorkshire | Keadby |  | 61.552 | 67.202 | 68.136 | 93.964 | 129.897 | 165.511 | 200.816 | 235.513 | 268.536 | 310.614 | 359.282 | 412.124 | 468.38 | 513.882 | 560.812 | 610.295 | 661.913 | 714.102 | 747.591 | 771.215 | 798.719 | 831.05 | 866.96 | 904.422 | 932.136 | 955.538 | 978.907 | 1002.799
Hydrogen Evolution | Lct_BB007 | Number | NPg Yorkshire | Kirkstall B |  | 80.352 | 91.465 | 98.238 | 136.824 | 190.932 | 245.462 | 300.363 | 355.124 | 403.13 | 464.292 | 534.791 | 610.949 | 691.59 | 761.031 | 832.938 | 908.991 | 988.586 | 1069.396 | 1123.154 | 1162.336 | 1207.576 | 1260.365 | 1318.866 | 1380.574 | 1427.716 | 1468.493 | 1509.434 | 1551.398
Hydrogen Evolution | Lct_BB007 | Number | NPg Yorkshire | Neepsend |  | 17.606 | 18.978 | 18.882 | 26.398 | 36.968 | 47.684 | 58.532 | 69.408 | 79.339 | 91.992 | 106.654 | 122.616 | 139.658 | 154.035 | 168.965 | 184.791 | 201.394 | 218.3 | 228.909 | 236.523 | 245.349 | 255.684 | 267.148 | 278.942 | 287.746 | 295.232 | 302.719 | 310.379
Hydrogen Evolution | Lct_BB007 | Number | NPg Yorkshire | Norton Lees |  | 15.091 | 16.267 | 16.185 | 22.627 | 31.687 | 40.873 | 50.171 | 59.493 | 68.005 | 78.851 | 91.419 | 105.101 | 119.708 | 132.031 | 144.828 | 158.394 | 172.625 | 187.116 | 196.21 | 202.737 | 210.302 | 219.16 | 228.987 | 239.096 | 246.643 | 253.059 | 259.476 | 266.042
Hydrogen Evolution | Lct_BB007 | Number | NPg Yorkshire | Pitsmoor |  | 17.055 | 18.384 | 18.291 | 25.572 | 35.812 | 46.193 | 56.702 | 67.237 | 76.857 | 89.115 | 103.318 | 118.781 | 135.29 | 149.217 | 163.68 | 179.011 | 195.094 | 211.472 | 221.749 | 229.125 | 237.675 | 247.686 | 258.793 | 270.218 | 278.746 | 285.998 | 293.251 | 300.671
Hydrogen Evolution | Lct_BB007 | Number | NPg Yorkshire | Saltend North |  | 14.951 | 16.324 | 16.55 | 22.824 | 31.553 | 40.204 | 48.779 | 57.207 | 65.229 | 75.45 | 87.271 | 100.107 | 113.772 | 124.824 | 136.224 | 148.244 | 160.782 | 173.459 | 181.593 | 187.332 | 194.013 | 201.866 | 210.589 | 219.688 | 226.42 | 232.105 | 237.781 | 243.585
Hydrogen Evolution | Lct_BB007 | Number | NPg Yorkshire | Sheffield City |  | 27.888 | 30.061 | 29.91 | 41.816 | 58.559 | 75.534 | 92.718 | 109.946 | 125.676 | 145.72 | 168.945 | 194.23 | 221.225 | 243.998 | 267.648 | 292.717 | 319.017 | 345.797 | 362.603 | 374.664 | 388.644 | 405.015 | 423.176 | 441.858 | 455.804 | 467.661 | 479.521 | 491.655
Hydrogen Evolution | Lct_BB007 | Number | NPg Yorkshire | Skelton Grange |  | 126.916 | 144.47 | 155.168 | 216.115 | 301.58 | 387.711 | 474.427 | 560.922 | 636.748 | 733.355 | 844.709 | 965.001 | 1092.375 | 1202.058 | 1315.636 | 1435.762 | 1561.484 | 1689.123 | 1774.035 | 1835.924 | 1907.381 | 1990.761 | 2083.165 | 2180.634 | 2255.095 | 2319.503 | 2384.169 | 2450.452
Hydrogen Evolution | Lct_BB007 | Number | NPg Yorkshire | Templeborough |  | 13.572 | 14.63 | 14.556 | 20.35 | 28.498 | 36.759 | 45.122 | 53.506 | 61.161 | 70.915 | 82.218 | 94.523 | 107.661 | 118.743 | 130.252 | 142.453 | 155.252 | 168.284 | 176.463 | 182.333 | 189.136 | 197.103 | 205.941 | 215.033 | 221.82 | 227.59 | 233.362 | 239.267
Hydrogen Evolution | Lct_BB007 | Number | NPg Yorkshire | Thorpe Marsh |  | 75.686 | 84.912 | 89.447 | 123.662 | 171.361 | 218.843 | 266.106 | 312.739 | 354.757 | 408.29 | 469.958 | 536.518 | 606.931 | 666.09 | 727.132 | 791.514 | 858.698 | 926.654 | 971.011 | 1002.616 | 1039.318 | 1082.364 | 1130.141 | 1180.438 | 1218.109 | 1250.219 | 1282.352 | 1315.238
Hydrogen Evolution | Lct_BB007 | Number | NPg Yorkshire | Thurcroft |  | 31.743 | 34.216 | 34.044 | 47.595 | 66.653 | 85.974 | 105.533 | 125.142 | 143.047 | 165.861 | 192.296 | 221.076 | 251.802 | 277.722 | 304.641 | 333.176 | 363.11 | 393.592 | 412.721 | 426.449 | 442.362 | 460.995 | 481.666 | 502.93 | 518.803 | 532.3 | 545.799 | 559.61
Hydrogen Evolution | Lct_BB007 | Number | NPg Yorkshire | West Melton |  | 74.347 | 80.141 | 79.736 | 111.476 | 156.113 | 201.367 | 247.178 | 293.106 | 335.041 | 388.475 | 450.39 | 517.799 | 589.765 | 650.476 | 713.524 | 780.357 | 850.469 | 921.862 | 966.665 | 998.819 | 1036.09 | 1079.731 | 1128.147 | 1177.952 | 1215.13 | 1246.742 | 1278.358 | 1310.706
Hydrogen Evolution | Lct_BB007 | Number | NPg Yorkshire | Wincobank |  | 5.571 | 6.005 | 5.975 | 8.354 | 11.698 | 15.09 | 18.522 | 21.964 | 25.107 | 29.111 | 33.75 | 38.802 | 44.195 | 48.744 | 53.468 | 58.477 | 63.731 | 69.081 | 72.438 | 74.847 | 77.64 | 80.911 | 84.539 | 88.271 | 91.057 | 93.426 | 95.795 | 98.219
Hydrogen Evolution | Lct_BB007 | Number | SHETL | Direct(SHETL) |  | 1.413 | 2.065 | 2.863 | 3.724 | 4.85 | 5.816 | 6.633 | 7.302 | 8.086 | 9.084 | 10.206 | 11.372 | 12.555 | 13.596 | 14.647 | 15.737 | 16.852 | 17.954 | 18.712 | 19.217 | 19.814 | 20.525 | 21.318 | 22.154 | 22.745 | 23.227 | 23.704 | 24.19
Hydrogen Evolution | Lct_BB007 | Number | SPEN | Ayr |  | 20.795 | 30.798 | 43.144 | 56.428 | 73.938 | 89.235 | 102.474 | 113.648 | 125.878 | 141.451 | 158.961 | 177.168 | 195.65 | 211.577 | 227.615 | 244.205 | 261.154 | 277.836 | 288.875 | 295.969 | 304.436 | 314.604 | 325.97 | 338.221 | 346.704 | 353.491 | 360.181 | 366.98
Hydrogen Evolution | Lct_BB007 | Number | SPEN | Bainsford |  | 25.596 | 37.768 | 52.757 | 68.991 | 90.387 | 109.07 | 125.231 | 138.861 | 153.748 | 172.704 | 194.008 | 216.143 | 238.593 | 258.107 | 277.77 | 298.12 | 318.925 | 339.418 | 353.033 | 361.835 | 372.323 | 384.902 | 398.956 | 414.107 | 424.657 | 433.135 | 441.504 | 450.014
Hydrogen Evolution | Lct_BB007 | Number | SPEN | Bathgate |  | 15.227 | 22.469 | 31.386 | 41.044 | 53.773 | 64.888 | 74.502 | 82.611 | 91.468 | 102.745 | 115.419 | 128.588 | 141.944 | 153.553 | 165.251 | 177.358 | 189.735 | 201.927 | 210.027 | 215.263 | 221.503 | 228.986 | 237.347 | 246.361 | 252.637 | 257.681 | 262.66 | 267.723
Hydrogen Evolution | Lct_BB007 | Number | SPEN | Berwick |  | 15.769 | 23.355 | 32.717 | 42.791 | 56.069 | 67.669 | 77.709 | 86.182 | 95.457 | 107.266 | 120.544 | 134.351 | 148.366 | 160.444 | 172.606 | 185.187 | 198.04 | 210.69 | 219.062 | 224.441 | 230.861 | 238.573 | 247.192 | 256.482 | 262.915 | 268.061 | 273.135 | 278.291
Hydrogen Evolution | Lct_BB007 | Number | SPEN | Bonnybridge |  | 16.124 | 23.792 | 33.234 | 43.461 | 56.938 | 68.708 | 78.888 | 87.475 | 96.852 | 108.794 | 122.214 | 136.158 | 150.3 | 162.593 | 174.979 | 187.799 | 200.904 | 213.814 | 222.391 | 227.935 | 234.542 | 242.466 | 251.319 | 260.864 | 267.509 | 272.851 | 278.122 | 283.483
Hydrogen Evolution | Lct_BB007 | Number | SPEN | Braehead Park |  | 14.001 | 20.736 | 29.049 | 37.993 | 49.782 | 60.082 | 68.996 | 76.519 | 84.753 | 95.239 | 107.028 | 119.287 | 131.73 | 142.454 | 153.253 | 164.423 | 175.835 | 187.066 | 194.499 | 199.276 | 204.976 | 211.823 | 219.475 | 227.724 | 233.435 | 238.005 | 242.509 | 247.087
Hydrogen Evolution | Lct_BB007 | Number | SPEN | Carntyne |  | 6.444 | 9.544 | 13.371 | 17.487 | 22.914 | 27.654 | 31.757 | 35.22 | 39.01 | 43.836 | 49.263 | 54.905 | 60.633 | 65.569 | 70.539 | 75.68 | 80.933 | 86.102 | 89.524 | 91.722 | 94.346 | 97.497 | 101.02 | 104.816 | 107.445 | 109.548 | 111.622 | 113.729
Hydrogen Evolution | Lct_BB007 | Number | SPEN | Carsfad |  | 0 | 0 | 0 | 0 | 0 | 0 | 0 | 0 | 0 | 0 | 0 | 0 | 0 | 0 | 0 | 0 | 0 | 0 | 0 | 0 | 0 | 0 | 0 | 0 | 0 | 0 | 0 | 0
Hydrogen Evolution | Lct_BB007 | Number | SPEN | Chapelcross |  | 20.738 | 30.714 | 43.026 | 56.274 | 73.736 | 88.992 | 102.195 | 113.338 | 125.535 | 141.065 | 158.528 | 176.684 | 195.116 | 211 | 226.994 | 243.538 | 260.442 | 277.078 | 288.087 | 295.162 | 303.605 | 313.746 | 325.081 | 337.298 | 345.758 | 352.526 | 359.198 | 365.979
Hydrogen Evolution | Lct_BB007 | Number | SPEN | Charlotte Street |  | 42.107 | 62.363 | 87.363 | 114.263 | 149.719 | 180.695 | 207.503 | 230.129 | 254.894 | 286.428 | 321.885 | 358.752 | 396.176 | 428.428 | 460.904 | 494.497 | 528.818 | 562.597 | 584.951 | 599.316 | 616.46 | 637.051 | 660.066 | 684.873 | 702.05 | 715.792 | 729.34 | 743.108
Hydrogen Evolution | Lct_BB007 | Number | SPEN | Clyde’s Mill |  | 40.127 | 59.431 | 83.255 | 108.89 | 142.678 | 172.198 | 197.745 | 219.307 | 242.907 | 272.958 | 306.748 | 341.881 | 377.545 | 408.281 | 439.229 | 471.243 | 503.95 | 536.14 | 557.443 | 571.133 | 587.47 | 607.093 | 629.026 | 652.666 | 669.036 | 682.131 | 695.042 | 708.163 | GSP also referred to as Westburn Road
Hydrogen Evolution | Lct_BB007 | Number | SPEN | Coatbridge |  | 32.611 | 48.299 | 67.661 | 88.495 | 115.955 | 139.945 | 160.707 | 178.231 | 197.411 | 221.833 | 249.294 | 277.847 | 306.831 | 331.81 | 356.962 | 382.979 | 409.56 | 435.721 | 453.034 | 464.159 | 477.437 | 493.384 | 511.209 | 530.421 | 543.725 | 554.368 | 564.86 | 575.523
Hydrogen Evolution | Lct_BB007 | Number | SPEN | Cockenzie |  | 17.8 | 26.363 | 36.932 | 48.303 | 63.292 | 76.387 | 87.719 | 97.284 | 107.753 | 121.084 | 136.073 | 151.658 | 167.478 | 181.113 | 194.841 | 209.042 | 223.551 | 237.831 | 247.281 | 253.353 | 260.601 | 269.305 | 279.035 | 289.522 | 296.783 | 302.592 | 308.32 | 314.14
Hydrogen Evolution | Lct_BB007 | Number | SPEN | Coylton |  | 18.827 | 27.883 | 39.061 | 51.088 | 66.941 | 80.791 | 92.777 | 102.894 | 113.966 | 128.066 | 143.919 | 160.403 | 177.135 | 191.556 | 206.076 | 221.096 | 236.441 | 251.544 | 261.539 | 267.962 | 275.627 | 284.833 | 295.124 | 306.215 | 313.896 | 320.04 | 326.097 | 332.253
Hydrogen Evolution | Lct_BB007 | Number | SPEN | Crookston A |  | 10.604 | 16.97 | 25.146 | 33.065 | 43.572 | 52.906 | 61.147 | 68.281 | 75.554 | 84.816 | 95.217 | 106.009 | 116.94 | 125.637 | 134.271 | 143.098 | 151.997 | 160.601 | 166.009 | 169.084 | 172.885 | 177.584 | 182.88 | 188.965 | 192.891 | 195.833 | 198.686 | 201.562
Hydrogen Evolution | Lct_BB007 | Number | SPEN | Crookston B |  | 7.747 | 12.398 | 18.372 | 24.158 | 31.834 | 38.653 | 44.675 | 49.887 | 55.201 | 61.968 | 69.567 | 77.452 | 85.438 | 91.792 | 98.1 | 104.549 | 111.051 | 117.337 | 121.288 | 123.535 | 126.312 | 129.745 | 133.614 | 138.06 | 140.929 | 143.078 | 145.163 | 147.264
Hydrogen Evolution | Lct_BB007 | Number | SPEN | Cumbernauld |  | 18.636 | 27.499 | 38.412 | 50.233 | 65.81 | 79.414 | 91.18 | 101.105 | 111.944 | 125.745 | 141.257 | 157.373 | 173.719 | 187.927 | 202.244 | 217.061 | 232.209 | 247.129 | 257.043 | 263.452 | 271.088 | 280.246 | 290.479 | 301.511 | 309.192 | 315.365 | 321.459 | 327.654
Hydrogen Evolution | Lct_BB007 | Number | SPEN | Cupar |  | 21.596 | 31.866 | 44.512 | 58.21 | 76.261 | 92.025 | 105.66 | 117.16 | 129.721 | 145.714 | 163.689 | 182.365 | 201.307 | 217.771 | 234.361 | 251.531 | 269.085 | 286.375 | 297.863 | 305.289 | 314.138 | 324.751 | 336.609 | 349.393 | 358.293 | 365.447 | 372.508 | 379.688
Hydrogen Evolution | Lct_BB007 | Number | SPEN | Currie |  | 3.728 | 5.521 | 7.734 | 10.115 | 13.254 | 15.996 | 18.37 | 20.373 | 22.565 | 25.357 | 28.495 | 31.759 | 35.072 | 37.927 | 40.802 | 43.776 | 46.814 | 49.805 | 51.784 | 53.055 | 54.573 | 56.396 | 58.433 | 60.63 | 62.15 | 63.367 | 64.566 | 65.785
Hydrogen Evolution | Lct_BB007 | Number | SPEN | Dalmarnock |  | 13.643 | 20.206 | 28.306 | 37.022 | 48.51 | 58.546 | 67.232 | 74.563 | 82.587 | 92.804 | 104.293 | 116.238 | 128.363 | 138.813 | 149.336 | 160.22 | 171.34 | 182.285 | 189.528 | 194.182 | 199.737 | 206.408 | 213.865 | 221.903 | 227.468 | 231.921 | 236.31 | 240.771
Hydrogen Evolution | Lct_BB007 | Number | SPEN | Devol Moor |  | 15.456 | 22.892 | 32.069 | 41.943 | 54.957 | 66.328 | 76.168 | 84.474 | 93.564 | 105.139 | 118.154 | 131.687 | 145.424 | 157.263 | 169.184 | 181.515 | 194.114 | 206.513 | 214.718 | 219.991 | 226.284 | 233.843 | 242.291 | 251.397 | 257.702 | 262.746 | 267.719 | 272.773
Hydrogen Evolution | Lct_BB007 | Number | SPEN | Devonside |  | 14.697 | 21.687 | 30.294 | 39.616 | 51.901 | 62.63 | 71.91 | 79.736 | 88.285 | 99.169 | 111.403 | 124.113 | 137.004 | 148.209 | 159.5 | 171.186 | 183.132 | 194.899 | 202.717 | 207.772 | 213.794 | 221.017 | 229.087 | 237.787 | 243.845 | 248.714 | 253.519 | 258.406
Hydrogen Evolution | Lct_BB007 | Number | SPEN | Dewar Place |  | 42.225 | 62.537 | 87.607 | 114.581 | 150.136 | 181.198 | 208.081 | 230.77 | 255.604 | 287.226 | 322.781 | 359.751 | 397.279 | 429.621 | 462.187 | 495.874 | 530.291 | 564.164 | 586.58 | 600.985 | 618.176 | 638.825 | 661.904 | 686.78 | 704.005 | 717.785 | 731.371 | 745.177
Hydrogen Evolution | Lct_BB007 | Number | SPEN | Drumchapel |  | 16.814 | 24.81 | 34.656 | 45.321 | 59.376 | 71.649 | 82.265 | 91.219 | 100.998 | 113.45 | 127.445 | 141.986 | 156.734 | 169.552 | 182.469 | 195.837 | 209.504 | 222.966 | 231.91 | 237.692 | 244.582 | 252.845 | 262.077 | 272.03 | 278.96 | 284.53 | 290.028 | 295.618
Hydrogen Evolution | Lct_BB007 | Number | SPEN | Drumcross |  | 14.803 | 21.843 | 30.511 | 39.9 | 52.274 | 63.079 | 72.425 | 80.308 | 88.918 | 99.881 | 112.202 | 125.003 | 137.987 | 149.272 | 160.644 | 172.413 | 184.445 | 196.297 | 204.171 | 209.262 | 215.327 | 222.602 | 230.73 | 239.493 | 245.594 | 250.497 | 255.337 | 260.259
Hydrogen Evolution | Lct_BB007 | Number | SPEN | Dumfries 11 |  | 0 | 0 | 0 | 0 | 0 | 0 | 0 | 0 | 0 | 0 | 0 | 0 | 0 | 0 | 0 | 0 | 0 | 0 | 0 | 0 | 0 | 0 | 0 | 0 | 0 | 0 | 0 | 0
Hydrogen Evolution | Lct_BB007 | Number | SPEN | Dumfries 33 |  | 24.821 | 35.216 | 47.656 | 61.269 | 78.799 | 93.19 | 104.665 | 113.279 | 125.447 | 140.942 | 158.36 | 176.465 | 194.836 | 211.2 | 227.753 | 244.939 | 262.571 | 280.018 | 292.663 | 301.414 | 311.652 | 323.74 | 337.184 | 350.954 | 360.888 | 369.111 | 377.286 | 385.626
Hydrogen Evolution | Lct_BB007 | Number | SPEN | Dumfries ICI |  | 0.948 | 1.344 | 1.819 | 2.339 | 3.008 | 3.557 | 3.996 | 4.324 | 4.789 | 5.38 | 6.045 | 6.736 | 7.438 | 8.062 | 8.694 | 9.35 | 10.023 | 10.69 | 11.172 | 11.506 | 11.897 | 12.359 | 12.872 | 13.397 | 13.777 | 14.091 | 14.403 | 14.721
Hydrogen Evolution | Lct_BB007 | Number | SPEN | Dunbar A |  | 8.073 | 11.956 | 16.749 | 21.906 | 28.703 | 34.642 | 39.781 | 44.119 | 48.867 | 54.912 | 61.71 | 68.778 | 75.953 | 82.136 | 88.362 | 94.802 | 101.382 | 107.858 | 112.144 | 114.898 | 118.184 | 122.132 | 126.544 | 131.3 | 134.593 | 137.228 | 139.825 | 142.465
Hydrogen Evolution | Lct_BB007 | Number | SPEN | Dunbar B |  | 6.045 | 8.953 | 12.542 | 16.404 | 21.494 | 25.941 | 29.79 | 33.038 | 36.594 | 41.121 | 46.211 | 51.504 | 56.876 | 61.507 | 66.169 | 70.992 | 75.919 | 80.769 | 83.978 | 86.04 | 88.501 | 91.457 | 94.762 | 98.323 | 100.789 | 102.762 | 104.707 | 106.683
Hydrogen Evolution | Lct_BB007 | Number | SPEN | Dunfermline |  | 19.286 | 28.457 | 39.751 | 51.983 | 68.104 | 82.181 | 94.358 | 104.628 | 115.844 | 130.127 | 146.179 | 162.857 | 179.773 | 194.476 | 209.291 | 224.625 | 240.3 | 255.741 | 266 | 272.632 | 280.534 | 290.012 | 300.601 | 312.018 | 319.966 | 326.355 | 332.66 | 339.072
Hydrogen Evolution | Lct_BB007 | Number | SPEN | Earlstoun |  | 0 | 0 | 0 | 0 | 0 | 0 | 0 | 0 | 0 | 0 | 0 | 0 | 0 | 0 | 0 | 0 | 0 | 0 | 0 | 0 | 0 | 0 | 0 | 0 | 0 | 0 | 0 | 0
Hydrogen Evolution | Lct_BB007 | Number | SPEN | East Kilbride |  | 18.64 | 27.607 | 38.675 | 50.583 | 66.279 | 79.992 | 91.859 | 101.876 | 112.839 | 126.798 | 142.495 | 158.815 | 175.382 | 189.66 | 204.037 | 218.908 | 234.102 | 249.055 | 258.951 | 265.31 | 272.9 | 282.015 | 292.204 | 303.185 | 310.79 | 316.873 | 322.87 | 328.965
Hydrogen Evolution | Lct_BB007 | Number | SPEN | East Kilbride South |  | 7.894 | 11.691 | 16.378 | 21.421 | 28.068 | 33.875 | 38.9 | 43.142 | 47.785 | 53.696 | 60.343 | 67.255 | 74.271 | 80.317 | 86.405 | 92.703 | 99.137 | 105.469 | 109.66 | 112.353 | 115.567 | 119.427 | 123.742 | 128.392 | 131.613 | 134.189 | 136.729 | 139.31
Hydrogen Evolution | Lct_BB007 | Number | SPEN | Easterhouse |  | 38.023 | 56.313 | 78.888 | 103.178 | 135.195 | 163.165 | 187.373 | 207.804 | 230.166 | 258.641 | 290.658 | 323.949 | 357.742 | 386.865 | 416.191 | 446.525 | 477.517 | 508.018 | 528.204 | 541.175 | 556.656 | 575.249 | 596.032 | 618.432 | 633.943 | 646.352 | 658.585 | 671.018
Hydrogen Evolution | Lct_BB007 | Number | SPEN | Eccles |  | 10.596 | 15.694 | 21.985 | 28.754 | 37.677 | 45.472 | 52.218 | 57.912 | 64.144 | 72.08 | 81.002 | 90.28 | 99.698 | 107.814 | 115.987 | 124.44 | 133.077 | 141.578 | 147.203 | 150.818 | 155.132 | 160.314 | 166.106 | 172.349 | 176.671 | 180.129 | 183.539 | 187.003
Hydrogen Evolution | Lct_BB007 | Number | SPEN | Elderslie |  | 9.977 | 14.776 | 20.7 | 27.073 | 35.474 | 42.814 | 49.166 | 54.527 | 60.394 | 67.866 | 76.267 | 85.002 | 93.869 | 101.511 | 109.206 | 117.165 | 125.298 | 133.301 | 138.598 | 142.001 | 146.063 | 150.942 | 156.395 | 162.273 | 166.343 | 169.599 | 172.809 | 176.071
Hydrogen Evolution | Lct_BB007 | Number | SPEN | Erskine |  | 7.176 | 10.629 | 14.889 | 19.474 | 25.517 | 30.796 | 35.365 | 39.221 | 43.442 | 48.816 | 54.859 | 61.142 | 67.521 | 73.017 | 78.552 | 84.278 | 90.127 | 95.884 | 99.694 | 102.142 | 105.064 | 108.573 | 112.496 | 116.724 | 119.651 | 121.993 | 124.302 | 126.649
Hydrogen Evolution | Lct_BB007 | Number | SPEN | Finnieston |  | 20.636 | 30.451 | 42.535 | 55.624 | 72.874 | 87.938 | 100.967 | 111.957 | 123.959 | 139.242 | 156.419 | 174.265 | 192.366 | 208.099 | 223.952 | 240.359 | 257.133 | 273.655 | 284.633 | 291.729 | 300.185 | 310.327 | 321.658 | 333.874 | 342.379 | 349.215 | 355.963 | 362.823
Hydrogen Evolution | Lct_BB007 | Number | SPEN | Galashiels |  | 17.303 | 25.626 | 35.899 | 46.952 | 61.522 | 74.25 | 85.266 | 94.564 | 104.74 | 117.698 | 132.268 | 147.417 | 162.795 | 176.048 | 189.393 | 203.197 | 217.3 | 231.18 | 240.366 | 246.268 | 253.313 | 261.774 | 271.232 | 281.425 | 288.484 | 294.13 | 299.697 | 305.355
Hydrogen Evolution | Lct_BB007 | Number | SPEN | Giffnock |  | 22.945 | 33.983 | 47.607 | 62.265 | 81.586 | 98.465 | 113.074 | 125.403 | 138.898 | 156.082 | 175.403 | 195.493 | 215.887 | 233.462 | 251.159 | 269.464 | 288.167 | 306.574 | 318.755 | 326.583 | 335.925 | 347.146 | 359.687 | 373.205 | 382.566 | 390.054 | 397.436 | 404.939
Hydrogen Evolution | Lct_BB007 | Number | SPEN | Glenlee |  | 0 | 0 | 0 | 0 | 0 | 0 | 0 | 0 | 0 | 0 | 0 | 0 | 0 | 0 | 0 | 0 | 0 | 0 | 0 | 0 | 0 | 0 | 0 | 0 | 0 | 0 | 0 | 0
Hydrogen Evolution | Lct_BB007 | Number | SPEN | Glenluce |  | 9.079 | 13.446 | 18.837 | 24.637 | 32.282 | 38.961 | 44.741 | 49.619 | 54.959 | 61.758 | 69.403 | 77.352 | 85.421 | 92.375 | 99.378 | 106.621 | 114.021 | 121.304 | 126.124 | 129.222 | 132.918 | 137.358 | 142.32 | 147.669 | 151.373 | 154.336 | 157.257 | 160.225
Hydrogen Evolution | Lct_BB007 | Number | SPEN | Glenniston |  | 5.498 | 8.113 | 11.333 | 14.821 | 19.417 | 23.43 | 26.902 | 29.83 | 33.028 | 37.1 | 41.677 | 46.432 | 51.255 | 55.447 | 59.67 | 64.042 | 68.511 | 72.914 | 75.839 | 77.729 | 79.982 | 82.685 | 85.704 | 88.959 | 91.225 | 93.046 | 94.844 | 96.672
Hydrogen Evolution | Lct_BB007 | Number | SPEN | Glenrothes |  | 13.535 | 19.971 | 27.897 | 36.482 | 47.795 | 57.674 | 66.22 | 73.427 | 81.299 | 91.323 | 102.588 | 114.293 | 126.164 | 136.483 | 146.88 | 157.641 | 168.642 | 179.478 | 186.678 | 191.332 | 196.878 | 203.53 | 210.961 | 218.973 | 224.551 | 229.035 | 233.46 | 237.96
Hydrogen Evolution | Lct_BB007 | Number | SPEN | Gorgie |  | 11.06 | 16.381 | 22.947 | 30.013 | 39.326 | 47.462 | 54.504 | 60.447 | 66.952 | 75.234 | 84.548 | 94.231 | 104.061 | 112.533 | 121.063 | 129.887 | 138.902 | 147.774 | 153.646 | 157.419 | 161.922 | 167.331 | 173.376 | 179.892 | 184.404 | 188.013 | 191.572 | 195.188
Hydrogen Evolution | Lct_BB007 | Number | SPEN | Govan |  | 17.308 | 25.634 | 35.91 | 46.967 | 61.541 | 74.273 | 85.293 | 94.593 | 104.772 | 117.734 | 132.308 | 147.462 | 162.845 | 176.102 | 189.451 | 203.259 | 217.366 | 231.251 | 240.439 | 246.344 | 253.391 | 261.855 | 271.315 | 281.511 | 288.572 | 294.221 | 299.789 | 305.449
Hydrogen Evolution | Lct_BB007 | Number | SPEN | Grangemouth A |  | 10.991 | 16.669 | 23.777 | 31.147 | 40.879 | 49.425 | 56.865 | 63.194 | 69.962 | 78.578 | 88.261 | 98.32 | 108.519 | 116.904 | 125.279 | 133.885 | 142.613 | 151.118 | 156.614 | 159.937 | 163.97 | 168.885 | 174.401 | 180.483 | 184.522 | 187.634 | 190.674 | 193.749
Hydrogen Evolution | Lct_BB007 | Number | SPEN | Grangemouth C |  | 7.346 | 11.142 | 15.893 | 20.819 | 27.324 | 33.036 | 38.01 | 42.24 | 46.763 | 52.523 | 58.995 | 65.719 | 72.536 | 78.14 | 83.738 | 89.491 | 95.325 | 101.01 | 104.683 | 106.904 | 109.6 | 112.886 | 116.573 | 120.638 | 123.338 | 125.418 | 127.45 | 129.505
Hydrogen Evolution | Lct_BB007 | Number | SPEN | Haggs Road |  | 13.35 | 19.773 | 27.699 | 36.228 | 47.469 | 57.29 | 65.79 | 72.963 | 80.815 | 90.813 | 102.055 | 113.744 | 125.609 | 135.835 | 146.131 | 156.782 | 167.664 | 178.374 | 185.461 | 190.016 | 195.451 | 201.98 | 209.277 | 217.142 | 222.588 | 226.945 | 231.24 | 235.605
Hydrogen Evolution | Lct_BB007 | Number | SPEN | Hawick |  | 8.788 | 13.015 | 18.233 | 23.847 | 31.247 | 37.712 | 43.307 | 48.029 | 53.197 | 59.779 | 67.179 | 74.873 | 82.684 | 89.415 | 96.193 | 103.204 | 110.367 | 117.417 | 122.082 | 125.08 | 128.658 | 132.955 | 137.759 | 142.936 | 146.521 | 149.389 | 152.217 | 155.09
Hydrogen Evolution | Lct_BB007 | Number | SPEN | Helensburgh |  | 6.419 | 9.471 | 13.23 | 17.301 | 22.667 | 27.352 | 31.405 | 34.823 | 38.556 | 43.31 | 48.652 | 54.203 | 59.833 | 64.727 | 69.658 | 74.761 | 79.978 | 85.117 | 88.532 | 90.739 | 93.369 | 96.524 | 100.048 | 103.848 | 106.493 | 108.619 | 110.718 | 112.852
Hydrogen Evolution | Lct_BB007 | Number | SPEN | Hunterston Farm |  | 1.47 | 2.177 | 3.05 | 3.989 | 5.227 | 6.309 | 7.245 | 8.035 | 8.9 | 10.001 | 11.239 | 12.526 | 13.832 | 14.958 | 16.092 | 17.265 | 18.464 | 19.643 | 20.423 | 20.925 | 21.524 | 22.243 | 23.046 | 23.912 | 24.512 | 24.992 | 25.465 | 25.945
Hydrogen Evolution | Lct_BB007 | Number | SPEN | Inverkeithing |  | 18.512 | 27.316 | 38.156 | 49.898 | 65.372 | 78.885 | 90.573 | 100.431 | 111.198 | 124.908 | 140.316 | 156.325 | 172.562 | 186.676 | 200.897 | 215.615 | 230.662 | 245.484 | 255.331 | 261.697 | 269.282 | 278.38 | 288.545 | 299.503 | 307.133 | 313.265 | 319.318 | 325.472
Hydrogen Evolution | Lct_BB007 | Number | SPEN | Johnstone |  | 15.887 | 23.529 | 32.962 | 43.111 | 56.488 | 68.175 | 78.29 | 86.826 | 96.17 | 108.067 | 121.445 | 135.355 | 149.475 | 161.643 | 173.896 | 186.57 | 199.52 | 212.264 | 220.698 | 226.118 | 232.586 | 240.355 | 249.039 | 258.398 | 264.879 | 270.064 | 275.175 | 280.37
Hydrogen Evolution | Lct_BB007 | Number | SPEN | Kaimes |  | 23.699 | 35.099 | 49.17 | 64.309 | 84.265 | 101.699 | 116.787 | 129.521 | 143.459 | 161.207 | 181.163 | 201.913 | 222.975 | 241.128 | 259.406 | 278.312 | 297.629 | 316.64 | 329.222 | 337.307 | 346.955 | 358.544 | 371.498 | 385.46 | 395.128 | 402.862 | 410.487 | 418.236
Hydrogen Evolution | Lct_BB007 | Number | SPEN | Kendoon |  | 0 | 0 | 0 | 0 | 0 | 0 | 0 | 0 | 0 | 0 | 0 | 0 | 0 | 0 | 0 | 0 | 0 | 0 | 0 | 0 | 0 | 0 | 0 | 0 | 0 | 0 | 0 | 0
Hydrogen Evolution | Lct_BB007 | Number | SPEN | Kilbowie 11 |  | 3.69 | 5.542 | 7.848 | 10.311 | 13.575 | 16.466 | 19.011 | 21.206 | 23.49 | 26.399 | 29.669 | 33.071 | 36.525 | 39.442 | 42.371 | 45.394 | 48.474 | 51.495 | 53.432 | 54.633 | 56.08 | 57.833 | 59.797 | 61.945 | 63.396 | 64.531 | 65.645 | 66.774
Hydrogen Evolution | Lct_BB007 | Number | SPEN | Kilbowie 33 |  | 9.315 | 13.992 | 19.814 | 26.031 | 34.271 | 41.57 | 47.996 | 53.536 | 59.303 | 66.646 | 74.903 | 83.491 | 92.21 | 99.575 | 106.97 | 114.601 | 122.377 | 130.004 | 134.895 | 137.925 | 141.578 | 146.004 | 150.963 | 156.385 | 160.048 | 162.916 | 165.727 | 168.577
Hydrogen Evolution | Lct_BB007 | Number | SPEN | Killermont |  | 15.95 | 23.535 | 32.875 | 42.991 | 56.324 | 67.966 | 78.037 | 86.53 | 95.807 | 107.619 | 120.894 | 134.688 | 148.677 | 160.837 | 173.09 | 185.771 | 198.735 | 211.505 | 219.989 | 225.474 | 232.01 | 239.848 | 248.606 | 258.047 | 264.621 | 269.905 | 275.12 | 280.422
Hydrogen Evolution | Lct_BB007 | Number | SPEN | Kilwinning |  | 12.344 | 18.283 | 25.612 | 33.498 | 43.892 | 52.974 | 60.833 | 67.466 | 74.726 | 83.971 | 94.366 | 105.174 | 116.145 | 125.6 | 135.121 | 144.969 | 155.031 | 164.934 | 171.487 | 175.699 | 180.725 | 186.761 | 193.509 | 200.781 | 205.817 | 209.846 | 213.817 | 217.854
Hydrogen Evolution | Lct_BB007 | Number | SPEN | Lesmahagow |  | 0 | 0 | 0 | 0 | 0 | 0 | 0 | 0 | 0 | 0 | 0 | 0 | 0 | 0 | 0 | 0 | 0 | 0 | 0 | 0 | 0 | 0 | 0 | 0 | 0 | 0 | 0 | 0
Hydrogen Evolution | Lct_BB007 | Number | SPEN | Leven |  | 15.763 | 23.259 | 32.49 | 42.488 | 55.664 | 67.169 | 77.122 | 85.516 | 94.684 | 106.358 | 119.478 | 133.109 | 146.935 | 158.952 | 171.061 | 183.594 | 196.406 | 209.026 | 217.411 | 222.832 | 229.291 | 237.037 | 245.692 | 255.023 | 261.52 | 266.742 | 271.895 | 277.136
Hydrogen Evolution | Lct_BB007 | Number | SPEN | Livingston East |  | 33.399 | 49.466 | 69.296 | 90.632 | 118.755 | 143.325 | 164.589 | 182.536 | 202.179 | 227.191 | 255.315 | 284.557 | 314.242 | 339.824 | 365.583 | 392.229 | 419.452 | 446.245 | 463.976 | 475.37 | 488.968 | 505.301 | 523.556 | 543.233 | 556.857 | 567.757 | 578.503 | 589.424
Hydrogen Evolution | Lct_BB007 | Number | SPEN | Maybole |  | 9.749 | 14.438 | 20.226 | 26.454 | 34.663 | 41.834 | 48.041 | 53.279 | 59.012 | 66.313 | 74.522 | 83.058 | 91.722 | 99.189 | 106.708 | 114.485 | 122.431 | 130.251 | 135.427 | 138.752 | 142.721 | 147.489 | 152.817 | 158.56 | 162.537 | 165.719 | 168.855 | 172.043
Hydrogen Evolution | Lct_BB007 | Number | SPEN | Moffat |  | 0 | 0 | 0 | 0 | 0 | 0 | 0 | 0 | 0 | 0 | 0 | 0 | 0 | 0 | 0 | 0 | 0 | 0 | 0 | 0 | 0 | 0 | 0 | 0 | 0 | 0 | 0 | 0
Hydrogen Evolution | Lct_BB007 | Number | SPEN | Newarthill |  | 38.097 | 56.424 | 79.043 | 103.381 | 135.46 | 163.486 | 187.741 | 208.212 | 230.618 | 259.148 | 291.229 | 324.584 | 358.444 | 387.624 | 417.007 | 447.401 | 478.453 | 509.015 | 529.24 | 542.237 | 557.748 | 576.378 | 597.201 | 619.646 | 635.187 | 647.62 | 659.878 | 672.334
Hydrogen Evolution | Lct_BB007 | Number | SPEN | Newton Stewart |  | 5.813 | 8.609 | 12.061 | 15.774 | 20.669 | 24.945 | 28.646 | 31.77 | 35.188 | 39.542 | 44.436 | 49.526 | 54.692 | 59.145 | 63.628 | 68.266 | 73.004 | 77.667 | 80.753 | 82.736 | 85.103 | 87.945 | 91.123 | 94.547 | 96.919 | 98.816 | 100.686 | 102.587
Hydrogen Evolution | Lct_BB007 | Number | SPEN | Paisley |  | 15.052 | 22.293 | 31.23 | 40.846 | 53.52 | 64.593 | 74.176 | 82.264 | 91.117 | 102.389 | 115.064 | 128.243 | 141.621 | 153.15 | 164.759 | 176.768 | 189.037 | 201.111 | 209.102 | 214.237 | 220.366 | 227.726 | 235.954 | 244.821 | 250.962 | 255.874 | 260.717 | 265.639
Hydrogen Evolution | Lct_BB007 | Number | SPEN | Partick |  | 15.559 | 22.958 | 32.069 | 41.937 | 54.942 | 66.299 | 76.123 | 84.408 | 93.457 | 104.98 | 117.93 | 131.385 | 145.031 | 156.893 | 168.845 | 181.215 | 193.861 | 206.318 | 214.594 | 219.945 | 226.32 | 233.966 | 242.509 | 251.719 | 258.132 | 263.286 | 268.373 | 273.545
Hydrogen Evolution | Lct_BB007 | Number | SPEN | Port Dundas |  | 21.441 | 31.638 | 44.193 | 57.793 | 75.715 | 91.366 | 104.903 | 116.321 | 128.791 | 144.67 | 162.516 | 181.058 | 199.864 | 216.211 | 232.682 | 249.729 | 267.156 | 284.323 | 295.728 | 303.101 | 311.887 | 322.424 | 334.197 | 346.889 | 355.725 | 362.828 | 369.839 | 376.967
Hydrogen Evolution | Lct_BB007 | Number | SPEN | Portobello |  | 44.944 | 66.565 | 93.249 | 121.961 | 159.806 | 192.868 | 221.482 | 245.633 | 272.066 | 305.724 | 343.57 | 382.921 | 422.866 | 457.291 | 491.954 | 527.81 | 564.444 | 600.498 | 624.359 | 639.691 | 657.99 | 679.968 | 704.534 | 731.012 | 749.347 | 764.014 | 778.475 | 793.17
Hydrogen Evolution | Lct_BB007 | Number | SPEN | Ravenscraig |  | 0.822 | 1.217 | 1.705 | 2.23 | 2.922 | 3.527 | 4.05 | 4.491 | 4.975 | 5.59 | 6.282 | 7.002 | 7.732 | 8.361 | 8.995 | 9.651 | 10.321 | 10.98 | 11.416 | 11.696 | 12.031 | 12.433 | 12.882 | 13.366 | 13.701 | 13.97 | 14.234 | 14.503
Hydrogen Evolution | Lct_BB007 | Number | SPEN | Redhouse |  | 8.168 | 12.052 | 16.835 | 22.015 | 28.843 | 34.805 | 39.962 | 44.311 | 49.061 | 55.11 | 61.908 | 68.972 | 76.136 | 82.363 | 88.637 | 95.131 | 101.77 | 108.309 | 112.654 | 115.463 | 118.809 | 122.823 | 127.308 | 132.143 | 135.509 | 138.215 | 140.885 | 143.601
Hydrogen Evolution | Lct_BB007 | Number | SPEN | Saltcoats A |  | 6.958 | 10.742 | 15.522 | 20.412 | 26.9 | 32.664 | 37.755 | 42.163 | 46.726 | 52.537 | 59.075 | 65.88 | 72.798 | 78.424 | 84.044 | 89.82 | 95.677 | 101.385 | 104.956 | 107.063 | 109.639 | 112.795 | 116.344 | 120.258 | 122.801 | 124.72 | 126.583 | 128.464
Hydrogen Evolution | Lct_BB007 | Number | SPEN | Saltcoats B |  | 5.848 | 9.028 | 13.046 | 17.156 | 22.609 | 27.453 | 31.732 | 35.437 | 39.272 | 44.156 | 49.651 | 55.371 | 61.185 | 65.914 | 70.637 | 75.491 | 80.414 | 85.212 | 88.213 | 89.984 | 92.149 | 94.802 | 97.784 | 101.074 | 103.211 | 104.824 | 106.39 | 107.971
Hydrogen Evolution | Lct_BB007 | Number | SPEN | Shrubhill |  | 35.859 | 53.108 | 74.399 | 97.306 | 127.501 | 153.88 | 176.709 | 195.978 | 217.067 | 243.922 | 274.117 | 305.513 | 337.383 | 364.849 | 392.505 | 421.113 | 450.341 | 479.107 | 498.143 | 510.377 | 524.976 | 542.511 | 562.111 | 583.237 | 597.865 | 609.568 | 621.105 | 632.83
Hydrogen Evolution | Lct_BB007 | Number | SPEN | Sighthill |  | 49.845 | 73.823 | 103.417 | 135.259 | 177.231 | 213.899 | 245.633 | 272.417 | 301.732 | 339.061 | 381.033 | 424.675 | 468.975 | 507.154 | 545.598 | 585.363 | 625.991 | 665.977 | 692.439 | 709.444 | 729.737 | 754.112 | 781.357 | 810.722 | 831.056 | 847.323 | 863.36 | 879.658
Hydrogen Evolution | Lct_BB007 | Number | SPEN | Spango Valley |  | 14.08 | 20.853 | 29.213 | 38.208 | 50.064 | 60.422 | 69.386 | 76.952 | 85.233 | 95.777 | 107.633 | 119.961 | 132.475 | 143.26 | 154.119 | 165.352 | 176.829 | 188.124 | 195.599 | 200.402 | 206.135 | 213.02 | 220.716 | 229.011 | 234.755 | 239.35 | 243.88 | 248.484
Hydrogen Evolution | Lct_BB007 | Number | SPEN | St Andrews Cross |  | 17.889 | 26.494 | 37.115 | 48.542 | 63.605 | 76.765 | 88.154 | 97.766 | 108.287 | 121.683 | 136.747 | 152.409 | 168.308 | 182.009 | 195.806 | 210.077 | 224.658 | 239.008 | 248.505 | 254.608 | 261.891 | 270.639 | 280.416 | 290.955 | 298.252 | 304.09 | 309.846 | 315.695
Hydrogen Evolution | Lct_BB007 | Number | SPEN | Stirling |  | 19.946 | 29.433 | 41.113 | 53.764 | 70.438 | 84.997 | 97.591 | 108.213 | 119.814 | 134.587 | 151.189 | 168.438 | 185.934 | 201.141 | 216.464 | 232.322 | 248.535 | 264.505 | 275.116 | 281.975 | 290.148 | 299.951 | 310.903 | 322.711 | 330.931 | 337.539 | 344.061 | 350.692
Hydrogen Evolution | Lct_BB007 | Number | SPEN | Strathaven |  | 27.823 | 41.207 | 57.726 | 75.5 | 98.928 | 119.396 | 137.11 | 152.06 | 168.424 | 189.26 | 212.689 | 237.049 | 261.777 | 283.088 | 304.547 | 326.743 | 349.422 | 371.741 | 386.512 | 396.004 | 407.332 | 420.937 | 436.145 | 452.536 | 463.887 | 472.967 | 481.918 | 491.016
Hydrogen Evolution | Lct_BB007 | Number | SPEN | Strathleven |  | 22.253 | 32.836 | 45.868 | 59.983 | 78.584 | 94.828 | 108.878 | 120.728 | 133.671 | 150.152 | 168.674 | 187.919 | 207.438 | 224.403 | 241.498 | 259.191 | 277.279 | 295.096 | 306.934 | 314.587 | 323.705 | 334.641 | 346.86 | 360.033 | 369.205 | 376.576 | 383.852 | 391.251
Hydrogen Evolution | Lct_BB007 | Number | SPEN | Telford Road |  | 7.437 | 11.014 | 15.43 | 20.181 | 26.443 | 31.914 | 36.648 | 40.644 | 45.018 | 50.588 | 56.85 | 63.361 | 69.971 | 75.667 | 81.403 | 87.336 | 93.397 | 99.363 | 103.311 | 105.848 | 108.876 | 112.513 | 116.578 | 120.959 | 123.993 | 126.42 | 128.813 | 131.244
Hydrogen Evolution | Lct_BB007 | Number | SPEN | Tongland |  | 3.363 | 4.98 | 6.977 | 9.125 | 11.957 | 14.43 | 16.571 | 18.378 | 20.356 | 22.874 | 25.706 | 28.65 | 31.639 | 34.215 | 36.808 | 39.491 | 42.232 | 44.929 | 46.715 | 47.862 | 49.231 | 50.875 | 52.713 | 54.695 | 56.066 | 57.164 | 58.246 | 59.345
Hydrogen Evolution | Lct_BB007 | Number | SPEN | West George Street |  | 25.84 | 38.128 | 53.26 | 69.649 | 91.248 | 110.109 | 126.424 | 140.184 | 155.213 | 174.35 | 195.857 | 218.203 | 240.867 | 260.567 | 280.417 | 300.961 | 321.964 | 342.652 | 356.397 | 365.283 | 375.871 | 388.57 | 402.758 | 418.054 | 428.703 | 437.263 | 445.712 | 454.303
Hydrogen Evolution | Lct_BB007 | Number | SPEN | Westfield |  | 6.84 | 10.093 | 14.098 | 18.436 | 24.154 | 29.146 | 33.465 | 37.107 | 41.086 | 46.151 | 51.844 | 57.759 | 63.759 | 68.973 | 74.228 | 79.666 | 85.225 | 90.702 | 94.34 | 96.692 | 99.495 | 102.856 | 106.612 | 110.661 | 113.48 | 115.746 | 117.982 | 120.256
Hydrogen Evolution | Lct_BB007 | Number | SPEN | Whitehouse |  | 29.191 | 43.233 | 60.565 | 79.213 | 103.793 | 125.267 | 143.851 | 159.537 | 176.705 | 198.566 | 223.146 | 248.704 | 274.648 | 297.007 | 319.521 | 342.809 | 366.603 | 390.02 | 405.517 | 415.475 | 427.36 | 441.635 | 457.59 | 474.787 | 486.696 | 496.222 | 505.614 | 515.159
Hydrogen Evolution | Lct_BB007 | Number | SPEN | Wishaw |  | 28.863 | 42.747 | 59.883 | 78.322 | 102.625 | 123.858 | 142.233 | 157.742 | 174.717 | 196.332 | 220.636 | 245.907 | 271.559 | 293.666 | 315.927 | 338.953 | 362.479 | 385.633 | 400.955 | 410.802 | 422.553 | 436.667 | 452.443 | 469.447 | 481.221 | 490.64 | 499.927 | 509.364
Hydrogen Evolution | Lct_BB007 | Number | SPEN Manweb | Birkenhead |  | 58.669 | 62.703 | 61.583 | 87.501 | 124.372 | 162.64 | 202.189 | 242.597 | 278.665 | 324.627 | 378.064 | 436.532 | 499.275 | 550.164 | 602.953 | 658.861 | 717.457 | 777.055 | 814.277 | 840.808 | 871.614 | 907.742 | 947.84 | 988.182 | 1017.831 | 1042.742 | 1067.587 | 1092.976
Hydrogen Evolution | Lct_BB007 | Number | SPEN Manweb | Capenhurst |  | 51.911 | 55.479 | 54.488 | 77.421 | 110.045 | 143.904 | 178.897 | 214.65 | 246.563 | 287.231 | 334.512 | 386.245 | 441.76 | 486.786 | 533.494 | 582.961 | 634.808 | 687.54 | 720.474 | 743.948 | 771.206 | 803.172 | 838.651 | 874.345 | 900.579 | 922.62 | 944.603 | 967.067
Hydrogen Evolution | Lct_BB007 | Number | SPEN Manweb | Carrington |  | 61.98 | 67.473 | 68.121 | 95.124 | 133.065 | 171.46 | 210.262 | 249.102 | 285.273 | 331.364 | 384.841 | 443.176 | 505.58 | 559.869 | 616.517 | 676.784 | 740.251 | 805.185 | 847.06 | 878.035 | 913.668 | 955.108 | 1000.986 | 1047.163 | 1082.248 | 1112.475 | 1142.797 | 1173.863
Hydrogen Evolution | Lct_BB007 | Number | SPEN Manweb | Connah's Quay |  | 121.428 | 179.54 | 251.189 | 332.037 | 439.968 | 537.313 | 624.802 | 702.185 | 780.069 | 879.253 | 991.184 | 1108.243 | 1227.862 | 1315.66 | 1402.232 | 1490.233 | 1578.391 | 1662.867 | 1719.733 | 1752.487 | 1792.82 | 1842.529 | 1898.501 | 1968.627 | 2016.741 | 2054.922 | 2092.49 | 2130.633
Hydrogen Evolution | Lct_BB007 | Number | SPEN Manweb | Fiddlers Ferry |  | 74.213 | 84.485 | 90.753 | 125.684 | 174.449 | 223.134 | 271.728 | 319.801 | 362.286 | 416.411 | 478.694 | 545.807 | 616.682 | 674.612 | 734.11 | 796.637 | 861.634 | 927.058 | 971.175 | 1002.521 | 1038.948 | 1081.698 | 1129.157 | 1181.023 | 1220.363 | 1254.214 | 1288.161 | 1322.938
Hydrogen Evolution | Lct_BB007 | Number | SPEN Manweb | Frodsham |  | 63.791 | 68.177 | 66.959 | 95.14 | 135.231 | 176.84 | 219.842 | 263.778 | 302.995 | 352.97 | 411.072 | 474.645 | 542.866 | 598.198 | 655.595 | 716.384 | 780.097 | 844.898 | 885.37 | 914.217 | 947.712 | 986.995 | 1030.594 | 1074.458 | 1106.696 | 1133.781 | 1160.796 | 1188.401
Hydrogen Evolution | Lct_BB007 | Number | SPEN Manweb | Kirkby (_D) |  | 50.924 | 57.972 | 62.273 | 86.243 | 119.704 | 153.111 | 186.455 | 219.443 | 248.595 | 285.735 | 328.472 | 374.525 | 423.158 | 462.908 | 503.735 | 546.64 | 591.24 | 636.133 | 666.405 | 687.914 | 712.91 | 742.245 | 774.81 | 810.4 | 837.394 | 860.622 | 883.916 | 907.78
Hydrogen Evolution | Lct_BB007 | Number | SPEN Manweb | Legacy |  | 152.014 | 218.483 | 298.841 | 392.875 | 517.608 | 628.339 | 726.038 | 810.538 | 900.213 | 1014.411 | 1143.248 | 1277.923 | 1415.468 | 1518.504 | 1620.413 | 1724.275 | 1828.633 | 1929.045 | 1999.077 | 2041.356 | 2092.707 | 2155.295 | 2225.546 | 2309.976 | 2368.725 | 2415.923 | 2462.503 | 2509.863
Hydrogen Evolution | Lct_BB007 | Number | SPEN Manweb | Lister Drive |  | 169.153 | 192.567 | 206.854 | 286.472 | 397.621 | 508.589 | 619.349 | 728.923 | 825.757 | 949.126 | 1091.087 | 1244.059 | 1405.603 | 1537.642 | 1673.256 | 1815.775 | 1963.923 | 2113.043 | 2213.598 | 2285.046 | 2368.073 | 2465.514 | 2573.688 | 2691.905 | 2781.573 | 2858.729 | 2936.105 | 3015.372
Hydrogen Evolution | Lct_BB007 | Number | SPEN Manweb | Pentir |  | 93.856 | 138.985 | 194.678 | 257.272 | 340.809 | 416.098 | 483.708 | 543.45 | 603.367 | 679.667 | 765.712 | 855.598 | 947.33 | 1013.861 | 1079.255 | 1145.551 | 1211.759 | 1274.927 | 1317.268 | 1341.053 | 1370.563 | 1407.151 | 1448.417 | 1500.551 | 1535.815 | 1563.445 | 1590.544 | 1618.017
Hydrogen Evolution | Lct_BB007 | Number | SPEN Manweb | Rainhill |  | 30.609 | 34.845 | 37.431 | 51.838 | 71.95 | 92.03 | 112.072 | 131.9 | 149.422 | 171.746 | 197.434 | 225.114 | 254.346 | 278.239 | 302.778 | 328.567 | 355.375 | 382.358 | 400.554 | 413.482 | 428.506 | 446.139 | 465.713 | 487.104 | 503.33 | 517.291 | 531.293 | 545.636
Hydrogen Evolution | Lct_BB007 | Number | SPEN Manweb | St. Asaph |  | 19.38 | 28.699 | 40.199 | 53.124 | 70.373 | 85.92 | 99.88 | 112.216 | 124.589 | 140.344 | 158.111 | 176.672 | 195.613 | 209.351 | 222.854 | 236.544 | 250.215 | 263.258 | 272.001 | 276.913 | 283.006 | 290.561 | 299.082 | 309.847 | 317.129 | 322.834 | 328.43 | 334.103
Hydrogen Evolution | Lct_BB007 | Number | SPEN Manweb | Trawsfynydd |  | 109.118 | 162.231 | 227.941 | 298.376 | 391.313 | 472.724 | 543.413 | 603.327 | 669.022 | 752.677 | 846.875 | 945.044 | 1044.957 | 1118.772 | 1191.4 | 1265.093 | 1338.763 | 1409.15 | 1459.121 | 1488.755 | 1524.934 | 1569.216 | 1618.98 | 1679.24 | 1720.753 | 1753.815 | 1786.374 | 1819.446
Hydrogen Evolution | Lct_BB007 | Number | SPEN Manweb | Wylfa |  | 29.421 | 43.916 | 61.891 | 80.881 | 105.885 | 127.672 | 146.465 | 162.259 | 179.34 | 201.088 | 225.476 | 250.722 | 276.22 | 294.569 | 312.421 | 330.361 | 348.093 | 364.766 | 376.647 | 383.206 | 391.387 | 401.572 | 413.073 | 427.885 | 437.882 | 445.7 | 453.364 | 461.132
Hydrogen Evolution | Lct_BB007 | Number | SPTL | Direct(SPTL) |  | 93.275 | 138.145 | 193.524 | 253.111 | 331.652 | 400.269 | 459.654 | 509.774 | 564.631 | 634.485 | 713.028 | 794.694 | 877.594 | 949.038 | 1020.978 | 1095.391 | 1171.419 | 1246.244 | 1295.762 | 1327.583 | 1365.559 | 1411.171 | 1462.154 | 1517.106 | 1555.156 | 1585.597 | 1615.607 | 1646.106
Hydrogen Evolution | Lct_BB007 | Number | SSEN (SHEPD) | Abernethy |  | 8.264 | 12.075 | 16.739 | 21.772 | 28.359 | 34.008 | 38.786 | 42.696 | 47.279 | 53.115 | 59.676 | 66.493 | 73.41 | 79.496 | 85.641 | 92.012 | 98.537 | 104.979 | 109.41 | 112.364 | 115.854 | 120.011 | 124.646 | 129.533 | 132.991 | 135.809 | 138.6 | 141.441
Hydrogen Evolution | Lct_BB007 | Number | SSEN (SHEPD) | Alness |  | 11.955 | 16.139 | 20.907 | 26.658 | 33.971 | 39.763 | 44.142 | 47.144 | 52.42 | 59.14 | 66.731 | 74.684 | 82.826 | 90.023 | 97.338 | 104.962 | 112.818 | 120.634 | 126.67 | 131.059 | 136.13 | 142.05 | 148.612 | 154.828 | 159.362 | 163.148 | 166.919 | 170.77
Hydrogen Evolution | Lct_BB007 | Number | SSEN (SHEPD) | Arbroath |  | 15.063 | 22.011 | 30.511 | 39.685 | 51.692 | 61.99 | 70.698 | 77.826 | 86.18 | 96.818 | 108.776 | 121.203 | 133.81 | 144.904 | 156.106 | 167.718 | 179.611 | 191.353 | 199.43 | 204.815 | 211.177 | 218.754 | 227.202 | 236.111 | 242.415 | 247.551 | 252.637 | 257.817
Hydrogen Evolution | Lct_BB007 | Number | SSEN (SHEPD) | Ardkinglas |  | 0 | 0 | 0 | 0 | 0 | 0 | 0 | 0 | 0 | 0 | 0 | 0 | 0 | 0 | 0 | 0 | 0 | 0 | 0 | 0 | 0 | 0 | 0 | 0 | 0 | 0 | 0 | 0
Hydrogen Evolution | Lct_BB007 | Number | SSEN (SHEPD) | Ardmore |  | 11.152 | 15.557 | 20.751 | 26.682 | 34.321 | 40.596 | 45.603 | 49.366 | 54.717 | 61.532 | 69.201 | 77.186 | 85.306 | 92.486 | 99.752 | 107.298 | 115.041 | 122.706 | 128.336 | 132.264 | 136.851 | 142.256 | 148.263 | 154.323 | 158.696 | 162.317 | 165.917 | 169.59
Hydrogen Evolution | Lct_BB007 | Number | SSEN (SHEPD) | Beauly |  | 7.2 | 10.044 | 13.398 | 17.227 | 22.159 | 26.21 | 29.443 | 31.873 | 35.328 | 39.728 | 44.679 | 49.835 | 55.077 | 59.713 | 64.404 | 69.276 | 74.276 | 79.225 | 82.86 | 85.396 | 88.357 | 91.847 | 95.726 | 99.638 | 102.461 | 104.799 | 107.123 | 109.495
Hydrogen Evolution | Lct_BB007 | Number | SSEN (SHEPD) | Berryburn |  | 0 | 0 | 0 | 0 | 0 | 0 | 0 | 0 | 0 | 0 | 0 | 0 | 0 | 0 | 0 | 0 | 0 | 0 | 0 | 0 | 0 | 0 | 0 | 0 | 0 | 0 | 0 | 0
Hydrogen Evolution | Lct_BB007 | Number | SSEN (SHEPD) | Boat of Garten |  | 10.137 | 14.141 | 18.862 | 24.253 | 31.197 | 36.901 | 41.452 | 44.873 | 49.737 | 55.932 | 62.903 | 70.162 | 77.542 | 84.069 | 90.673 | 97.532 | 104.571 | 111.539 | 116.656 | 120.227 | 124.396 | 129.309 | 134.77 | 140.278 | 144.253 | 147.544 | 150.817 | 154.155
Hydrogen Evolution | Lct_BB007 | Number | SSEN (SHEPD) | Braco West |  | 15.456 | 22.586 | 31.308 | 40.722 | 53.042 | 63.608 | 72.545 | 79.858 | 88.431 | 99.347 | 111.616 | 124.368 | 137.305 | 148.689 | 160.183 | 172.098 | 184.302 | 196.351 | 204.639 | 210.164 | 216.693 | 224.467 | 233.136 | 242.278 | 248.746 | 254.016 | 259.235 | 264.55
Hydrogen Evolution | Lct_BB007 | Number | SSEN (SHEPD) | Bridge of Dun |  | 12.84 | 18.762 | 26.007 | 33.827 | 44.062 | 52.839 | 60.263 | 66.338 | 73.459 | 82.527 | 92.72 | 103.312 | 114.059 | 123.516 | 133.064 | 142.962 | 153.099 | 163.108 | 169.993 | 174.583 | 180.006 | 186.465 | 193.666 | 201.26 | 206.633 | 211.011 | 215.346 | 219.761
Hydrogen Evolution | Lct_BB007 | Number | SSEN (SHEPD) | Broadford-Skye |  | 4.543 | 6.337 | 8.453 | 10.869 | 13.981 | 16.538 | 18.577 | 20.11 | 22.29 | 25.067 | 28.191 | 31.444 | 34.751 | 37.677 | 40.636 | 43.71 | 46.865 | 49.987 | 52.281 | 53.881 | 55.75 | 57.951 | 60.399 | 62.867 | 64.649 | 66.124 | 67.59 | 69.087
Hydrogen Evolution | Lct_BB007 | Number | SSEN (SHEPD) | Brora |  | 3.649 | 4.926 | 6.381 | 8.137 | 10.369 | 12.137 | 13.474 | 14.39 | 16.001 | 18.052 | 20.369 | 22.796 | 25.281 | 27.478 | 29.711 | 32.038 | 34.436 | 36.822 | 38.664 | 40.004 | 41.552 | 43.359 | 45.362 | 47.259 | 48.643 | 49.799 | 50.95 | 52.125
Hydrogen Evolution | Lct_BB007 | Number | SSEN (SHEPD) | Burghmuir |  | 28.034 | 40.965 | 56.784 | 73.858 | 96.204 | 115.369 | 131.577 | 144.842 | 160.39 | 180.189 | 202.443 | 225.571 | 249.036 | 269.683 | 290.53 | 312.141 | 334.275 | 356.129 | 371.161 | 381.182 | 393.024 | 407.125 | 422.848 | 439.428 | 451.16 | 460.719 | 470.185 | 479.825
Hydrogen Evolution | Lct_BB007 | Number | SSEN (SHEPD) | Carradale |  | 5.158 | 7.353 | 9.989 | 12.745 | 16.253 | 19.04 | 21.157 | 22.621 | 25.034 | 28.108 | 31.56 | 35.144 | 38.775 | 41.935 | 45.118 | 48.411 | 51.775 | 55.088 | 57.616 | 59.381 | 61.442 | 63.87 | 66.569 | 69.273 | 71.219 | 72.827 | 74.424 | 76.053
Hydrogen Evolution | Lct_BB007 | Number | SSEN (SHEPD) | Cassley |  | 0.768 | 1.037 | 1.343 | 1.713 | 2.182 | 2.554 | 2.836 | 3.029 | 3.367 | 3.799 | 4.287 | 4.798 | 5.321 | 5.783 | 6.253 | 6.743 | 7.247 | 7.75 | 8.137 | 8.419 | 8.745 | 9.125 | 9.547 | 9.946 | 10.237 | 10.481 | 10.723 | 10.97
Hydrogen Evolution | Lct_BB007 | Number | SSEN (SHEPD) | Ceannacroc |  | 1.191 | 1.662 | 2.217 | 2.851 | 3.667 | 4.337 | 4.872 | 5.274 | 5.846 | 6.574 | 7.393 | 8.246 | 9.114 | 9.881 | 10.657 | 11.463 | 12.291 | 13.109 | 13.711 | 14.131 | 14.621 | 15.198 | 15.84 | 16.487 | 16.954 | 17.341 | 17.726 | 18.118
Hydrogen Evolution | Lct_BB007 | Number | SSEN (SHEPD) | Charleston |  | 6.513 | 9.518 | 13.193 | 17.16 | 22.352 | 26.805 | 30.571 | 33.653 | 37.265 | 41.865 | 47.036 | 52.409 | 57.861 | 62.658 | 67.502 | 72.523 | 77.666 | 82.743 | 86.236 | 88.564 | 91.315 | 94.592 | 98.245 | 102.097 | 104.823 | 107.044 | 109.243 | 111.483
Hydrogen Evolution | Lct_BB007 | Number | SSEN (SHEPD) | Clachan |  | 1.332 | 1.899 | 2.58 | 3.292 | 4.198 | 4.918 | 5.465 | 5.843 | 6.466 | 7.26 | 8.152 | 9.077 | 10.015 | 10.831 | 11.653 | 12.504 | 13.373 | 14.228 | 14.882 | 15.338 | 15.87 | 16.497 | 17.194 | 17.892 | 18.395 | 18.81 | 19.223 | 19.644
Hydrogen Evolution | Lct_BB007 | Number | SSEN (SHEPD) | Clayhills |  | 15.714 | 22.717 | 31.221 | 40.615 | 52.911 | 63.464 | 72.394 | 79.71 | 88.295 | 99.227 | 111.521 | 124.306 | 137.286 | 148.717 | 160.266 | 172.244 | 184.519 | 196.648 | 205.006 | 210.602 | 217.207 | 225.064 | 233.823 | 243.011 | 249.518 | 254.826 | 260.082 | 265.436
Hydrogen Evolution | Lct_BB007 | Number | SSEN (SHEPD) | Coupar Angus |  | 9.661 | 14.118 | 19.569 | 25.454 | 33.155 | 39.759 | 45.345 | 49.917 | 55.275 | 62.098 | 69.768 | 77.738 | 85.825 | 92.94 | 100.125 | 107.573 | 115.201 | 122.732 | 127.912 | 131.366 | 135.447 | 140.307 | 145.725 | 151.439 | 155.482 | 158.777 | 162.039 | 165.361
Hydrogen Evolution | Lct_BB007 | Number | SSEN (SHEPD) | Craigiebuckler |  | 7.78 | 11.247 | 15.457 | 20.108 | 26.195 | 31.42 | 35.841 | 39.463 | 43.713 | 49.126 | 55.212 | 61.542 | 67.968 | 73.627 | 79.345 | 85.275 | 91.352 | 97.357 | 101.495 | 104.265 | 107.535 | 111.425 | 115.761 | 120.31 | 123.532 | 126.159 | 128.762 | 131.413
Hydrogen Evolution | Lct_BB007 | Number | SSEN (SHEPD) | Dallas |  | 0 | 0 | 0 | 0 | 0 | 0 | 0 | 0 | 0 | 0 | 0 | 0 | 0 | 0 | 0 | 0 | 0 | 0 | 0 | 0 | 0 | 0 | 0 | 0 | 0 | 0 | 0 | 0
Hydrogen Evolution | Lct_BB007 | Number | SSEN (SHEPD) | Dounreay |  | 3.552 | 4.795 | 6.211 | 7.92 | 10.093 | 11.814 | 13.115 | 14.007 | 15.574 | 17.571 | 19.826 | 22.189 | 24.608 | 26.746 | 28.919 | 31.185 | 33.519 | 35.841 | 37.634 | 38.938 | 40.445 | 42.204 | 44.153 | 46 | 47.347 | 48.472 | 49.592 | 50.736
Hydrogen Evolution | Lct_BB007 | Number | SSEN (SHEPD) | Dudhope |  | 23.902 | 34.927 | 48.415 | 62.973 | 82.025 | 98.366 | 112.185 | 123.495 | 136.751 | 153.632 | 172.606 | 192.326 | 212.332 | 229.936 | 247.71 | 266.136 | 285.008 | 303.642 | 316.458 | 325.002 | 335.098 | 347.121 | 360.527 | 374.664 | 384.666 | 392.816 | 400.887 | 409.106
Hydrogen Evolution | Lct_BB007 | Number | SSEN (SHEPD) | Dunbeath |  | 0 | 0 | 0 | 0 | 0 | 0 | 0 | 0 | 0 | 0 | 0 | 0 | 0 | 0 | 0 | 0 | 0 | 0 | 0 | 0 | 0 | 0 | 0 | 0 | 0 | 0 | 0 | 0
Hydrogen Evolution | Lct_BB007 | Number | SSEN (SHEPD) | Dunoon |  | 11.295 | 16.667 | 23.281 | 30.445 | 39.887 | 48.131 | 55.263 | 61.278 | 67.847 | 76.212 | 85.614 | 95.381 | 105.289 | 113.9 | 122.577 | 131.557 | 140.738 | 149.781 | 155.789 | 159.674 | 164.302 | 169.853 | 176.055 | 182.741 | 187.396 | 191.138 | 194.831 | 198.586
Hydrogen Evolution | Lct_BB007 | Number | SSEN (SHEPD) | Dunvegan |  | 2.452 | 3.42 | 4.562 | 5.866 | 7.546 | 8.925 | 10.026 | 10.854 | 12.03 | 13.528 | 15.215 | 16.97 | 18.755 | 20.334 | 21.932 | 23.591 | 25.293 | 26.978 | 28.216 | 29.08 | 30.088 | 31.277 | 32.597 | 33.93 | 34.891 | 35.687 | 36.479 | 37.286
Hydrogen Evolution | Lct_BB007 | Number | SSEN (SHEPD) | Dyce |  | 15.405 | 22.271 | 30.608 | 39.817 | 51.873 | 62.218 | 70.973 | 78.145 | 86.562 | 97.28 | 109.332 | 121.866 | 134.592 | 145.798 | 157.12 | 168.863 | 180.897 | 192.788 | 200.982 | 206.468 | 212.943 | 220.646 | 229.233 | 238.241 | 244.621 | 249.824 | 254.977 | 260.226
Hydrogen Evolution | Lct_BB007 | Number | SSEN (SHEPD) | Elgin |  | 16.923 | 23.606 | 31.487 | 40.487 | 52.079 | 61.6 | 69.198 | 74.909 | 83.029 | 93.369 | 105.007 | 117.124 | 129.444 | 140.34 | 151.365 | 162.815 | 174.565 | 186.196 | 194.739 | 200.7 | 207.659 | 215.861 | 224.977 | 234.172 | 240.807 | 246.302 | 251.765 | 257.338
Hydrogen Evolution | Lct_BB007 | Number | SSEN (SHEPD) | Fasnakyle |  | 0.562 | 0.784 | 1.046 | 1.345 | 1.73 | 2.047 | 2.299 | 2.489 | 2.758 | 3.102 | 3.489 | 3.891 | 4.3 | 4.662 | 5.029 | 5.409 | 5.8 | 6.186 | 6.47 | 6.668 | 6.899 | 7.171 | 7.474 | 7.78 | 8 | 8.183 | 8.364 | 8.549
Hydrogen Evolution | Lct_BB007 | Number | SSEN (SHEPD) | Fetteresso |  | 0 | 0 | 0 | 0 | 0 | 0 | 0 | 0 | 0 | 0 | 0 | 0 | 0 | 0 | 0 | 0 | 0 | 0 | 0 | 0 | 0 | 0 | 0 | 0 | 0 | 0 | 0 | 0
Hydrogen Evolution | Lct_BB007 | Number | SSEN (SHEPD) | Fiddes |  | 8.765 | 12.672 | 17.415 | 22.655 | 29.514 | 35.401 | 40.382 | 44.463 | 49.252 | 55.35 | 62.207 | 69.339 | 76.579 | 82.956 | 89.398 | 96.079 | 102.926 | 109.691 | 114.354 | 117.475 | 121.159 | 125.542 | 130.428 | 135.553 | 139.183 | 142.143 | 145.076 | 148.062
Hydrogen Evolution | Lct_BB007 | Number | SSEN (SHEPD) | Finstown |  | 0 | 0 | 0 | 0 | 0 | 0 | 0 | 0 | 0 | 0 | 0 | 0 | 0 | 0 | 0 | 0 | 0 | 0 | 0 | 0 | 0 | 0 | 0 | 0 | 0 | 0 | 0 | 0
Hydrogen Evolution | Lct_BB007 | Number | SSEN (SHEPD) | Fort Augustus |  | 1.871 | 2.61 | 3.481 | 4.476 | 5.757 | 6.81 | 7.65 | 8.281 | 9.178 | 10.322 | 11.608 | 12.947 | 14.309 | 15.514 | 16.733 | 17.998 | 19.297 | 20.583 | 21.528 | 22.186 | 22.956 | 23.862 | 24.87 | 25.887 | 26.62 | 27.228 | 27.831 | 28.447
Hydrogen Evolution | Lct_BB007 | Number | SSEN (SHEPD) | Fort William |  | 12.507 | 17.446 | 23.271 | 29.922 | 38.489 | 45.526 | 51.141 | 55.361 | 61.362 | 69.005 | 77.605 | 86.56 | 95.666 | 103.718 | 111.866 | 120.328 | 129.012 | 137.608 | 143.922 | 148.327 | 153.471 | 159.532 | 166.269 | 173.064 | 177.968 | 182.03 | 186.067 | 190.185
Hydrogen Evolution | Lct_BB007 | Number | SSEN (SHEPD) | Fraserburgh |  | 8.317 | 12.024 | 16.525 | 21.498 | 28.006 | 33.592 | 38.319 | 42.191 | 46.735 | 52.522 | 59.029 | 65.796 | 72.667 | 78.717 | 84.83 | 91.17 | 97.667 | 104.087 | 108.512 | 111.473 | 114.969 | 119.128 | 123.764 | 128.627 | 132.072 | 134.881 | 137.664 | 140.497
Hydrogen Evolution | Lct_BB007 | Number | SSEN (SHEPD) | Glenfarclas |  | 0 | 0 | 0 | 0 | 0 | 0 | 0 | 0 | 0 | 0 | 0 | 0 | 0 | 0 | 0 | 0 | 0 | 0 | 0 | 0 | 0 | 0 | 0 | 0 | 0 | 0 | 0 | 0
Hydrogen Evolution | Lct_BB007 | Number | SSEN (SHEPD) | Grudie Bridge |  | 7.67 | 10.699 | 14.271 | 18.35 | 23.603 | 27.919 | 31.362 | 33.95 | 37.631 | 42.317 | 47.591 | 53.083 | 58.667 | 63.605 | 68.602 | 73.792 | 79.117 | 84.389 | 88.261 | 90.962 | 94.116 | 97.833 | 101.965 | 106.132 | 109.14 | 111.63 | 114.106 | 116.632
Hydrogen Evolution | Lct_BB007 | Number | SSEN (SHEPD) | Inverness |  | 19.665 | 27.431 | 36.59 | 47.048 | 60.518 | 71.583 | 80.412 | 87.048 | 96.484 | 108.5 | 122.023 | 136.104 | 150.421 | 163.082 | 175.894 | 189.2 | 202.853 | 216.37 | 226.297 | 233.224 | 241.311 | 250.841 | 261.435 | 272.119 | 279.83 | 286.216 | 292.563 | 299.04
Hydrogen Evolution | Lct_BB007 | Number | SSEN (SHEPD) | Keith |  | 20.032 | 27.944 | 37.273 | 47.926 | 61.648 | 72.92 | 81.914 | 88.673 | 98.286 | 110.526 | 124.302 | 138.646 | 153.23 | 166.128 | 179.179 | 192.733 | 206.642 | 220.41 | 230.523 | 237.579 | 245.817 | 255.526 | 266.317 | 277.201 | 285.056 | 291.561 | 298.027 | 304.624
Hydrogen Evolution | Lct_BB007 | Number | SSEN (SHEPD) | Killin |  | 2.619 | 3.827 | 5.304 | 6.899 | 8.987 | 10.777 | 12.291 | 13.53 | 14.982 | 16.832 | 18.91 | 21.071 | 23.263 | 25.191 | 27.139 | 29.157 | 31.225 | 33.266 | 34.671 | 35.607 | 36.713 | 38.03 | 39.499 | 41.048 | 42.143 | 43.036 | 43.921 | 44.821
Hydrogen Evolution | Lct_BB007 | Number | SSEN (SHEPD) | Kinlochleven |  | 1.126 | 1.571 | 2.095 | 2.694 | 3.465 | 4.099 | 4.605 | 4.985 | 5.525 | 6.213 | 6.988 | 7.794 | 8.614 | 9.339 | 10.072 | 10.834 | 11.616 | 12.39 | 12.959 | 13.355 | 13.818 | 14.364 | 14.971 | 15.583 | 16.024 | 16.39 | 16.753 | 17.124
Hydrogen Evolution | Lct_BB007 | Number | SSEN (SHEPD) | Kintore |  | 29.072 | 42.028 | 57.761 | 75.14 | 97.89 | 117.413 | 133.935 | 147.469 | 163.353 | 183.579 | 206.323 | 229.976 | 253.991 | 275.139 | 296.505 | 318.666 | 341.375 | 363.814 | 379.278 | 389.631 | 401.85 | 416.387 | 432.591 | 449.589 | 461.629 | 471.448 | 481.173 | 491.078
Hydrogen Evolution | Lct_BB007 | Number | SSEN (SHEPD) | Lairg |  | 0.812 | 1.097 | 1.42 | 1.811 | 2.308 | 2.702 | 2.999 | 3.203 | 3.562 | 4.018 | 4.534 | 5.074 | 5.628 | 6.117 | 6.614 | 7.132 | 7.665 | 8.196 | 8.606 | 8.905 | 9.249 | 9.652 | 10.097 | 10.52 | 10.828 | 11.085 | 11.341 | 11.603
Hydrogen Evolution | Lct_BB007 | Number | SSEN (SHEPD) | Lunanhead |  | 12.251 | 17.902 | 24.816 | 32.277 | 42.043 | 50.418 | 57.501 | 63.298 | 70.093 | 78.745 | 88.471 | 98.578 | 108.832 | 117.856 | 126.966 | 136.411 | 146.084 | 155.634 | 162.203 | 166.583 | 171.758 | 177.92 | 184.791 | 192.037 | 197.164 | 201.341 | 205.478 | 209.691
Hydrogen Evolution | Lct_BB007 | Number | SSEN (SHEPD) | Lyndhurst |  | 11.743 | 17.159 | 23.785 | 30.937 | 40.297 | 48.325 | 55.114 | 60.67 | 67.183 | 75.476 | 84.797 | 94.485 | 104.314 | 112.962 | 121.694 | 130.747 | 140.018 | 149.172 | 155.468 | 159.666 | 164.626 | 170.533 | 177.118 | 184.063 | 188.977 | 192.981 | 196.946 | 200.984
Hydrogen Evolution | Lct_BB007 | Number | SSEN (SHEPD) | Macduff |  | 7.936 | 11.07 | 14.766 | 18.986 | 24.422 | 28.888 | 32.451 | 35.128 | 38.937 | 43.786 | 49.243 | 54.925 | 60.703 | 65.813 | 70.983 | 76.352 | 81.862 | 87.317 | 91.323 | 94.119 | 97.382 | 101.228 | 105.503 | 109.815 | 112.927 | 115.504 | 118.065 | 120.679
Hydrogen Evolution | Lct_BB007 | Number | SSEN (SHEPD) | Milton of Craigie |  | 20.105 | 29.379 | 40.724 | 52.97 | 68.995 | 82.74 | 94.364 | 103.878 | 115.029 | 129.228 | 145.188 | 161.775 | 178.603 | 193.411 | 208.362 | 223.861 | 239.735 | 255.409 | 266.189 | 273.376 | 281.869 | 291.982 | 303.258 | 315.149 | 323.563 | 330.418 | 337.207 | 344.121
Hydrogen Evolution | Lct_BB007 | Number | SSEN (SHEPD) | Mybster |  | 3.62 | 4.887 | 6.33 | 8.072 | 10.286 | 12.04 | 13.365 | 14.274 | 15.872 | 17.907 | 20.205 | 22.613 | 25.079 | 27.258 | 29.473 | 31.781 | 34.16 | 36.526 | 38.354 | 39.683 | 41.218 | 43.011 | 44.998 | 46.88 | 48.253 | 49.399 | 50.541 | 51.707
Hydrogen Evolution | Lct_BB007 | Number | SSEN (SHEPD) | Nairn |  | 12.588 | 17.559 | 23.421 | 30.115 | 38.738 | 45.82 | 51.472 | 55.719 | 61.759 | 69.451 | 78.107 | 87.12 | 96.285 | 104.389 | 112.59 | 121.107 | 129.847 | 138.498 | 144.853 | 149.287 | 154.463 | 160.564 | 167.345 | 174.184 | 179.12 | 183.207 | 187.27 | 191.416
Hydrogen Evolution | Lct_BB007 | Number | SSEN (SHEPD) | Orrin |  | 0 | 0 | 0 | 0 | 0 | 0 | 0 | 0 | 0 | 0 | 0 | 0 | 0 | 0 | 0 | 0 | 0 | 0 | 0 | 0 | 0 | 0 | 0 | 0 | 0 | 0 | 0 | 0
Hydrogen Evolution | Lct_BB007 | Number | SSEN (SHEPD) | Persley |  | 17.389 | 25.139 | 34.55 | 44.945 | 58.554 | 70.231 | 80.113 | 88.209 | 97.71 | 109.808 | 123.413 | 137.561 | 151.926 | 164.575 | 177.356 | 190.611 | 204.195 | 217.617 | 226.867 | 233.059 | 240.368 | 249.063 | 258.755 | 268.923 | 276.125 | 281.998 | 287.815 | 293.74
Hydrogen Evolution | Lct_BB007 | Number | SSEN (SHEPD) | Peterhead Grange |  | 12.871 | 18.608 | 25.574 | 33.268 | 43.341 | 51.985 | 59.3 | 65.292 | 72.325 | 81.28 | 91.35 | 101.822 | 112.455 | 121.818 | 131.278 | 141.089 | 151.144 | 161.079 | 167.926 | 172.509 | 177.919 | 184.355 | 191.529 | 199.056 | 204.386 | 208.734 | 213.039 | 217.425
Hydrogen Evolution | Lct_BB007 | Number | SSEN (SHEPD) | Peterhead Shell |  | 2.961 | 4.281 | 5.883 | 7.654 | 9.971 | 11.96 | 13.642 | 15.021 | 16.639 | 18.699 | 21.016 | 23.425 | 25.871 | 28.025 | 30.202 | 32.459 | 34.772 | 37.057 | 38.633 | 39.687 | 40.932 | 42.412 | 44.063 | 45.794 | 47.021 | 48.021 | 49.011 | 50.02
Hydrogen Evolution | Lct_BB007 | Number | SSEN (SHEPD) | Port Ann |  | 7.845 | 11.182 | 15.191 | 19.382 | 24.718 | 28.957 | 32.176 | 34.402 | 38.073 | 42.747 | 47.998 | 53.448 | 58.969 | 63.776 | 68.616 | 73.624 | 78.741 | 83.779 | 87.625 | 90.309 | 93.442 | 97.135 | 101.24 | 105.352 | 108.311 | 110.756 | 113.186 | 115.664
Hydrogen Evolution | Lct_BB007 | Number | SSEN (SHEPD) | Quoich |  | 0.141 | 0.196 | 0.262 | 0.336 | 0.433 | 0.512 | 0.575 | 0.622 | 0.69 | 0.775 | 0.872 | 0.973 | 1.075 | 1.166 | 1.257 | 1.352 | 1.45 | 1.546 | 1.617 | 1.667 | 1.725 | 1.793 | 1.869 | 1.945 | 2 | 2.046 | 2.091 | 2.137
Hydrogen Evolution | Lct_BB007 | Number | SSEN (SHEPD) | Rannoch |  | 0.368 | 0.538 | 0.746 | 0.97 | 1.264 | 1.516 | 1.729 | 1.903 | 2.107 | 2.367 | 2.66 | 2.963 | 3.272 | 3.543 | 3.817 | 4.101 | 4.392 | 4.679 | 4.876 | 5.008 | 5.163 | 5.349 | 5.555 | 5.773 | 5.927 | 6.053 | 6.177 | 6.304
Hydrogen Evolution | Lct_BB007 | Number | SSEN (SHEPD) | Redmoss |  | 19.801 | 28.626 | 39.342 | 51.18 | 66.675 | 79.973 | 91.226 | 100.445 | 111.263 | 125.04 | 140.531 | 156.642 | 172.999 | 187.403 | 201.956 | 217.051 | 232.518 | 247.802 | 258.335 | 265.386 | 273.709 | 283.61 | 294.647 | 306.225 | 314.426 | 321.114 | 327.738 | 334.485
Hydrogen Evolution | Lct_BB007 | Number | SSEN (SHEPD) | Rothienorman |  | 0 | 0 | 0 | 0 | 0 | 0 | 0 | 0 | 0 | 0 | 0 | 0 | 0 | 0 | 0 | 0 | 0 | 0 | 0 | 0 | 0 | 0 | 0 | 0 | 0 | 0 | 0 | 0
Hydrogen Evolution | Lct_BB007 | Number | SSEN (SHEPD) | Shin |  | 0.853 | 1.152 | 1.492 | 1.902 | 2.424 | 2.837 | 3.15 | 3.364 | 3.74 | 4.22 | 4.761 | 5.329 | 5.91 | 6.423 | 6.945 | 7.489 | 8.05 | 8.608 | 9.038 | 9.351 | 9.713 | 10.136 | 10.604 | 11.047 | 11.371 | 11.641 | 11.91 | 12.185
Hydrogen Evolution | Lct_BB007 | Number | SSEN (SHEPD) | Sloy |  | 0.937 | 1.335 | 1.814 | 2.315 | 2.952 | 3.458 | 3.843 | 4.109 | 4.547 | 5.105 | 5.732 | 6.383 | 7.043 | 7.617 | 8.195 | 8.793 | 9.404 | 10.006 | 10.465 | 10.786 | 11.16 | 11.601 | 12.091 | 12.582 | 12.936 | 13.228 | 13.518 | 13.814
Hydrogen Evolution | Lct_BB007 | Number | SSEN (SHEPD) | St Fergus Gas Terminal |  | 3.333 | 4.818 | 6.622 | 8.615 | 11.223 | 13.461 | 15.355 | 16.907 | 18.728 | 21.047 | 23.654 | 26.366 | 29.119 | 31.544 | 33.993 | 36.534 | 39.137 | 41.71 | 43.483 | 44.67 | 46.07 | 47.737 | 49.595 | 51.543 | 52.924 | 54.049 | 55.164 | 56.3
Hydrogen Evolution | Lct_BB007 | Number | SSEN (SHEPD) | Strichen |  | 6.831 | 9.875 | 13.572 | 17.655 | 23.001 | 27.588 | 31.47 | 34.65 | 38.382 | 43.134 | 48.478 | 54.036 | 59.679 | 64.648 | 69.668 | 74.875 | 80.211 | 85.483 | 89.117 | 91.549 | 94.42 | 97.836 | 101.643 | 105.637 | 108.466 | 110.773 | 113.058 | 115.386
Hydrogen Evolution | Lct_BB007 | Number | SSEN (SHEPD) | Tarland |  | 7.744 | 11.196 | 15.387 | 20.016 | 26.076 | 31.277 | 35.678 | 39.283 | 43.515 | 48.902 | 54.961 | 61.262 | 67.659 | 73.293 | 78.984 | 84.887 | 90.937 | 96.914 | 101.034 | 103.791 | 107.046 | 110.919 | 115.235 | 119.763 | 122.971 | 125.586 | 128.177 | 130.815
Hydrogen Evolution | Lct_BB007 | Number | SSEN (SHEPD) | Taynuilt |  | 12.605 | 17.967 | 24.409 | 31.144 | 39.717 | 46.528 | 51.7 | 55.277 | 61.176 | 68.686 | 77.123 | 85.88 | 94.752 | 102.475 | 110.253 | 118.299 | 126.521 | 134.615 | 140.795 | 145.108 | 150.143 | 156.077 | 162.672 | 169.28 | 174.035 | 177.964 | 181.867 | 185.849
Hydrogen Evolution | Lct_BB007 | Number | SSEN (SHEPD) | Thurso |  | 14.04 | 18.953 | 24.552 | 31.306 | 39.895 | 46.697 | 51.839 | 55.364 | 61.561 | 69.452 | 78.368 | 87.707 | 97.269 | 105.72 | 114.311 | 123.265 | 132.49 | 141.669 | 148.757 | 153.913 | 159.868 | 166.82 | 174.526 | 181.826 | 187.15 | 191.597 | 196.025 | 200.548
Hydrogen Evolution | Lct_BB007 | Number | SSEN (SHEPD) | Tummel Bridge |  | 6.36 | 9.293 | 12.882 | 16.755 | 21.825 | 26.172 | 29.849 | 32.858 | 36.386 | 40.877 | 45.926 | 51.172 | 56.496 | 61.179 | 65.909 | 70.811 | 75.833 | 80.791 | 84.2 | 86.474 | 89.16 | 92.359 | 95.926 | 99.687 | 102.349 | 104.517 | 106.665 | 108.852
Hydrogen Evolution | Lct_BB007 | Number | SSEN (SHEPD) | Willowdale |  | 14.154 | 20.462 | 28.122 | 36.583 | 47.659 | 57.164 | 65.208 | 71.797 | 79.53 | 89.377 | 100.451 | 111.966 | 123.658 | 133.955 | 144.357 | 155.146 | 166.203 | 177.127 | 184.656 | 189.696 | 195.645 | 202.723 | 210.612 | 218.888 | 224.749 | 229.53 | 234.265 | 239.087
Hydrogen Evolution | Lct_BB007 | Number | SSEN (SHEPD) | Woodhill |  | 13.531 | 19.562 | 26.884 | 34.973 | 45.562 | 54.649 | 62.339 | 68.638 | 76.031 | 85.445 | 96.031 | 107.04 | 118.218 | 128.061 | 138.006 | 148.32 | 158.89 | 169.334 | 176.532 | 181.35 | 187.037 | 193.804 | 201.346 | 209.257 | 214.861 | 219.431 | 223.958 | 228.568
Hydrogen Evolution | Lct_BB007 | Number | SSEN South | Acton Lane 66kV |  | 9.726 | 11.884 | 13.913 | 19.083 | 26.244 | 33.272 | 40.174 | 46.895 | 52.871 | 60.483 | 69.206 | 78.546 | 88.344 | 96.289 | 104.403 | 112.891 | 121.672 | 130.456 | 136.195 | 140.111 | 144.711 | 150.158 | 156.222 | 162.555 | 167.107 | 170.866 | 174.599 | 178.407
Hydrogen Evolution | Lct_BB007 | Number | SSEN South | Axminster_H |  | 44.151 | 58.662 | 74.875 | 100.794 | 136.072 | 169.386 | 200.865 | 230.327 | 257.7 | 292.564 | 332.222 | 374.211 | 417.716 | 451.334 | 485.128 | 520.034 | 555.641 | 590.613 | 614.843 | 630.727 | 649.581 | 672.122 | 697.282 | 724.832 | 744.397 | 760.388 | 776.235 | 792.38
Hydrogen Evolution | Lct_BB007 | Number | SSEN South | Botley Wood |  | 58.378 | 78.668 | 101.747 | 137.571 | 186.542 | 233.238 | 277.807 | 319.965 | 358.313 | 407.156 | 462.767 | 521.732 | 582.92 | 629.689 | 676.679 | 725.197 | 774.669 | 823.23 | 856.562 | 878.237 | 904.021 | 934.904 | 969.396 | 1007.42 | 1034.329 | 1056.258 | 1077.973 | 1100.089
Hydrogen Evolution | Lct_BB007 | Number | SSEN South | Bramley |  | 86.569 | 114.839 | 146.358 | 196.781 | 265.331 | 329.883 | 390.704 | 447.45 | 501.443 | 570.217 | 648.576 | 731.755 | 818.181 | 886.6 | 955.767 | 1027.544 | 1101.138 | 1173.91 | 1225.123 | 1259.913 | 1300.815 | 1349.315 | 1403.321 | 1459.242 | 1499.12 | 1531.825 | 1564.262 | 1597.32
Hydrogen Evolution | Lct_BB007 | Number | SSEN South | Chickerell |  | 47.946 | 63.704 | 81.311 | 109.457 | 147.768 | 183.945 | 218.129 | 250.123 | 279.849 | 317.71 | 360.776 | 406.375 | 453.619 | 490.127 | 526.824 | 564.731 | 603.399 | 641.376 | 667.689 | 684.938 | 705.413 | 729.891 | 757.213 | 787.131 | 808.378 | 825.743 | 842.953 | 860.485
Hydrogen Evolution | Lct_BB007 | Number | SSEN South | Cowley |  | 236.856 | 316.256 | 405.546 | 547.864 | 742.247 | 927.257 | 1103.502 | 1269.881 | 1424.691 | 1621.884 | 1846.81 | 2085.977 | 2334.938 | 2529.017 | 2725.045 | 2928.324 | 3136.587 | 3342.309 | 3485.578 | 3581.949 | 3695.55 | 3830.556 | 3980.99 | 4139.762 | 4253.031 | 4345.955 | 4438.125 | 4532.063
Hydrogen Evolution | Lct_BB007 | Number | SSEN South | Ealing |  | 78.702 | 96.167 | 112.581 | 154.421 | 212.365 | 269.234 | 325.085 | 379.474 | 427.826 | 489.422 | 560.006 | 635.59 | 714.874 | 779.163 | 844.817 | 913.504 | 984.559 | 1055.637 | 1102.077 | 1133.769 | 1170.985 | 1215.066 | 1264.137 | 1315.379 | 1352.218 | 1382.63 | 1412.841 | 1443.652
Hydrogen Evolution | Lct_BB007 | Number | SSEN South | Fawley |  | 71.49 | 96.338 | 124.601 | 168.472 | 228.442 | 285.626 | 340.206 | 391.833 | 438.794 | 498.609 | 566.711 | 638.919 | 713.851 | 771.125 | 828.669 | 888.086 | 948.67 | 1008.138 | 1048.957 | 1075.5 | 1107.075 | 1144.895 | 1187.134 | 1233.7 | 1266.652 | 1293.506 | 1320.1 | 1347.183
Hydrogen Evolution | Lct_BB007 | Number | SSEN South | Fleet |  | 436.932 | 589.486 | 763.243 | 1031.346 | 1397.621 | 1746.425 | 2078.891 | 2392.932 | 2683.116 | 3052.739 | 3474.107 | 3921.763 | 4387.307 | 4754.449 | 5125.644 | 5510.876 | 5905.901 | 6296.557 | 6570.156 | 6755.604 | 6973.765 | 7232.578 | 7520.818 | 7823.832 | 8041.051 | 8219.963 | 8397.589 | 8578.702
Hydrogen Evolution | Lct_BB007 | Number | SSEN South | Iver 132kV |  | 99.881 | 136.973 | 179.991 | 243.846 | 331.299 | 415.045 | 495.32 | 571.596 | 640.544 | 728.367 | 828.427 | 934.636 | 1044.982 | 1130.414 | 1216.494 | 1305.58 | 1396.65 | 1486.349 | 1548.455 | 1589.618 | 1638.333 | 1696.425 | 1761.22 | 1832.053 | 1882.789 | 1924.548 | 1966 | 2008.263
Hydrogen Evolution | Lct_BB007 | Number | SSEN South | Iver 66kV |  | 48.127 | 66 | 86.728 | 117.496 | 159.635 | 199.987 | 238.668 | 275.421 | 308.643 | 350.96 | 399.174 | 450.35 | 503.519 | 544.684 | 586.162 | 629.087 | 672.969 | 716.19 | 746.115 | 765.95 | 789.423 | 817.414 | 848.635 | 882.766 | 907.212 | 927.334 | 947.308 | 967.672
Hydrogen Evolution | Lct_BB007 | Number | SSEN South | Laleham |  | 65.538 | 89.876 | 118.103 | 160.002 | 217.386 | 272.336 | 325.01 | 375.059 | 420.301 | 477.926 | 543.582 | 613.272 | 685.677 | 741.734 | 798.216 | 856.671 | 916.428 | 975.285 | 1016.036 | 1043.046 | 1075.011 | 1113.128 | 1155.645 | 1202.123 | 1235.413 | 1262.814 | 1290.013 | 1317.745
Hydrogen Evolution | Lct_BB007 | Number | SSEN South | Lovedean |  | 261.265 | 352.075 | 455.364 | 615.692 | 834.857 | 1043.842 | 1243.307 | 1431.984 | 1603.606 | 1822.204 | 2071.087 | 2334.979 | 2608.824 | 2818.135 | 3028.435 | 3245.577 | 3466.986 | 3684.317 | 3833.492 | 3930.496 | 4045.89 | 4184.106 | 4338.471 | 4508.649 | 4629.077 | 4727.217 | 4824.405 | 4923.383
Hydrogen Evolution | Lct_BB007 | Number | SSEN South | Mannington |  | 347.723 | 462.004 | 589.694 | 793.819 | 1071.661 | 1334.029 | 1581.946 | 1813.978 | 2029.557 | 2304.137 | 2616.47 | 2947.165 | 3289.793 | 3554.561 | 3820.706 | 4095.615 | 4376.048 | 4651.473 | 4842.301 | 4967.4 | 5115.888 | 5293.408 | 5491.562 | 5708.535 | 5862.624 | 5988.565 | 6113.372 | 6240.521
Hydrogen Evolution | Lct_BB007 | Number | SSEN South | Melksham |  | 144.951 | 174.036 | 199.688 | 273.48 | 375.539 | 475.415 | 573.229 | 668.22 | 754.549 | 864.528 | 990.732 | 1126.161 | 1268.546 | 1382.117 | 1498.031 | 1619.243 | 1744.568 | 1869.85 | 1951.395 | 2006.779 | 2071.898 | 2149.115 | 2235.1 | 2325.208 | 2389.821 | 2443.052 | 2495.903 | 2549.793
Hydrogen Evolution | Lct_BB007 | Number | SSEN South | Minety |  | 101.119 | 121.41 | 139.305 | 190.783 | 261.98 | 331.655 | 399.891 | 466.158 | 526.382 | 603.104 | 691.146 | 785.623 | 884.952 | 964.181 | 1045.044 | 1129.602 | 1217.031 | 1304.429 | 1361.316 | 1399.952 | 1445.38 | 1499.248 | 1559.232 | 1622.091 | 1667.166 | 1704.301 | 1741.17 | 1778.765
Hydrogen Evolution | Lct_BB007 | Number | SSEN South | North Hyde |  | 58.7 | 80.499 | 105.781 | 143.31 | 194.706 | 243.924 | 291.102 | 335.929 | 376.451 | 428.065 | 486.87 | 549.29 | 614.141 | 664.35 | 714.939 | 767.295 | 820.818 | 873.534 | 910.034 | 934.226 | 962.856 | 996.997 | 1035.077 | 1076.706 | 1106.524 | 1131.066 | 1155.427 | 1180.265
Hydrogen Evolution | Lct_BB007 | Number | SSEN South | Nursling |  | 162.075 | 218.409 | 282.483 | 381.942 | 517.9 | 647.544 | 771.281 | 888.326 | 994.791 | 1130.398 | 1284.791 | 1448.496 | 1618.374 | 1748.22 | 1878.678 | 2013.382 | 2150.732 | 2285.552 | 2378.092 | 2438.269 | 2509.853 | 2595.595 | 2691.355 | 2796.924 | 2871.631 | 2932.512 | 2992.802 | 3054.203
Hydrogen Evolution | Lct_BB007 | Number | UKPN Eastern | Amersham Main |  | 111.516 | 152.929 | 200.958 | 272.252 | 369.892 | 463.394 | 553.02 | 638.181 | 715.162 | 813.215 | 924.931 | 1043.512 | 1166.712 | 1262.096 | 1358.203 | 1457.667 | 1559.346 | 1659.493 | 1728.834 | 1774.793 | 1829.182 | 1894.041 | 1966.385 | 2045.469 | 2102.115 | 2148.738 | 2195.019 | 2242.206
Hydrogen Evolution | Lct_BB007 | Number | UKPN Eastern | Braintree |  | 143.806 | 192.84 | 248.28 | 332.748 | 447.21 | 554.192 | 654.195 | 746.703 | 833.099 | 943.132 | 1067.919 | 1199.431 | 1334.987 | 1439.41 | 1543.915 | 1651.473 | 1760.75 | 1867.498 | 1942.203 | 1990.416 | 2047.887 | 2116.845 | 2193.9 | 2279.485 | 2339.886 | 2388.996 | 2437.604 | 2487.094
Hydrogen Evolution | Lct_BB007 | Number | UKPN Eastern | Bramford |  | 254.176 | 340.081 | 436.938 | 586.333 | 789.037 | 979.063 | 1157.257 | 1322.666 | 1476.758 | 1673.013 | 1895.757 | 2130.788 | 2373.372 | 2559.787 | 2746.469 | 2938.707 | 3134.134 | 3325.191 | 3457.78 | 3543.172 | 3645.021 | 3767.286 | 3903.926 | 4057.349 | 4166.022 | 4254.651 | 4342.437 | 4431.848
Hydrogen Evolution | Lct_BB007 | Number | UKPN Eastern | Brimsdown |  | 75.911 | 105.762 | 140.925 | 190.111 | 257.201 | 320.859 | 381.308 | 438.183 | 489.999 | 555.994 | 631.022 | 710.393 | 792.551 | 854.912 | 917.379 | 981.721 | 1047.146 | 1111.131 | 1156.073 | 1185.28 | 1220.029 | 1261.657 | 1308.151 | 1359.9 | 1396.673 | 1426.743 | 1456.546 | 1486.91
Hydrogen Evolution | Lct_BB007 | Number | UKPN Eastern | Burwell Main |  | 177.691 | 233.936 | 295.985 | 398.189 | 537.217 | 668.313 | 792.004 | 907.583 | 1015.087 | 1152.012 | 1307.706 | 1472.461 | 1643.055 | 1778.499 | 1915.138 | 2056.691 | 2201.557 | 2344.45 | 2443.45 | 2509.473 | 2587.479 | 2680.367 | 2783.93 | 2895.773 | 2975.839 | 3041.712 | 3107.095 | 3173.753
Hydrogen Evolution | Lct_BB007 | Number | UKPN Eastern | Clacton |  | 21.239 | 28.418 | 36.511 | 48.995 | 65.933 | 81.812 | 96.702 | 110.524 | 123.4 | 139.799 | 158.412 | 178.051 | 198.322 | 213.899 | 229.499 | 245.562 | 261.892 | 277.857 | 288.937 | 296.072 | 304.583 | 314.799 | 326.217 | 339.037 | 348.118 | 355.524 | 362.86 | 370.331
Hydrogen Evolution | Lct_BB007 | Number | UKPN Eastern | Eaton Socon |  | 188.787 | 239.277 | 291.427 | 392.967 | 531.406 | 662.631 | 787.116 | 904.112 | 1015.859 | 1158.203 | 1320.804 | 1494.088 | 1674.911 | 1817.745 | 1962.549 | 2113.159 | 2267.969 | 2421.551 | 2525.886 | 2596.272 | 2679.178 | 2777.64 | 2887.332 | 3004.338 | 3088.444 | 3157.872 | 3226.837 | 3297.172
Hydrogen Evolution | Lct_BB007 | Number | UKPN Eastern | Elstree |  | 112.588 | 154.4 | 202.891 | 274.871 | 373.451 | 467.851 | 558.34 | 644.32 | 722.041 | 821.038 | 933.828 | 1053.55 | 1177.935 | 1274.237 | 1371.269 | 1471.689 | 1574.347 | 1675.458 | 1745.465 | 1791.866 | 1846.779 | 1912.262 | 1985.301 | 2065.147 | 2122.337 | 2169.409 | 2216.135 | 2263.775
Hydrogen Evolution | Lct_BB007 | Number | UKPN Eastern | Loudwater |  | 15.935 | 21.852 | 28.715 | 38.902 | 52.855 | 66.215 | 79.022 | 91.191 | 102.191 | 116.202 | 132.165 | 149.109 | 166.713 | 180.343 | 194.076 | 208.288 | 222.817 | 237.128 | 247.036 | 253.603 | 261.375 | 270.643 | 280.98 | 292.28 | 300.375 | 307.037 | 313.65 | 320.392
Hydrogen Evolution | Lct_BB007 | Number | UKPN Eastern | Mill Hill |  | 232.751 | 319.186 | 419.431 | 568.233 | 772.024 | 967.176 | 1154.242 | 1331.985 | 1492.656 | 1697.309 | 1930.478 | 2177.976 | 2435.114 | 2634.196 | 2834.787 | 3042.384 | 3254.604 | 3463.628 | 3608.353 | 3704.276 | 3817.796 | 3953.167 | 4104.159 | 4269.222 | 4387.449 | 4484.761 | 4581.357 | 4679.842
Hydrogen Evolution | Lct_BB007 | Number | UKPN Eastern | Norwich Main |  | 178.548 | 210.788 | 237.054 | 320.048 | 433.339 | 541.022 | 643.464 | 740.033 | 830.836 | 946.499 | 1078.521 | 1219.05 | 1365.504 | 1480.389 | 1596.632 | 1717.346 | 1841.215 | 1963.825 | 2044.472 | 2097.373 | 2160.153 | 2235.199 | 2318.964 | 2412.026 | 2478.613 | 2533.374 | 2587.721 | 2643.126
Hydrogen Evolution | Lct_BB007 | Number | UKPN Eastern | Pelham |  | 81.218 | 110.259 | 143.573 | 192.549 | 258.962 | 321.135 | 379.351 | 433.305 | 484.351 | 549.367 | 623.25 | 701.36 | 782.154 | 845.242 | 908.68 | 974.225 | 1041.107 | 1106.822 | 1152.886 | 1183.344 | 1219.413 | 1262.449 | 1310.458 | 1362.313 | 1399.165 | 1429.304 | 1459.175 | 1489.609
Hydrogen Evolution | Lct_BB007 | Number | UKPN Eastern | Rayleigh |  | 202.888 | 270.266 | 345.805 | 466.985 | 632.437 | 789.783 | 939.551 | 1080.811 | 1209.942 | 1374.417 | 1561.615 | 1759.998 | 1965.744 | 2121.737 | 2278.203 | 2439.537 | 2603.789 | 2764.684 | 2875.708 | 2947.536 | 3033.099 | 3135.707 | 3250.344 | 3378.573 | 3469.57 | 3543.9 | 3617.55 | 3692.577
Hydrogen Evolution | Lct_BB007 | Number | UKPN Eastern | Rye House |  | 95.182 | 131.029 | 172.767 | 232.664 | 314.224 | 391.312 | 464.222 | 532.529 | 595.467 | 675.628 | 766.756 | 863.149 | 962.916 | 1039.7 | 1116.775 | 1196.297 | 1277.312 | 1356.744 | 1411.704 | 1447.455 | 1489.979 | 1540.909 | 1597.789 | 1660.439 | 1704.766 | 1740.883 | 1776.648 | 1813.072
Hydrogen Evolution | Lct_BB007 | Number | UKPN Eastern | Sheringham Shoal |  | 89.454 | 105.607 | 118.767 | 160.347 | 217.107 | 271.058 | 322.382 | 370.764 | 416.257 | 474.206 | 540.35 | 610.757 | 684.132 | 741.69 | 799.929 | 860.408 | 922.467 | 983.896 | 1024.301 | 1050.805 | 1082.259 | 1119.858 | 1161.825 | 1208.45 | 1241.811 | 1269.246 | 1296.475 | 1324.233
Hydrogen Evolution | Lct_BB007 | Number | UKPN Eastern | Sundon |  | 161.528 | 219.434 | 285.912 | 384.937 | 519.744 | 647.086 | 767.455 | 880.152 | 985.104 | 1118.78 | 1270.892 | 1432.039 | 1599.106 | 1728.921 | 1859.582 | 1994.69 | 2132.676 | 2268.41 | 2364.242 | 2428.169 | 2503.693 | 2593.62 | 2693.881 | 2800.837 | 2876.973 | 2939.324 | 3001.142 | 3064.133
Hydrogen Evolution | Lct_BB007 | Number | UKPN Eastern | Tilbury |  | 27.154 | 40.038 | 55.895 | 74.687 | 100.074 | 123.63 | 145.48 | 165.52 | 184.112 | 207.788 | 234.547 | 262.597 | 291.337 | 312.824 | 334.124 | 355.872 | 377.771 | 398.903 | 413.543 | 422.453 | 433.249 | 446.384 | 461.118 | 479.167 | 491.927 | 502.316 | 512.603 | 523.078
Hydrogen Evolution | Lct_BB007 | Number | UKPN Eastern | Tottenham |  | 146.744 | 189.695 | 235.736 | 318.031 | 430.287 | 536.811 | 637.979 | 733.176 | 820.589 | 931.928 | 1058.619 | 1192.832 | 1331.971 | 1435.501 | 1539.009 | 1645.453 | 1753.499 | 1858.913 | 1930.578 | 1975.726 | 2029.905 | 2095.28 | 2168.45 | 2251.141 | 2308.834 | 2355.29 | 2401.162 | 2447.816
Hydrogen Evolution | Lct_BB007 | Number | UKPN Eastern | Walpole (_A) |  | 88.705 | 107.656 | 125.067 | 167.825 | 225.841 | 280.225 | 331.22 | 378.554 | 423.915 | 481.691 | 547.471 | 617.216 | 689.588 | 746.494 | 803.91 | 863.4 | 924.289 | 984.361 | 1024.718 | 1051.165 | 1082.558 | 1120.094 | 1161.993 | 1208.043 | 1240.794 | 1267.595 | 1294.162 | 1321.231
Hydrogen Evolution | Lct_BB007 | Number | UKPN Eastern | Warley |  | 146.363 | 203.715 | 271.21 | 366.639 | 497.067 | 621.393 | 740.011 | 852.17 | 953.521 | 1082.612 | 1229.463 | 1384.968 | 1546.108 | 1667.073 | 1788.137 | 1912.742 | 2039.342 | 2163.018 | 2247.903 | 2302.013 | 2366.734 | 2444.615 | 2531.713 | 2630.225 | 2699.662 | 2756.06 | 2811.867 | 2868.68
Hydrogen Evolution | Lct_BB007 | Number | UKPN Eastern | Watford South |  | 142.42 | 195.31 | 256.65 | 347.702 | 472.402 | 591.816 | 706.281 | 815.043 | 913.357 | 1038.584 | 1181.261 | 1332.704 | 1490.047 | 1611.866 | 1734.607 | 1861.636 | 1991.494 | 2119.396 | 2207.953 | 2266.648 | 2336.111 | 2418.944 | 2511.337 | 2612.339 | 2684.682 | 2744.227 | 2803.334 | 2863.597
Hydrogen Evolution | Lct_BB007 | Number | UKPN Eastern | West Thurrock |  | 28.524 | 36.872 | 45.822 | 61.818 | 83.638 | 104.344 | 124.009 | 142.513 | 159.505 | 181.146 | 205.772 | 231.86 | 258.906 | 279.03 | 299.15 | 319.84 | 340.842 | 361.332 | 375.262 | 384.038 | 394.569 | 407.276 | 421.499 | 437.572 | 448.787 | 457.817 | 466.733 | 475.802
Hydrogen Evolution | Lct_BB007 | Number | UKPN Eastern | Wymondley |  | 107.596 | 146.069 | 190.203 | 255.086 | 343.069 | 425.435 | 502.559 | 574.036 | 641.661 | 727.793 | 825.672 | 929.15 | 1036.185 | 1119.763 | 1203.805 | 1290.638 | 1379.242 | 1466.3 | 1527.324 | 1567.676 | 1615.459 | 1672.472 | 1736.075 | 1804.77 | 1853.592 | 1893.519 | 1933.092 | 1973.411
Hydrogen Evolution | Lct_BB007 | Number | UKPN London | Acton Lane 22kV |  | 14.262 | 17.426 | 20.401 | 27.983 | 38.483 | 48.788 | 58.909 | 68.765 | 77.526 | 88.688 | 101.479 | 115.175 | 129.543 | 141.192 | 153.09 | 165.536 | 178.412 | 191.292 | 199.708 | 205.451 | 212.195 | 220.183 | 229.075 | 238.36 | 245.036 | 250.547 | 256.021 | 261.605
Hydrogen Evolution | Lct_BB007 | Number | UKPN London | Barking |  | 45.597 | 58.942 | 73.248 | 98.819 | 133.699 | 166.799 | 198.234 | 227.813 | 254.975 | 289.57 | 328.935 | 370.638 | 413.872 | 446.041 | 478.203 | 511.277 | 544.849 | 577.604 | 599.872 | 613.9 | 630.735 | 651.048 | 673.784 | 699.478 | 717.404 | 731.839 | 746.092 | 760.589
Hydrogen Evolution | Lct_BB007 | Number | UKPN London | Barking West |  | 104.974 | 135.698 | 168.634 | 227.504 | 307.805 | 384.007 | 456.378 | 524.477 | 587.008 | 666.654 | 757.283 | 853.292 | 952.825 | 1026.885 | 1100.93 | 1177.075 | 1254.365 | 1329.773 | 1381.039 | 1413.336 | 1452.092 | 1498.858 | 1551.2 | 1610.353 | 1651.624 | 1684.856 | 1717.671 | 1751.045
Hydrogen Evolution | Lct_BB007 | Number | UKPN London | Beddington (_C) |  | 194.046 | 267.327 | 352.713 | 476.767 | 646.3 | 807.862 | 961.97 | 1107.648 | 1240.221 | 1409.08 | 1601.306 | 1805.077 | 2016.482 | 2179.977 | 2344.507 | 2514.612 | 2688.31 | 2859.136 | 2977.559 | 3055.64 | 3148.175 | 3258.656 | 3381.929 | 3517.904 | 3615.284 | 3695.427 | 3774.978 | 3856.084
Hydrogen Evolution | Lct_BB007 | Number | UKPN London | Canal Bank |  | 12.886 | 15.745 | 18.433 | 25.283 | 34.77 | 44.081 | 53.225 | 62.13 | 70.047 | 80.132 | 91.688 | 104.064 | 117.045 | 127.57 | 138.32 | 149.566 | 161.199 | 172.837 | 180.44 | 185.629 | 191.722 | 198.94 | 206.974 | 215.364 | 221.395 | 226.375 | 231.321 | 236.366
Hydrogen Evolution | Lct_BB007 | Number | UKPN London | City Road |  | 307.717 | 376.002 | 440.179 | 603.769 | 830.326 | 1052.679 | 1271.05 | 1483.703 | 1672.755 | 1913.588 | 2189.566 | 2485.09 | 2795.085 | 3046.446 | 3303.147 | 3571.708 | 3849.526 | 4127.432 | 4309.007 | 4432.92 | 4578.43 | 4750.784 | 4942.646 | 5142.998 | 5287.033 | 5405.942 | 5524.062 | 5644.531
Hydrogen Evolution | Lct_BB007 | Number | UKPN London | Greenford |  | 12.343 | 15.083 | 17.657 | 24.219 | 33.307 | 42.226 | 50.985 | 59.516 | 67.099 | 76.76 | 87.83 | 99.684 | 112.119 | 122.202 | 132.499 | 143.272 | 154.416 | 165.563 | 172.847 | 177.817 | 183.654 | 190.568 | 198.264 | 206.3 | 212.078 | 216.848 | 221.586 | 226.418
Hydrogen Evolution | Lct_BB007 | Number | UKPN London | Hackney 132kV |  | 69.8 | 90.229 | 112.129 | 151.274 | 204.669 | 255.338 | 303.459 | 348.74 | 390.319 | 443.278 | 503.539 | 567.378 | 633.561 | 682.806 | 732.04 | 782.671 | 834.063 | 884.204 | 918.292 | 939.767 | 965.538 | 996.634 | 1031.438 | 1070.77 | 1098.212 | 1120.309 | 1142.129 | 1164.32
Hydrogen Evolution | Lct_BB007 | Number | UKPN London | Hackney 66kV |  | 75.353 | 97.407 | 121.049 | 163.308 | 220.95 | 275.65 | 327.599 | 376.482 | 421.369 | 478.54 | 543.596 | 612.513 | 683.961 | 737.123 | 790.274 | 844.932 | 900.413 | 954.543 | 991.343 | 1014.526 | 1042.346 | 1075.916 | 1113.488 | 1155.95 | 1185.575 | 1209.43 | 1232.985 | 1256.942
Hydrogen Evolution | Lct_BB007 | Number | UKPN London | Hurst |  | 71.764 | 98.866 | 130.444 | 176.323 | 239.022 | 298.772 | 355.766 | 409.642 | 458.671 | 521.121 | 592.212 | 667.572 | 745.756 | 806.222 | 867.07 | 929.98 | 994.219 | 1057.396 | 1101.192 | 1130.069 | 1164.291 | 1205.15 | 1250.74 | 1301.028 | 1337.042 | 1366.681 | 1396.102 | 1426.097
Hydrogen Evolution | Lct_BB007 | Number | UKPN London | Islington |  | 49.539 | 60.533 | 70.864 | 97.201 | 133.674 | 169.47 | 204.626 | 238.861 | 269.296 | 308.068 | 352.498 | 400.074 | 449.98 | 490.446 | 531.772 | 575.008 | 619.734 | 664.474 | 693.706 | 713.654 | 737.08 | 764.827 | 795.715 | 827.969 | 851.158 | 870.301 | 889.317 | 908.711
Hydrogen Evolution | Lct_BB007 | Number | UKPN London | Littlebrook (_C) |  | 15.011 | 20.68 | 27.286 | 36.883 | 49.998 | 62.496 | 74.418 | 85.687 | 95.943 | 109.006 | 123.876 | 139.64 | 155.994 | 168.642 | 181.37 | 194.529 | 207.967 | 221.182 | 230.343 | 236.383 | 243.542 | 252.088 | 261.625 | 272.144 | 279.677 | 285.877 | 292.031 | 298.305
Hydrogen Evolution | Lct_BB007 | Number | UKPN London | Lodge Road |  | 126.201 | 154.206 | 180.526 | 247.618 | 340.533 | 431.724 | 521.282 | 608.496 | 686.03 | 784.8 | 897.984 | 1019.184 | 1146.319 | 1249.407 | 1354.685 | 1464.827 | 1578.766 | 1692.741 | 1767.208 | 1818.027 | 1877.704 | 1948.389 | 2027.076 | 2109.244 | 2168.315 | 2217.083 | 2265.526 | 2314.932
Hydrogen Evolution | Lct_BB007 | Number | UKPN London | New Cross |  | 227.783 | 292.922 | 362.117 | 487.977 | 659.466 | 821.789 | 975.549 | 1119.833 | 1251.936 | 1420.191 | 1611.423 | 1813.642 | 2022.864 | 2184.273 | 2346.309 | 2513.501 | 2683.849 | 2850.887 | 2962.634 | 3033.813 | 3118.967 | 3221.456 | 3336.08 | 3460.607 | 3546.526 | 3615.046 | 3682.547 | 3751.12
Hydrogen Evolution | Lct_BB007 | Number | UKPN London | Perivale |  | 8.972 | 10.963 | 12.834 | 17.603 | 24.209 | 30.691 | 37.058 | 43.258 | 48.77 | 55.792 | 63.838 | 72.454 | 81.492 | 88.821 | 96.305 | 104.135 | 112.235 | 120.338 | 125.632 | 129.244 | 133.487 | 138.512 | 144.106 | 149.947 | 154.146 | 157.613 | 161.057 | 164.569
Hydrogen Evolution | Lct_BB007 | Number | UKPN London | Redbridge |  | 54.787 | 70.823 | 88.012 | 118.737 | 160.648 | 200.419 | 238.19 | 273.732 | 306.367 | 347.936 | 395.236 | 445.344 | 497.292 | 535.945 | 574.59 | 614.331 | 654.67 | 694.026 | 720.782 | 737.638 | 757.866 | 782.274 | 809.592 | 840.465 | 862.004 | 879.349 | 896.475 | 913.893
Hydrogen Evolution | Lct_BB007 | Number | UKPN London | St John's Wood |  | 286.056 | 349.535 | 409.193 | 561.269 | 771.877 | 978.578 | 1181.578 | 1379.262 | 1555.006 | 1778.887 | 2035.438 | 2310.159 | 2598.332 | 2832 | 3070.631 | 3320.287 | 3578.549 | 3836.893 | 4005.686 | 4120.877 | 4256.144 | 4416.365 | 4594.722 | 4780.97 | 4914.866 | 5025.406 | 5135.21 | 5247.2
Hydrogen Evolution | Lct_BB007 | Number | UKPN London | Wesley Avenue (Willesden) |  | 2.785 | 3.402 | 3.983 | 5.464 | 7.514 | 9.526 | 11.502 | 13.426 | 15.137 | 17.316 | 19.813 | 22.488 | 25.293 | 27.567 | 29.89 | 32.321 | 34.835 | 37.349 | 38.992 | 40.114 | 41.43 | 42.99 | 44.726 | 46.539 | 47.843 | 48.919 | 49.988 | 51.078
Hydrogen Evolution | Lct_BB007 | Number | UKPN London | West Ham |  | 196.976 | 254.628 | 316.43 | 426.896 | 577.577 | 720.565 | 856.363 | 984.147 | 1101.483 | 1250.933 | 1420.991 | 1601.146 | 1787.914 | 1926.883 | 2065.823 | 2208.703 | 2353.733 | 2495.232 | 2591.428 | 2652.031 | 2724.755 | 2812.508 | 2910.725 | 3021.722 | 3099.164 | 3161.522 | 3223.097 | 3285.72
Hydrogen Evolution | Lct_BB007 | Number | UKPN London | Willesden 132kV |  | 92.696 | 113.266 | 132.598 | 181.878 | 250.125 | 317.106 | 382.887 | 446.946 | 503.896 | 576.444 | 659.578 | 748.601 | 841.983 | 917.702 | 995.03 | 1075.93 | 1159.619 | 1243.335 | 1298.032 | 1335.359 | 1379.192 | 1431.112 | 1488.908 | 1549.261 | 1592.65 | 1628.47 | 1664.052 | 1700.341
Hydrogen Evolution | Lct_BB007 | Number | UKPN London | Willesden 66kV |  | 24.398 | 29.813 | 34.901 | 47.872 | 65.835 | 83.465 | 100.779 | 117.64 | 132.63 | 151.725 | 173.607 | 197.039 | 221.618 | 241.548 | 261.901 | 283.195 | 305.222 | 327.257 | 341.654 | 351.479 | 363.016 | 376.682 | 391.894 | 407.78 | 419.2 | 428.628 | 437.994 | 447.545
Hydrogen Evolution | Lct_BB007 | Number | UKPN London | Wimbledon North |  | 66.955 | 86.103 | 106.442 | 143.437 | 193.846 | 241.559 | 286.756 | 329.167 | 367.998 | 417.456 | 473.667 | 533.108 | 594.607 | 642.052 | 689.682 | 738.827 | 788.899 | 837.999 | 870.846 | 891.769 | 916.799 | 946.925 | 980.618 | 1017.222 | 1042.478 | 1062.619 | 1082.46 | 1102.617
Hydrogen Evolution | Lct_BB007 | Number | UKPN London | Wimbledon South |  | 266.042 | 342.122 | 422.939 | 569.939 | 770.232 | 959.82 | 1139.405 | 1307.924 | 1462.215 | 1658.731 | 1882.083 | 2118.267 | 2362.631 | 2551.151 | 2740.403 | 2935.677 | 3134.636 | 3329.731 | 3460.247 | 3543.381 | 3642.839 | 3762.542 | 3896.418 | 4041.862 | 4142.212 | 4222.241 | 4301.079 | 4381.17
Hydrogen Evolution | Lct_BB007 | Number | UKPN South East | Beddington (_J) |  | 303.055 | 417.502 | 550.856 | 744.6 | 1009.371 | 1261.693 | 1502.373 | 1729.889 | 1936.937 | 2200.656 | 2500.867 | 2819.111 | 3149.275 | 3404.618 | 3661.575 | 3927.239 | 4198.515 | 4465.306 | 4650.255 | 4772.199 | 4916.718 | 5089.262 | 5281.786 | 5494.149 | 5646.234 | 5771.398 | 5895.638 | 6022.307
Hydrogen Evolution | Lct_BB007 | Number | UKPN South East | Bolney |  | 382.631 | 503.687 | 637.213 | 861.266 | 1167.437 | 1459.165 | 1737.388 | 2000.348 | 2241.348 | 2548.319 | 2898.017 | 3269.13 | 3654.613 | 3946.982 | 4240.604 | 4543.669 | 4852.566 | 5155.609 | 5365.178 | 5501.788 | 5664.188 | 5858.596 | 6075.683 | 6314.028 | 6482.705 | 6620.17 | 6756.303 | 6894.944
Hydrogen Evolution | Lct_BB007 | Number | UKPN South East | Canterbury |  | 62.462 | 84.07 | 108.613 | 146.635 | 198.534 | 247.862 | 294.786 | 339.016 | 378.994 | 429.912 | 487.78 | 548.97 | 612.274 | 660.34 | 708.47 | 758.03 | 808.408 | 857.654 | 891.546 | 913.247 | 939.172 | 970.335 | 1005.176 | 1044.374 | 1072.033 | 1094.518 | 1116.772 | 1139.43
Hydrogen Evolution | Lct_BB007 | Number | UKPN South East | Chessington |  | 202.354 | 278.773 | 367.815 | 497.18 | 673.972 | 842.452 | 1003.157 | 1155.073 | 1293.322 | 1469.411 | 1669.867 | 1882.363 | 2102.819 | 2273.315 | 2444.889 | 2622.277 | 2803.412 | 2981.552 | 3105.045 | 3186.47 | 3282.967 | 3398.178 | 3526.729 | 3668.526 | 3770.076 | 3853.65 | 3936.607 | 4021.186
Hydrogen Evolution | Lct_BB007 | Number | UKPN South East | Kemsley |  | 61.782 | 82.719 | 106.346 | 141.835 | 189.681 | 233.87 | 274.649 | 311.84 | 347.585 | 393.108 | 444.681 | 498.942 | 554.767 | 597.889 | 641.002 | 685.337 | 730.34 | 774.247 | 805.836 | 826.474 | 850.993 | 880.329 | 913.082 | 949.169 | 974.801 | 995.754 | 1016.518 | 1037.673
Hydrogen Evolution | Lct_BB007 | Number | UKPN South East | Kingsnorth |  | 150.75 | 202.961 | 262.281 | 352.743 | 475.759 | 591.678 | 700.971 | 803.018 | 897.994 | 1018.962 | 1156.49 | 1301.983 | 1452.59 | 1568.45 | 1684.753 | 1804.751 | 1927.006 | 2046.878 | 2131.049 | 2186.306 | 2251.868 | 2330.225 | 2417.679 | 2513.552 | 2581.759 | 2637.588 | 2692.934 | 2749.328
Hydrogen Evolution | Lct_BB007 | Number | UKPN South East | Littlebrook (_J) |  | 71.082 | 97.926 | 129.205 | 174.648 | 236.75 | 295.933 | 352.385 | 405.749 | 454.313 | 516.169 | 586.584 | 661.229 | 738.67 | 798.561 | 858.831 | 921.143 | 984.771 | 1047.348 | 1090.728 | 1119.331 | 1153.228 | 1193.698 | 1238.855 | 1288.665 | 1324.337 | 1353.695 | 1382.836 | 1412.546
Hydrogen Evolution | Lct_BB007 | Number | UKPN South East | Ninfield |  | 194.181 | 255.616 | 323.379 | 437.084 | 592.462 | 740.511 | 881.706 | 1015.156 | 1137.461 | 1293.245 | 1470.714 | 1659.049 | 1854.678 | 2003.052 | 2152.063 | 2305.865 | 2462.627 | 2616.418 | 2722.772 | 2792.1 | 2874.516 | 2973.176 | 3083.346 | 3204.304 | 3289.905 | 3359.667 | 3428.753 | 3499.112
Hydrogen Evolution | Lct_BB007 | Number | UKPN South East | Northfleet East |  | 114.811 | 154.574 | 199.753 | 268.648 | 362.337 | 450.621 | 533.858 | 611.577 | 683.911 | 776.04 | 880.78 | 991.588 | 1106.29 | 1194.529 | 1283.105 | 1374.495 | 1467.604 | 1558.899 | 1623.003 | 1665.087 | 1715.019 | 1774.695 | 1841.3 | 1914.317 | 1966.263 | 2008.783 | 2050.934 | 2093.883
Hydrogen Evolution | Lct_BB007 | Number | UKPN South East | Richborough |  | 100.147 | 134.793 | 174.143 | 235.104 | 318.317 | 397.406 | 472.641 | 543.557 | 607.654 | 689.293 | 782.076 | 880.184 | 981.682 | 1058.747 | 1135.916 | 1215.377 | 1296.15 | 1375.109 | 1429.447 | 1464.242 | 1505.808 | 1555.774 | 1611.636 | 1674.483 | 1718.829 | 1754.88 | 1790.561 | 1826.889
Hydrogen Evolution | Lct_BB007 | Number | UKPN South East | Sellindge |  | 97.71 | 128.887 | 163.376 | 219.88 | 296.772 | 369.345 | 437.884 | 501.995 | 560.798 | 635.692 | 720.746 | 810.578 | 903.395 | 974.392 | 1045.498 | 1118.725 | 1193.173 | 1265.965 | 1315.776 | 1347.583 | 1385.609 | 1431.349 | 1482.496 | 1539.274 | 1578.975 | 1611.004 | 1642.645 | 1674.832
Hydrogen Evolution | Lct_BB007 | Number | UKPN South East | West Weybridge |  | 126.661 | 174.495 | 230.23 | 311.204 | 421.865 | 527.323 | 627.915 | 723.005 | 809.54 | 919.761 | 1045.234 | 1178.244 | 1316.236 | 1422.956 | 1530.351 | 1641.385 | 1754.764 | 1866.269 | 1943.568 | 1994.535 | 2054.936 | 2127.051 | 2207.516 | 2296.273 | 2359.837 | 2412.149 | 2464.075 | 2517.016
Hydrogen Evolution | Lct_BB008 | Number | Electricity North West | Bredbury |  | 28.498 | 41.121 | 59.666 | 111.175 | 171.883 | 240.385 | 308.787 | 370.462 | 422.964 | 503.053 | 604.222 | 705.859 | 804.147 | 873.18 | 934.075 | 998.647 | 1063.232 | 1121.085 | 1149.827 | 1178.944 | 1203.214 | 1229.362 | 1262.246 | 1302.613 | 1321.309 | 1323.806 | 1326.478 | 1332.354
Hydrogen Evolution | Lct_BB008 | Number | Electricity North West | Harker |  | 35.669 | 53.818 | 81.598 | 146.081 | 217.17 | 292.267 | 361.528 | 417.946 | 471.239 | 553.446 | 656.359 | 757.019 | 851.387 | 927.644 | 995.82 | 1068.487 | 1141.78 | 1208.451 | 1246.3 | 1285.131 | 1319.252 | 1356.016 | 1400.885 | 1456.673 | 1488.978 | 1503.47 | 1518.476 | 1537.508
Hydrogen Evolution | Lct_BB008 | Number | Electricity North West | Heysham (NGET) |  | 20.518 | 30.705 | 46.195 | 83.247 | 124.588 | 168.807 | 210.246 | 244.748 | 276.537 | 325.475 | 386.839 | 447.155 | 504.034 | 551.261 | 594.057 | 639.905 | 686.524 | 729.558 | 754.243 | 779.676 | 802.403 | 826.891 | 856.498 | 892.432 | 914.102 | 924.91 | 936.085 | 949.8
Hydrogen Evolution | Lct_BB008 | Number | Electricity North West | Hutton |  | 18.697 | 28.315 | 43.08 | 77.97 | 117.197 | 159.484 | 199.499 | 233.252 | 262.793 | 308.397 | 365.452 | 421.156 | 473.264 | 515.394 | 552.988 | 593.03 | 633.37 | 669.988 | 689.649 | 709.745 | 727.13 | 745.861 | 768.923 | 798.794 | 815.737 | 822.891 | 830.306 | 839.898
Hydrogen Evolution | Lct_BB008 | Number | Electricity North West | Kearsley 132kV |  | 41.103 | 58.833 | 84.656 | 162.715 | 258.816 | 371.529 | 488.861 | 599.692 | 684.215 | 813.224 | 976.114 | 1139.545 | 1297.359 | 1412.935 | 1516.091 | 1625.974 | 1736.688 | 1837.214 | 1891.253 | 1946.493 | 1994.308 | 2045.826 | 2109.236 | 2186.899 | 2228.876 | 2243.938 | 2259.591 | 2281.033
Hydrogen Evolution | Lct_BB008 | Number | Electricity North West | Kearsley 33kV |  | 8.447 | 12.09 | 17.396 | 33.437 | 53.186 | 76.348 | 100.459 | 123.234 | 140.603 | 167.114 | 200.587 | 234.171 | 266.602 | 290.352 | 311.55 | 334.13 | 356.882 | 377.539 | 388.644 | 399.996 | 409.821 | 420.408 | 433.439 | 449.398 | 458.024 | 461.119 | 464.336 | 468.742
Hydrogen Evolution | Lct_BB008 | Number | Electricity North West | Kirkby (_G) |  | 16.747 | 24.205 | 35.181 | 65.14 | 100.111 | 139.217 | 177.871 | 212.307 | 241.047 | 285.094 | 340.523 | 395.59 | 448.166 | 488.499 | 524.611 | 563.124 | 602.003 | 637.428 | 657.358 | 677.803 | 695.761 | 715.11 | 738.73 | 767.984 | 784.846 | 792.313 | 800.046 | 809.895
Hydrogen Evolution | Lct_BB008 | Number | Electricity North West | Macclesfield |  | 13.016 | 18.654 | 26.879 | 51.121 | 80.547 | 114.642 | 149.685 | 182.332 | 208.823 | 249.134 | 300.157 | 351.716 | 401.903 | 435.584 | 465.059 | 496.216 | 527.222 | 554.731 | 567.365 | 580.052 | 590.221 | 601.175 | 615.269 | 632.297 | 638.626 | 637.019 | 635.419 | 635.269
Hydrogen Evolution | Lct_BB008 | Number | Electricity North West | Ormonde |  | 2.16 | 3.232 | 4.863 | 8.763 | 13.115 | 17.77 | 22.132 | 25.764 | 29.11 | 34.262 | 40.722 | 47.071 | 53.058 | 58.03 | 62.535 | 67.361 | 72.269 | 76.799 | 79.397 | 82.075 | 84.467 | 87.045 | 90.162 | 93.944 | 96.226 | 97.363 | 98.54 | 99.983
Hydrogen Evolution | Lct_BB008 | Number | Electricity North West | Padiham |  | 40.024 | 58.857 | 87.053 | 165.149 | 259.618 | 368.744 | 480.542 | 584.325 | 664.116 | 786.298 | 940.163 | 1093.354 | 1239.985 | 1353.061 | 1454.708 | 1563.277 | 1673.144 | 1773.691 | 1829.904 | 1887.614 | 1938.461 | 1993.247 | 2060.009 | 2144.719 | 2195.034 | 2219.196 | 2244.192 | 2275.221
Hydrogen Evolution | Lct_BB008 | Number | Electricity North West | Penwortham East |  | 29.385 | 42.417 | 61.571 | 117.544 | 185.837 | 265.319 | 347.395 | 424.253 | 482.209 | 570.95 | 682.708 | 793.986 | 900.511 | 980.68 | 1052.219 | 1128.416 | 1205.181 | 1274.864 | 1312.25 | 1350.459 | 1383.509 | 1419.117 | 1462.964 | 1519.948 | 1552.342 | 1566.115 | 1580.388 | 1598.81
Hydrogen Evolution | Lct_BB008 | Number | Electricity North West | Penwortham West |  | 25.109 | 36.244 | 52.611 | 100.439 | 158.794 | 226.709 | 296.842 | 362.515 | 412.037 | 487.865 | 583.359 | 678.444 | 769.468 | 837.97 | 899.098 | 964.208 | 1029.801 | 1089.344 | 1121.29 | 1153.939 | 1182.179 | 1212.605 | 1250.071 | 1298.763 | 1326.443 | 1338.212 | 1350.408 | 1366.149
Hydrogen Evolution | Lct_BB008 | Number | Electricity North West | Robin Rigg |  | 0.29 | 0.437 | 0.663 | 1.187 | 1.764 | 2.374 | 2.937 | 3.395 | 3.828 | 4.496 | 5.332 | 6.15 | 6.917 | 7.536 | 8.09 | 8.68 | 9.276 | 9.817 | 10.125 | 10.44 | 10.718 | 11.016 | 11.381 | 11.834 | 12.096 | 12.214 | 12.336 | 12.491
Hydrogen Evolution | Lct_BB008 | Number | Electricity North West | Rochdale |  | 19.847 | 28.408 | 40.877 | 78.57 | 124.973 | 179.398 | 236.054 | 289.57 | 330.383 | 392.677 | 471.331 | 550.246 | 626.449 | 682.257 | 732.067 | 785.126 | 838.586 | 887.126 | 913.22 | 939.893 | 962.981 | 987.857 | 1018.476 | 1055.976 | 1076.246 | 1083.519 | 1091.077 | 1101.431
Hydrogen Evolution | Lct_BB008 | Number | Electricity North West | South Manchester |  | 79.392 | 114.555 | 166.22 | 309.715 | 478.837 | 669.671 | 860.227 | 1032.043 | 1178.303 | 1401.418 | 1683.255 | 1966.399 | 2240.213 | 2432.527 | 2602.17 | 2782.056 | 2961.979 | 3123.146 | 3203.216 | 3284.333 | 3351.944 | 3424.786 | 3516.397 | 3628.851 | 3680.936 | 3687.891 | 3695.335 | 3711.705
Hydrogen Evolution | Lct_BB008 | Number | Electricity North West | Stalybridge |  | 18.277 | 26.341 | 38.175 | 73.596 | 117.372 | 168.886 | 222.693 | 273.703 | 314.007 | 375.256 | 452.862 | 531.524 | 608.353 | 660.744 | 707.006 | 756.08 | 805.197 | 849.247 | 870.429 | 891.846 | 909.546 | 928.615 | 952.715 | 980.727 | 992.256 | 991.52 | 990.846 | 992.485
Hydrogen Evolution | Lct_BB008 | Number | Electricity North West | Stanah |  | 12.596 | 18.181 | 26.392 | 50.384 | 79.657 | 113.725 | 148.906 | 181.851 | 206.693 | 244.73 | 292.634 | 340.332 | 385.993 | 420.356 | 451.02 | 483.681 | 516.585 | 546.454 | 562.479 | 578.857 | 593.023 | 608.286 | 627.081 | 651.506 | 665.392 | 671.295 | 677.413 | 685.31
Hydrogen Evolution | Lct_BB008 | Number | Electricity North West | Walney 2 |  | 2.504 | 3.615 | 5.247 | 10.017 | 15.838 | 22.611 | 29.606 | 36.156 | 41.095 | 48.658 | 58.182 | 67.666 | 76.744 | 83.576 | 89.673 | 96.167 | 102.709 | 108.647 | 111.834 | 115.09 | 117.906 | 120.941 | 124.678 | 129.534 | 132.295 | 133.469 | 134.685 | 136.255
Hydrogen Evolution | Lct_BB008 | Number | Electricity North West | Washway Farm |  | 7.475 | 10.804 | 15.703 | 29.076 | 44.685 | 62.141 | 79.394 | 94.765 | 107.593 | 127.254 | 151.996 | 176.575 | 200.043 | 218.046 | 234.165 | 251.356 | 268.71 | 284.522 | 293.418 | 302.543 | 310.559 | 319.196 | 329.739 | 342.797 | 350.323 | 353.656 | 357.108 | 361.504
Hydrogen Evolution | Lct_BB008 | Number | Electricity North West | Whitegate |  | 22.688 | 32.475 | 46.729 | 89.816 | 142.862 | 205.078 | 269.843 | 331.02 | 377.675 | 448.886 | 538.798 | 629.01 | 716.12 | 779.916 | 836.856 | 897.51 | 958.622 | 1014.111 | 1043.94 | 1074.431 | 1100.824 | 1129.261 | 1164.262 | 1207.131 | 1230.302 | 1238.616 | 1247.256 | 1259.091
Hydrogen Evolution | Lct_BB008 | Number | IDNO - Refer to Comment Field | Tynemouth 2 |  | 4.398 | 6.377 | 9.299 | 17.567 | 27.509 | 38.934 | 50.573 | 61.311 | 69.705 | 82.555 | 98.74 | 114.865 | 130.311 | 142.158 | 152.797 | 164.157 | 175.646 | 186.15 | 192.073 | 198.157 | 203.521 | 209.302 | 216.342 | 225.089 | 230.216 | 232.594 | 235.055 | 238.144 | Note: TYNE2 is operated by an IDNO allocated to GSP Group/licence area F
Hydrogen Evolution | Lct_BB008 | Number | NGED East Midlands | Berkswell |  | 46.471 | 67.697 | 99.189 | 180.772 | 273.591 | 374.851 | 472.075 | 555.643 | 633.398 | 752.162 | 902.028 | 1052.133 | 1196.796 | 1310.76 | 1414.508 | 1525.851 | 1639.375 | 1744.678 | 1809.339 | 1876.261 | 1937.135 | 2002.73 | 2081.253 | 2160.016 | 2203.677 | 2220.811 | 2238.59 | 2262.174
Hydrogen Evolution | Lct_BB008 | Number | NGED East Midlands | Bicker Fen |  | 27.235 | 41.059 | 62.207 | 108.505 | 156.973 | 205.304 | 246.449 | 276.056 | 312.232 | 367.869 | 437.687 | 506.475 | 571.52 | 623.595 | 670.395 | 720.378 | 770.95 | 817.221 | 842.744 | 868.927 | 891.918 | 916.691 | 946.936 | 979.206 | 995.321 | 999.313 | 1003.495 | 1010.166
Hydrogen Evolution | Lct_BB008 | Number | NGED East Midlands | Chesterfield |  | 47.092 | 68.131 | 99.129 | 185.775 | 288.775 | 405.916 | 523.913 | 631.388 | 723.523 | 863.665 | 1041.106 | 1220.591 | 1395.492 | 1516.617 | 1623.843 | 1737.702 | 1851.839 | 1954.505 | 2004.962 | 2056.104 | 2098.821 | 2144.842 | 2202.652 | 2267.857 | 2294.978 | 2293.751 | 2292.677 | 2296.971
Hydrogen Evolution | Lct_BB008 | Number | NGED East Midlands | Coventry |  | 63.229 | 92.11 | 134.959 | 245.961 | 372.253 | 510.029 | 642.314 | 756.019 | 861.813 | 1023.406 | 1227.316 | 1431.552 | 1628.384 | 1783.446 | 1924.608 | 2076.102 | 2230.566 | 2373.843 | 2461.822 | 2552.877 | 2635.704 | 2724.952 | 2831.793 | 2938.959 | 2998.365 | 3021.679 | 3045.869 | 3077.957
Hydrogen Evolution | Lct_BB008 | Number | NGED East Midlands | Drakelow |  | 24.16 | 35.305 | 51.89 | 95.126 | 144.799 | 199.51 | 252.642 | 298.971 | 340.818 | 404.735 | 485.391 | 566.181 | 644.047 | 701.474 | 752.745 | 807.364 | 862.406 | 912.398 | 938.134 | 964.373 | 986.842 | 1011.05 | 1041.029 | 1073.572 | 1088.204 | 1089.464 | 1090.847 | 1094.841
Hydrogen Evolution | Lct_BB008 | Number | NGED East Midlands | East Claydon (_B) |  | 36.854 | 53.556 | 78.273 | 140.906 | 210.656 | 285.118 | 354.725 | 412.489 | 469.182 | 555.937 | 665.248 | 774.255 | 878.786 | 968.204 | 1051.09 | 1140.636 | 1232.89 | 1320.025 | 1378.324 | 1439.12 | 1496.045 | 1557.388 | 1629.662 | 1698.731 | 1740.696 | 1762.002 | 1784.028 | 1810.915
Hydrogen Evolution | Lct_BB008 | Number | NGED East Midlands | Enderby |  | 63.307 | 89.672 | 127.613 | 234.587 | 358.034 | 494.586 | 627.871 | 744.817 | 853.017 | 1017.667 | 1226.065 | 1436.645 | 1641.612 | 1782.604 | 1906.992 | 2038.9 | 2170.847 | 2289.06 | 2350.143 | 2412.195 | 2464.528 | 2520.912 | 2591.345 | 2668.752 | 2701.389 | 2700.686 | 2700.184 | 2706.027
Hydrogen Evolution | Lct_BB008 | Number | NGED East Midlands | Grendon |  | 79.326 | 116.84 | 173.089 | 313.561 | 471.743 | 642.543 | 804.49 | 941.449 | 1073.525 | 1275.208 | 1529.762 | 1784.877 | 2030.912 | 2230.737 | 2414.313 | 2611.991 | 2814.612 | 3004.311 | 3125.038 | 3250.446 | 3366.145 | 3490.818 | 3638.906 | 3781.706 | 3863.396 | 3898.784 | 3935.447 | 3982.475
Hydrogen Evolution | Lct_BB008 | Number | NGED East Midlands | Ratcliffe |  | 52.177 | 74.339 | 106.451 | 200.136 | 312.024 | 439.811 | 569.129 | 687.537 | 787.525 | 939.663 | 1132.241 | 1326.884 | 1516.392 | 1641.362 | 1750.105 | 1864.799 | 1978.514 | 2078.699 | 2127.057 | 2175.697 | 2214.977 | 2257.294 | 2311.497 | 2374.949 | 2398.177 | 2391.581 | 2385.001 | 2383.842
Hydrogen Evolution | Lct_BB008 | Number | NGED East Midlands | Staythorpe |  | 23.478 | 35.057 | 52.631 | 94.464 | 140.799 | 189.989 | 235.644 | 273.164 | 311.245 | 369.434 | 442.84 | 516.295 | 587.014 | 637.826 | 682.769 | 730.474 | 778.271 | 821.22 | 843.703 | 866.583 | 886.019 | 906.959 | 933.009 | 961.188 | 973.263 | 973.338 | 973.495 | 975.95
Hydrogen Evolution | Lct_BB008 | Number | NGED East Midlands | Stoke Bardolph |  | 24.119 | 34.363 | 49.207 | 92.513 | 144.233 | 203.302 | 263.079 | 317.814 | 364.033 | 434.359 | 523.378 | 613.352 | 700.952 | 758.719 | 808.985 | 862.002 | 914.567 | 960.878 | 983.231 | 1005.715 | 1023.872 | 1043.433 | 1068.488 | 1097.819 | 1108.556 | 1105.507 | 1102.466 | 1101.93
Hydrogen Evolution | Lct_BB008 | Number | NGED East Midlands | Walpole (_B) |  | 35.259 | 53.054 | 80.234 | 140.037 | 202.724 | 265.332 | 318.755 | 357.349 | 404.721 | 477.486 | 568.891 | 659.215 | 744.924 | 813.147 | 874.552 | 940.171 | 1006.626 | 1067.529 | 1102.329 | 1138.112 | 1169.837 | 1204.02 | 1245.53 | 1287.967 | 1309.155 | 1314.398 | 1319.89 | 1328.654
Hydrogen Evolution | Lct_BB008 | Number | NGED East Midlands | West Burton |  | 29.125 | 42.453 | 62.238 | 111.958 | 167.256 | 226.209 | 281.224 | 326.772 | 371.749 | 440.563 | 527.28 | 613.786 | 696.774 | 756.447 | 809.045 | 864.802 | 920.543 | 970.428 | 995.73 | 1021.394 | 1042.893 | 1066.055 | 1095.101 | 1127.647 | 1141.264 | 1140.79 | 1140.395 | 1142.675
Hydrogen Evolution | Lct_BB008 | Number | NGED East Midlands | Willington |  | 56.465 | 82.256 | 120.521 | 219.648 | 332.428 | 455.465 | 573.598 | 675.138 | 769.614 | 913.919 | 1096.014 | 1278.401 | 1454.175 | 1592.648 | 1718.708 | 1853.995 | 1991.934 | 2119.883 | 2198.45 | 2279.763 | 2353.729 | 2433.43 | 2528.84 | 2624.541 | 2677.592 | 2698.411 | 2720.014 | 2748.669
Hydrogen Evolution | Lct_BB008 | Number | NGED South Wales | Aberthaw |  | 22.777 | 32.802 | 47.502 | 87.373 | 133.428 | 184.419 | 234.243 | 278.018 | 317.974 | 378.841 | 455.814 | 533.399 | 608.707 | 676.612 | 741 | 811.13 | 884.285 | 954.851 | 1005.321 | 1058.296 | 1109.095 | 1163.837 | 1227.505 | 1286.483 | 1325.405 | 1348.872 | 1373.083 | 1401.252
Hydrogen Evolution | Lct_BB008 | Number | NGED South Wales | Alpha Steel (Uskmouth) |  | 0.086 | 0.123 | 0.178 | 0.328 | 0.501 | 0.692 | 0.879 | 1.044 | 1.194 | 1.422 | 1.711 | 2.003 | 2.285 | 2.54 | 2.782 | 3.045 | 3.32 | 3.585 | 3.774 | 3.973 | 4.164 | 4.369 | 4.608 | 4.83 | 4.976 | 5.064 | 5.155 | 5.261
Hydrogen Evolution | Lct_BB008 | Number | NGED South Wales | Cardiff East |  | 20.369 | 29.334 | 42.479 | 78.133 | 119.318 | 164.917 | 209.473 | 248.618 | 284.349 | 338.779 | 407.612 | 476.993 | 544.337 | 605.061 | 662.64 | 725.354 | 790.773 | 853.876 | 899.01 | 946.383 | 991.809 | 1040.762 | 1097.698 | 1150.439 | 1185.245 | 1206.23 | 1227.881 | 1253.072
Hydrogen Evolution | Lct_BB008 | Number | NGED South Wales | Grange |  | 2.41 | 3.567 | 5.31 | 9.805 | 15.029 | 20.848 | 26.572 | 31.644 | 36.151 | 43.023 | 51.706 | 60.441 | 68.899 | 76.966 | 84.7 | 93.155 | 102.027 | 110.666 | 116.696 | 123.03 | 129.126 | 135.695 | 143.32 | 150.422 | 155.194 | 158.164 | 161.227 | 164.762
Hydrogen Evolution | Lct_BB008 | Number | NGED South Wales | Imperial Park |  | 0.781 | 1.168 | 1.757 | 3.095 | 4.525 | 5.985 | 7.271 | 8.25 | 9.375 | 11.099 | 13.27 | 15.431 | 17.499 | 19.699 | 21.84 | 24.194 | 26.681 | 29.135 | 30.973 | 32.914 | 34.81 | 36.853 | 39.206 | 41.36 | 42.888 | 43.926 | 44.996 | 46.204
Hydrogen Evolution | Lct_BB008 | Number | NGED South Wales | Pembroke |  | 18.241 | 27.294 | 41.057 | 72.325 | 105.738 | 139.853 | 169.905 | 192.777 | 219.083 | 259.367 | 310.095 | 360.591 | 408.916 | 460.334 | 510.37 | 565.359 | 623.498 | 680.826 | 723.793 | 769.132 | 813.443 | 861.196 | 916.169 | 966.512 | 1002.211 | 1026.47 | 1051.469 | 1079.692
Hydrogen Evolution | Lct_BB008 | Number | NGED South Wales | Pyle |  | 10.735 | 15.888 | 23.649 | 43.669 | 66.937 | 92.853 | 118.35 | 140.938 | 161.011 | 191.617 | 230.294 | 269.196 | 306.865 | 342.796 | 377.242 | 414.902 | 454.415 | 492.894 | 519.747 | 547.96 | 575.11 | 604.367 | 638.33 | 669.962 | 691.214 | 704.442 | 718.087 | 733.83
Hydrogen Evolution | Lct_BB008 | Number | NGED South Wales | Rassau |  | 27.239 | 40.757 | 61.308 | 107.999 | 157.892 | 208.834 | 253.71 | 287.862 | 327.144 | 387.298 | 463.047 | 538.451 | 610.611 | 687.391 | 762.106 | 844.218 | 931.034 | 1016.64 | 1080.8 | 1148.502 | 1214.669 | 1285.975 | 1368.064 | 1443.238 | 1496.545 | 1532.77 | 1570.099 | 1612.244
Hydrogen Evolution | Lct_BB008 | Number | NGED South Wales | Swansea North |  | 77.069 | 115.317 | 173.466 | 305.573 | 446.74 | 590.876 | 717.847 | 814.477 | 925.619 | 1095.82 | 1310.144 | 1523.492 | 1727.663 | 1944.903 | 2156.302 | 2388.629 | 2634.265 | 2876.478 | 3058.012 | 3249.568 | 3436.782 | 3638.537 | 3870.798 | 4083.494 | 4234.321 | 4336.816 | 4442.436 | 4561.679
Hydrogen Evolution | Lct_BB008 | Number | NGED South Wales | Upper Boat 132kV |  | 23.561 | 33.931 | 49.136 | 90.379 | 138.018 | 190.764 | 242.303 | 287.583 | 328.914 | 391.875 | 471.497 | 551.751 | 629.65 | 699.891 | 766.495 | 839.037 | 914.71 | 987.703 | 1039.911 | 1094.708 | 1147.254 | 1203.88 | 1269.738 | 1330.746 | 1371.007 | 1395.281 | 1420.326 | 1449.464
Hydrogen Evolution | Lct_BB008 | Number | NGED South Wales | Upper Boat 33kV |  | 5.847 | 8.421 | 12.194 | 22.429 | 34.252 | 47.342 | 60.133 | 71.37 | 81.627 | 97.252 | 117.012 | 136.929 | 156.261 | 173.693 | 190.222 | 208.225 | 227.005 | 245.12 | 258.076 | 271.675 | 284.716 | 298.769 | 315.113 | 330.253 | 340.245 | 346.269 | 352.484 | 359.716
Hydrogen Evolution | Lct_BB008 | Number | NGED South Wales | Uskmouth |  | 26.468 | 38.117 | 55.198 | 101.529 | 155.045 | 214.298 | 272.195 | 323.062 | 369.492 | 440.22 | 529.664 | 619.82 | 707.329 | 786.236 | 861.056 | 942.548 | 1027.556 | 1109.555 | 1168.203 | 1229.761 | 1288.789 | 1352.4 | 1426.384 | 1494.918 | 1540.146 | 1567.415 | 1595.549 | 1628.282
Hydrogen Evolution | Lct_BB008 | Number | NGED South West | Abham |  | 66.243 | 98.72 | 147.929 | 260.802 | 381.615 | 505.2 | 614.351 | 697.759 | 787.902 | 926.752 | 1100.777 | 1271.589 | 1432.392 | 1575.082 | 1706.607 | 1848.41 | 1994.037 | 2130.831 | 2217.4 | 2307.368 | 2390.52 | 2480.122 | 2586.447 | 2693.234 | 2756.857 | 2787.65 | 2819.504 | 2858.95
Hydrogen Evolution | Lct_BB008 | Number | NGED South West | Alverdiscott |  | 39.283 | 58.542 | 87.723 | 154.657 | 226.301 | 299.587 | 364.315 | 413.776 | 467.232 | 549.571 | 652.769 | 754.062 | 849.42 | 934.036 | 1012.031 | 1096.121 | 1182.479 | 1263.599 | 1314.935 | 1368.287 | 1417.597 | 1470.732 | 1533.783 | 1597.108 | 1634.838 | 1653.098 | 1671.988 | 1695.38
Hydrogen Evolution | Lct_BB008 | Number | NGED South West | Axminster |  | 11.66 | 17.16 | 25.401 | 45.443 | 67.512 | 90.795 | 112.231 | 129.651 | 147.187 | 174.066 | 207.887 | 241.48 | 273.547 | 301.373 | 327.165 | 355.029 | 383.734 | 410.845 | 428.323 | 446.521 | 463.465 | 481.723 | 503.302 | 524.315 | 536.941 | 543.182 | 549.636 | 557.577
Hydrogen Evolution | Lct_BB008 | Number | NGED South West | Bridgewater |  | 36.468 | 54.71 | 82.505 | 144.131 | 208.855 | 273.644 | 329.114 | 369.415 | 417.366 | 491.188 | 583.75 | 674.717 | 760.482 | 835.627 | 904.742 | 979.198 | 1055.566 | 1127.147 | 1171.875 | 1218.31 | 1261.061 | 1307.127 | 1361.908 | 1416.641 | 1448.569 | 1463.188 | 1478.322 | 1497.389
Hydrogen Evolution | Lct_BB008 | Number | NGED South West | Exeter |  | 47.11 | 70.208 | 105.204 | 185.476 | 271.396 | 359.287 | 436.913 | 496.23 | 560.338 | 659.085 | 782.848 | 904.326 | 1018.686 | 1120.163 | 1213.701 | 1314.548 | 1418.115 | 1515.4 | 1576.966 | 1640.949 | 1700.085 | 1763.808 | 1839.424 | 1915.368 | 1960.616 | 1982.515 | 2005.168 | 2033.222
Hydrogen Evolution | Lct_BB008 | Number | NGED South West | Indian Queens |  | 73.406 | 109.396 | 163.926 | 289.005 | 422.883 | 559.832 | 680.787 | 773.214 | 873.105 | 1026.971 | 1219.815 | 1409.099 | 1587.292 | 1745.411 | 1891.16 | 2048.297 | 2209.672 | 2361.26 | 2457.19 | 2556.887 | 2649.031 | 2748.323 | 2866.146 | 2984.481 | 3054.984 | 3089.107 | 3124.405 | 3168.118
Hydrogen Evolution | Lct_BB008 | Number | NGED South West | Landulph |  | 25.01 | 37.272 | 55.851 | 98.467 | 144.081 | 190.741 | 231.951 | 263.443 | 297.477 | 349.9 | 415.604 | 480.095 | 540.808 | 594.681 | 644.339 | 697.877 | 752.859 | 804.507 | 837.191 | 871.159 | 902.554 | 936.384 | 976.527 | 1016.845 | 1040.866 | 1052.492 | 1064.519 | 1079.412
Hydrogen Evolution | Lct_BB008 | Number | NGED South West | Sandford |  | 9.15 | 13.633 | 20.425 | 37.032 | 55.762 | 76.016 | 95.256 | 111.567 | 127.152 | 150.962 | 181.002 | 211.079 | 240.051 | 261.081 | 279.754 | 299.604 | 319.54 | 337.534 | 346.922 | 356.484 | 364.642 | 373.432 | 384.34 | 396.238 | 401.517 | 401.858 | 402.241 | 403.582
Hydrogen Evolution | Lct_BB008 | Number | NGED South West | Seabank |  | 22.842 | 34.034 | 50.988 | 92.447 | 139.203 | 189.764 | 237.794 | 278.512 | 317.419 | 376.857 | 451.85 | 526.931 | 599.256 | 651.756 | 698.37 | 747.924 | 797.691 | 842.611 | 866.046 | 889.918 | 910.284 | 932.226 | 959.457 | 989.158 | 1002.337 | 1003.187 | 1004.143 | 1007.491
Hydrogen Evolution | Lct_BB008 | Number | NGED South West | Taunton |  | 20.913 | 30.933 | 46.016 | 81.426 | 119.606 | 158.982 | 194.154 | 221.502 | 250.711 | 295.603 | 351.967 | 407.59 | 460.287 | 506.47 | 549.122 | 595.139 | 642.449 | 686.974 | 715.344 | 744.849 | 772.192 | 801.655 | 836.566 | 871.228 | 891.936 | 902.028 | 912.465 | 925.364
Hydrogen Evolution | Lct_BB008 | Number | NGED West Midlands | Bishops Wood |  | 85.558 | 125.024 | 183.756 | 336.868 | 512.775 | 706.522 | 894.679 | 1058.744 | 1206.936 | 1433.283 | 1718.911 | 2005.011 | 2280.757 | 2484.123 | 2665.686 | 2859.109 | 3054.029 | 3231.067 | 3322.203 | 3415.122 | 3494.691 | 3580.42 | 3686.585 | 3801.83 | 3853.646 | 3858.108 | 3863.006 | 3877.148
Hydrogen Evolution | Lct_BB008 | Number | NGED West Midlands | Bushbury |  | 22.859 | 33.404 | 49.096 | 90.004 | 137.003 | 188.768 | 239.04 | 282.875 | 322.469 | 382.944 | 459.259 | 535.699 | 609.373 | 663.708 | 712.218 | 763.897 | 815.975 | 863.276 | 887.626 | 912.452 | 933.711 | 956.617 | 984.982 | 1015.773 | 1029.617 | 1030.809 | 1032.118 | 1035.896
Hydrogen Evolution | Lct_BB008 | Number | NGED West Midlands | Bustleholme |  | 26.502 | 38.607 | 56.567 | 103.093 | 156.027 | 213.775 | 269.222 | 316.88 | 361.223 | 428.953 | 514.421 | 600.025 | 682.526 | 747.519 | 806.686 | 870.184 | 934.926 | 994.98 | 1031.856 | 1070.021 | 1104.737 | 1142.145 | 1186.927 | 1231.845 | 1256.744 | 1266.516 | 1276.655 | 1290.105
Hydrogen Evolution | Lct_BB008 | Number | NGED West Midlands | Cellarhead |  | 55.063 | 80.937 | 119.658 | 220.876 | 338.455 | 469.342 | 598.038 | 711.972 | 813.051 | 967.217 | 1161.985 | 1357.739 | 1547.132 | 1679.356 | 1795.822 | 1919.252 | 2042.592 | 2152.885 | 2206.553 | 2260.815 | 2305.653 | 2353.958 | 2415.014 | 2484.062 | 2511.226 | 2507.272 | 2503.415 | 2505.339
Hydrogen Evolution | Lct_BB008 | Number | NGED West Midlands | Feckenham |  | 62.923 | 91.663 | 134.305 | 244.77 | 370.449 | 507.558 | 639.202 | 752.356 | 857.638 | 1018.447 | 1221.37 | 1424.617 | 1620.494 | 1774.805 | 1915.283 | 2066.044 | 2219.759 | 2362.342 | 2449.895 | 2540.509 | 2622.935 | 2711.751 | 2818.074 | 2924.721 | 2983.839 | 3007.039 | 3031.113 | 3063.045
Hydrogen Evolution | Lct_BB008 | Number | NGED West Midlands | Hams Hall |  | 29.022 | 42.278 | 61.946 | 112.896 | 170.864 | 234.103 | 294.822 | 347.012 | 395.572 | 469.743 | 563.337 | 657.082 | 747.427 | 818.6 | 883.394 | 952.93 | 1023.828 | 1089.592 | 1129.975 | 1171.769 | 1209.787 | 1250.752 | 1299.791 | 1348.981 | 1376.248 | 1386.949 | 1398.052 | 1412.781
Hydrogen Evolution | Lct_BB008 | Number | NGED West Midlands | Iron Acton |  | 78.776 | 115.48 | 170.269 | 314.019 | 480.773 | 666.153 | 848.148 | 1008.967 | 1153.439 | 1373.599 | 1651.935 | 1932.243 | 2204.058 | 2392.677 | 2558.89 | 2735.071 | 2911.174 | 3068.729 | 3148.183 | 3228.733 | 3296.072 | 3368.619 | 3459.705 | 3565.323 | 3611.287 | 3612.771 | 3614.591 | 3624.979
Hydrogen Evolution | Lct_BB008 | Number | NGED West Midlands | Ironbridge |  | 21.825 | 32.08 | 47.427 | 87.545 | 134.149 | 186.026 | 237.036 | 282.194 | 322.257 | 383.362 | 460.559 | 538.147 | 613.214 | 665.622 | 711.784 | 760.706 | 809.593 | 853.308 | 874.579 | 896.087 | 913.858 | 933.004 | 957.204 | 984.571 | 995.338 | 993.771 | 992.242 | 993.005
Hydrogen Evolution | Lct_BB008 | Number | NGED West Midlands | Kitwell |  | 17.663 | 25.811 | 37.936 | 69.545 | 105.861 | 145.859 | 184.703 | 218.574 | 249.168 | 295.896 | 354.863 | 413.928 | 470.855 | 512.839 | 550.322 | 590.253 | 630.494 | 667.043 | 685.858 | 705.04 | 721.467 | 739.166 | 761.083 | 784.875 | 795.572 | 796.493 | 797.505 | 800.424
Hydrogen Evolution | Lct_BB008 | Number | NGED West Midlands | Nechells |  | 95.527 | 139.16 | 203.897 | 371.6 | 562.402 | 770.556 | 970.413 | 1142.199 | 1302.034 | 1546.168 | 1854.238 | 2162.799 | 2460.173 | 2694.442 | 2907.711 | 3136.589 | 3369.955 | 3586.418 | 3719.338 | 3856.905 | 3982.04 | 4116.877 | 4278.293 | 4440.2 | 4529.951 | 4565.173 | 4601.721 | 4650.2
Hydrogen Evolution | Lct_BB008 | Number | NGED West Midlands | Ocker Hill |  | 16.156 | 23.608 | 34.698 | 63.609 | 96.825 | 133.409 | 168.938 | 199.918 | 227.9 | 270.64 | 324.574 | 378.597 | 430.665 | 469.066 | 503.349 | 539.872 | 576.678 | 610.107 | 627.316 | 644.862 | 659.886 | 676.074 | 696.121 | 717.882 | 727.666 | 728.509 | 729.434 | 732.104
Hydrogen Evolution | Lct_BB008 | Number | NGED West Midlands | Oldbury |  | 24.602 | 35.95 | 52.838 | 96.864 | 147.444 | 203.155 | 257.258 | 304.433 | 347.045 | 412.129 | 494.259 | 576.525 | 655.813 | 714.29 | 766.497 | 822.114 | 878.162 | 929.067 | 955.273 | 981.991 | 1004.87 | 1029.521 | 1060.048 | 1093.186 | 1108.085 | 1109.368 | 1110.776 | 1114.843
Hydrogen Evolution | Lct_BB008 | Number | NGED West Midlands | Penn |  | 14.538 | 19.937 | 27.377 | 54.523 | 89.41 | 131.793 | 177.489 | 222.246 | 254.624 | 303.882 | 366.241 | 429.295 | 490.714 | 534.92 | 574.512 | 616.741 | 659.379 | 698.241 | 716.036 | 734.056 | 749.048 | 765.201 | 785.536 | 808.962 | 818.814 | 818.559 | 818.364 | 820.09
Hydrogen Evolution | Lct_BB008 | Number | NGED West Midlands | Rugeley |  | 14.851 | 21.829 | 32.272 | 59.571 | 91.282 | 126.583 | 161.292 | 192.02 | 219.282 | 260.86 | 313.39 | 366.185 | 417.265 | 452.926 | 484.337 | 517.626 | 550.892 | 580.638 | 595.112 | 609.747 | 621.84 | 634.868 | 651.335 | 669.957 | 677.283 | 676.217 | 675.177 | 675.695
Hydrogen Evolution | Lct_BB008 | Number | NGED West Midlands | Shrewsbury |  | 21.281 | 31.281 | 46.247 | 85.367 | 130.81 | 181.397 | 231.137 | 275.171 | 314.237 | 373.821 | 449.097 | 524.754 | 597.953 | 649.057 | 694.07 | 741.774 | 789.445 | 832.072 | 852.814 | 873.786 | 891.115 | 909.785 | 933.383 | 960.069 | 970.568 | 969.039 | 967.549 | 968.292
Hydrogen Evolution | Lct_BB008 | Number | NGED West Midlands | Walham |  | 41.758 | 61.169 | 90.123 | 166.327 | 254.825 | 353.312 | 450.12 | 535.791 | 611.484 | 726.989 | 872.856 | 1019.29 | 1160.78 | 1260.297 | 1348.045 | 1441.076 | 1534.1 | 1617.385 | 1657.662 | 1698.381 | 1732.016 | 1768.253 | 1814.064 | 1867.123 | 1888.783 | 1887.085 | 1885.496 | 1888.299
Hydrogen Evolution | Lct_BB008 | Number | NGED West Midlands | Willenhall |  | 31.141 | 45.506 | 66.884 | 122.613 | 186.639 | 257.159 | 325.645 | 385.361 | 439.3 | 521.685 | 625.648 | 729.783 | 830.148 | 904.169 | 970.254 | 1040.656 | 1111.603 | 1176.041 | 1209.213 | 1243.033 | 1271.995 | 1303.199 | 1341.841 | 1383.787 | 1402.647 | 1404.271 | 1406.054 | 1411.201
Hydrogen Evolution | Lct_BB008 | Number | NPg Northeast | Blyth 132kV |  | 7.076 | 10.444 | 15.504 | 28.655 | 43.964 | 61.039 | 77.865 | 92.802 | 105.445 | 124.81 | 149.191 | 173.452 | 196.659 | 212.527 | 226.233 | 240.647 | 254.868 | 267.28 | 274.088 | 280.982 | 286.716 | 292.894 | 300.672 | 310.282 | 314.73 | 315.319 | 315.95 | 317.344
Hydrogen Evolution | Lct_BB008 | Number | NPg Northeast | Blyth 66kV |  | 14.544 | 21.468 | 31.868 | 58.902 | 90.369 | 125.467 | 160.054 | 190.757 | 216.745 | 256.55 | 306.667 | 356.536 | 404.238 | 436.855 | 465.029 | 494.656 | 523.889 | 549.403 | 563.396 | 577.566 | 589.353 | 602.052 | 618.041 | 637.795 | 646.938 | 648.148 | 649.445 | 652.309
Hydrogen Evolution | Lct_BB008 | Number | NPg Northeast | Fourstones |  | 2.73 | 4.119 | 6.245 | 11.18 | 16.621 | 22.369 | 27.669 | 31.987 | 36.066 | 42.358 | 50.234 | 57.938 | 65.16 | 70.997 | 76.214 | 81.776 | 87.385 | 92.488 | 95.385 | 98.357 | 100.968 | 103.782 | 107.216 | 111.486 | 113.958 | 115.067 | 116.216 | 117.672
Hydrogen Evolution | Lct_BB008 | Number | NPg Northeast | Hart Moor |  | 11.317 | 16.409 | 23.929 | 45.205 | 70.79 | 100.19 | 130.142 | 157.774 | 179.374 | 212.441 | 254.091 | 295.586 | 335.333 | 365.818 | 393.196 | 422.429 | 451.994 | 479.024 | 494.268 | 509.922 | 523.727 | 538.601 | 556.718 | 579.227 | 592.42 | 598.54 | 604.875 | 612.823
Hydrogen Evolution | Lct_BB008 | Number | NPg Northeast | Hawthorn Pit |  | 7.29 | 10.571 | 15.416 | 29.122 | 45.604 | 64.545 | 83.84 | 101.641 | 115.556 | 136.859 | 163.691 | 190.423 | 216.028 | 235.667 | 253.305 | 272.137 | 291.184 | 308.597 | 318.417 | 328.502 | 337.395 | 346.978 | 358.649 | 373.15 | 381.649 | 385.592 | 389.672 | 394.793
Hydrogen Evolution | Lct_BB008 | Number | NPg Northeast | Knaresborough |  | 22.106 | 32.237 | 47.282 | 87.921 | 135.669 | 189.392 | 242.865 | 290.897 | 328.714 | 386.924 | 459.922 | 531.691 | 599.387 | 652.57 | 699.979 | 750.455 | 801.274 | 847.352 | 870.838 | 894.757 | 915.143 | 937.108 | 964.381 | 1001.638 | 1022.669 | 1031.421 | 1040.493 | 1052.288
Hydrogen Evolution | Lct_BB008 | Number | NPg Northeast | Lackenby |  | 6.329 | 9.512 | 14.37 | 25.342 | 37.091 | 49.117 | 59.747 | 67.88 | 76.652 | 90.163 | 107.098 | 123.721 | 139.371 | 152.503 | 164.422 | 177.199 | 190.203 | 202.227 | 209.792 | 217.625 | 224.762 | 232.453 | 241.651 | 251.997 | 258.329 | 261.599 | 264.979 | 269.084
Hydrogen Evolution | Lct_BB008 | Number | NPg Northeast | Norton |  | 48.183 | 69.865 | 101.884 | 192.471 | 301.403 | 426.582 | 554.107 | 671.754 | 763.722 | 904.51 | 1081.847 | 1258.519 | 1427.75 | 1557.546 | 1674.115 | 1798.578 | 1924.458 | 2039.542 | 2104.447 | 2171.097 | 2229.875 | 2293.206 | 2370.342 | 2466.178 | 2522.352 | 2548.409 | 2575.378 | 2609.219
Hydrogen Evolution | Lct_BB008 | Number | NPg Northeast | Offerton |  | 4.718 | 6.841 | 9.976 | 18.846 | 29.512 | 41.769 | 54.255 | 65.775 | 74.78 | 88.565 | 105.929 | 123.228 | 139.798 | 152.507 | 163.921 | 176.108 | 188.434 | 199.702 | 206.057 | 212.583 | 218.339 | 224.54 | 232.092 | 241.476 | 246.977 | 249.528 | 252.169 | 255.482
Hydrogen Evolution | Lct_BB008 | Number | NPg Northeast | Osbaldwick |  | 41.179 | 60.592 | 89.674 | 164.266 | 249.855 | 344.008 | 435.312 | 514.781 | 584.914 | 692.332 | 827.579 | 962.156 | 1090.885 | 1187.007 | 1272.506 | 1363.462 | 1454.912 | 1537.626 | 1579.21 | 1621.492 | 1657.288 | 1695.853 | 1743.925 | 1802.497 | 1831.274 | 1837.712 | 1844.473 | 1855.781
Hydrogen Evolution | Lct_BB008 | Number | NPg Northeast | Poppleton |  | 7.737 | 11.283 | 16.549 | 30.773 | 47.485 | 66.289 | 85.004 | 101.816 | 115.052 | 135.426 | 160.976 | 186.095 | 209.789 | 228.404 | 244.997 | 262.664 | 280.451 | 296.579 | 304.799 | 313.171 | 320.306 | 327.994 | 337.54 | 350.58 | 357.941 | 361.004 | 364.18 | 368.308
Hydrogen Evolution | Lct_BB008 | Number | NPg Northeast | Saltholme |  | 10.224 | 15.366 | 23.213 | 40.936 | 59.916 | 79.342 | 96.514 | 109.652 | 123.823 | 145.648 | 173.004 | 199.857 | 225.138 | 246.352 | 265.605 | 286.245 | 307.252 | 326.675 | 338.896 | 351.549 | 363.078 | 375.502 | 390.36 | 407.072 | 417.301 | 422.584 | 428.044 | 434.676
Hydrogen Evolution | Lct_BB008 | Number | NPg Northeast | South Shields |  | 6.507 | 9.434 | 13.758 | 25.991 | 40.701 | 57.605 | 74.825 | 90.712 | 103.131 | 122.143 | 146.09 | 169.947 | 192.8 | 210.327 | 226.068 | 242.875 | 259.874 | 275.415 | 284.179 | 293.179 | 301.117 | 309.669 | 320.085 | 333.026 | 340.612 | 344.131 | 347.773 | 352.342
Hydrogen Evolution | Lct_BB008 | Number | NPg Northeast | Spennymoor |  | 26.232 | 38.812 | 57.753 | 105.705 | 160.651 | 221.014 | 279.458 | 330.226 | 374.373 | 442.123 | 527.289 | 611.629 | 691.862 | 755.782 | 813.465 | 875.167 | 937.753 | 995.272 | 1028.386 | 1062.474 | 1092.827 | 1125.534 | 1165.153 | 1212.992 | 1241.374 | 1254.962 | 1269.019 | 1286.486
Hydrogen Evolution | Lct_BB008 | Number | NPg Northeast | Stella North |  | 29.465 | 42.586 | 61.895 | 116.613 | 182.162 | 257.229 | 333.422 | 403.421 | 458.587 | 543.047 | 649.423 | 755.369 | 856.818 | 935.625 | 1006.648 | 1082.581 | 1159.541 | 1230.168 | 1268.268 | 1307.333 | 1341.571 | 1378.46 | 1423.548 | 1480.89 | 1514.402 | 1529.823 | 1545.785 | 1565.866
Hydrogen Evolution | Lct_BB008 | Number | NPg Northeast | Stella South |  | 18.74 | 27.085 | 39.366 | 74.167 | 115.856 | 163.599 | 212.058 | 256.578 | 291.663 | 345.381 | 413.036 | 480.418 | 544.941 | 595.062 | 640.233 | 688.527 | 737.474 | 782.393 | 806.625 | 831.471 | 853.246 | 876.708 | 905.384 | 941.854 | 963.167 | 972.975 | 983.127 | 995.899
Hydrogen Evolution | Lct_BB008 | Number | NPg Northeast | Tynemouth 1 |  | 16.974 | 24.613 | 35.892 | 67.805 | 106.181 | 150.279 | 195.205 | 236.651 | 269.05 | 318.648 | 381.121 | 443.361 | 502.979 | 548.704 | 589.77 | 633.617 | 677.963 | 718.505 | 741.371 | 764.851 | 785.557 | 807.868 | 835.042 | 868.804 | 888.593 | 897.773 | 907.274 | 919.196
Hydrogen Evolution | Lct_BB008 | Number | NPg Northeast | West Boldon |  | 20.811 | 30.176 | 44.006 | 83.132 | 130.182 | 184.248 | 239.329 | 290.143 | 329.865 | 390.675 | 467.27 | 543.578 | 616.672 | 672.733 | 723.081 | 776.839 | 831.209 | 880.916 | 908.95 | 937.737 | 963.124 | 990.478 | 1023.795 | 1065.188 | 1089.45 | 1100.705 | 1112.353 | 1126.97
Hydrogen Evolution | Lct_BB008 | Number | NPg Yorkshire | Bradford West |  | 43.92 | 63.072 | 91.069 | 172.418 | 270.545 | 383.614 | 499.143 | 606.074 | 689.361 | 816.811 | 977.396 | 1137.527 | 1291.077 | 1406.224 | 1509.034 | 1618.563 | 1728.945 | 1829.208 | 1882.074 | 1936.055 | 1982.575 | 2032.696 | 2094.543 | 2174.378 | 2218.916 | 2236.767 | 2255.283 | 2279.665
Hydrogen Evolution | Lct_BB008 | Number | NPg Yorkshire | Camblesforth |  | 3.972 | 5.784 | 8.471 | 15.078 | 22.283 | 29.806 | 36.639 | 42.085 | 47.692 | 56.3 | 67.117 | 77.821 | 87.992 | 95.726 | 102.599 | 109.909 | 117.255 | 123.892 | 127.447 | 131.075 | 134.195 | 137.557 | 141.71 | 146.522 | 148.916 | 149.495 | 150.102 | 151.081
Hydrogen Evolution | Lct_BB008 | Number | NPg Yorkshire | Creyke Beck |  | 53.673 | 78.303 | 114.899 | 208.232 | 313.408 | 427.056 | 534.91 | 626.229 | 714.749 | 849.818 | 1020.401 | 1191.669 | 1357.18 | 1473.648 | 1576.375 | 1685.3 | 1794.24 | 1891.81 | 1941.473 | 1991.868 | 2034.169 | 2079.743 | 2136.829 | 2203.301 | 2232.992 | 2235.231 | 2237.713 | 2245.539
Hydrogen Evolution | Lct_BB008 | Number | NPg Yorkshire | Drax |  | 7.168 | 10.438 | 15.288 | 27.21 | 40.212 | 53.789 | 66.12 | 75.949 | 86.067 | 101.601 | 121.123 | 140.439 | 158.795 | 172.751 | 185.155 | 198.346 | 211.603 | 223.582 | 229.996 | 236.543 | 242.175 | 248.242 | 255.737 | 264.421 | 268.741 | 269.786 | 270.881 | 272.648
Hydrogen Evolution | Lct_BB008 | Number | NPg Yorkshire | Elland |  | 35.02 | 50.292 | 72.616 | 137.481 | 215.724 | 305.883 | 398.002 | 483.266 | 549.676 | 651.301 | 779.347 | 907.031 | 1029.467 | 1121.282 | 1203.26 | 1290.595 | 1378.61 | 1458.557 | 1500.711 | 1543.754 | 1580.847 | 1620.813 | 1670.128 | 1733.785 | 1769.299 | 1783.532 | 1798.297 | 1817.738
Hydrogen Evolution | Lct_BB008 | Number | NPg Yorkshire | Ferrybridge A |  | 8.777 | 12.829 | 18.861 | 34.388 | 52.067 | 71.367 | 89.914 | 105.872 | 120.309 | 142.419 | 170.259 | 197.968 | 224.479 | 244.601 | 262.595 | 281.777 | 301.126 | 318.732 | 328.173 | 337.827 | 346.198 | 355.217 | 366.307 | 379.503 | 386.486 | 388.791 | 391.19 | 394.581
Hydrogen Evolution | Lct_BB008 | Number | NPg Yorkshire | Ferrybridge B (_M) |  | 27.178 | 39.726 | 58.404 | 106.485 | 161.228 | 220.992 | 278.422 | 327.838 | 372.543 | 441.007 | 527.216 | 613.016 | 695.109 | 757.419 | 813.139 | 872.535 | 932.451 | 986.97 | 1016.203 | 1046.097 | 1072.018 | 1099.946 | 1134.288 | 1175.149 | 1196.774 | 1203.91 | 1211.337 | 1221.84
Hydrogen Evolution | Lct_BB008 | Number | NPg Yorkshire | Grimsby West |  | 17.535 | 25.931 | 38.565 | 71.198 | 109.115 | 151.333 | 192.854 | 229.625 | 261.702 | 310.706 | 372.534 | 434.435 | 494.063 | 536.512 | 573.967 | 613.688 | 653.424 | 689.03 | 705.83 | 722.79 | 736.704 | 751.695 | 770.721 | 793.657 | 803.274 | 802.973 | 802.729 | 804.369
Hydrogen Evolution | Lct_BB008 | Number | NPg Yorkshire | Jordanthorpe |  | 3.667 | 5.306 | 7.719 | 14.467 | 22.488 | 31.61 | 40.798 | 49.168 | 56.343 | 67.256 | 81.074 | 95.051 | 108.671 | 118.103 | 126.453 | 135.319 | 144.207 | 152.202 | 156.131 | 160.114 | 163.441 | 167.024 | 171.526 | 176.604 | 178.716 | 178.62 | 178.537 | 178.871
Hydrogen Evolution | Lct_BB008 | Number | NPg Yorkshire | Keadby |  | 29.545 | 43.103 | 63.248 | 114.625 | 172.521 | 235.08 | 294.45 | 344.718 | 393.446 | 467.797 | 561.697 | 655.974 | 747.083 | 811.195 | 867.742 | 927.702 | 987.67 | 1041.379 | 1068.716 | 1096.457 | 1119.743 | 1144.83 | 1176.253 | 1212.844 | 1229.188 | 1230.421 | 1231.787 | 1236.095
Hydrogen Evolution | Lct_BB008 | Number | NPg Yorkshire | Kirkstall B |  | 36.902 | 52.994 | 76.518 | 144.869 | 227.317 | 322.321 | 419.39 | 509.236 | 579.215 | 686.301 | 821.228 | 955.773 | 1084.789 | 1181.538 | 1267.921 | 1359.95 | 1452.694 | 1536.938 | 1581.357 | 1626.713 | 1665.8 | 1707.913 | 1759.878 | 1826.956 | 1864.378 | 1879.377 | 1894.934 | 1915.42
Hydrogen Evolution | Lct_BB008 | Number | NPg Yorkshire | Neepsend |  | 7.458 | 10.791 | 15.7 | 29.423 | 45.736 | 64.289 | 82.977 | 99.999 | 114.591 | 136.787 | 164.89 | 193.316 | 221.017 | 240.201 | 257.183 | 275.216 | 293.293 | 309.553 | 317.544 | 325.644 | 332.41 | 339.698 | 348.854 | 359.182 | 363.477 | 363.283 | 363.113 | 363.793
Hydrogen Evolution | Lct_BB008 | Number | NPg Yorkshire | Norton Lees |  | 5.43 | 7.856 | 11.431 | 21.422 | 33.299 | 46.807 | 60.414 | 72.807 | 83.432 | 99.592 | 120.053 | 140.75 | 160.918 | 174.886 | 187.25 | 200.379 | 213.541 | 225.38 | 231.198 | 237.095 | 242.021 | 247.328 | 253.994 | 261.513 | 264.641 | 264.499 | 264.375 | 264.87
Hydrogen Evolution | Lct_BB008 | Number | NPg Yorkshire | Pitsmoor |  | 7.575 | 10.959 | 15.945 | 29.883 | 46.451 | 65.293 | 84.274 | 101.561 | 116.382 | 138.924 | 167.466 | 196.337 | 224.471 | 243.954 | 261.202 | 279.517 | 297.876 | 314.39 | 322.507 | 330.733 | 337.604 | 345.007 | 354.306 | 364.794 | 369.157 | 368.96 | 368.787 | 369.478
Hydrogen Evolution | Lct_BB008 | Number | NPg Yorkshire | Saltend North |  | 6.688 | 9.757 | 14.316 | 25.946 | 39.051 | 53.211 | 66.65 | 78.028 | 89.058 | 105.887 | 127.142 | 148.482 | 169.104 | 183.616 | 196.416 | 209.988 | 223.562 | 235.719 | 241.907 | 248.187 | 253.457 | 259.136 | 266.249 | 274.531 | 278.231 | 278.51 | 278.819 | 279.794
Hydrogen Evolution | Lct_BB008 | Number | NPg Yorkshire | Sheffield City |  | 15.665 | 22.664 | 32.976 | 61.799 | 96.063 | 135.031 | 174.283 | 210.036 | 240.685 | 287.304 | 346.331 | 406.038 | 464.22 | 504.513 | 540.183 | 578.059 | 616.027 | 650.18 | 666.965 | 683.978 | 698.187 | 713.497 | 732.728 | 754.419 | 763.441 | 763.032 | 762.675 | 764.104
Hydrogen Evolution | Lct_BB008 | Number | NPg Yorkshire | Skelton Grange |  | 51.68 | 74.216 | 107.159 | 202.882 | 318.346 | 451.393 | 587.335 | 713.159 | 811.16 | 961.129 | 1150.087 | 1338.511 | 1519.19 | 1654.682 | 1775.658 | 1904.539 | 2034.423 | 2152.401 | 2214.608 | 2278.127 | 2332.866 | 2391.843 | 2464.617 | 2558.557 | 2610.964 | 2631.969 | 2653.757 | 2682.447
Hydrogen Evolution | Lct_BB008 | Number | NPg Yorkshire | Templeborough |  | 6.278 | 9.083 | 13.216 | 24.768 | 38.501 | 54.118 | 69.85 | 84.179 | 96.463 | 115.147 | 138.804 | 162.734 | 186.052 | 202.201 | 216.497 | 231.677 | 246.894 | 260.582 | 267.309 | 274.127 | 279.823 | 285.958 | 293.666 | 302.359 | 305.975 | 305.811 | 305.668 | 306.241
Hydrogen Evolution | Lct_BB008 | Number | NPg Yorkshire | Thorpe Marsh |  | 35.32 | 51.972 | 76.917 | 140.897 | 214.31 | 295.069 | 373.384 | 441.547 | 501.703 | 593.839 | 709.845 | 825.277 | 935.692 | 1018.14 | 1091.476 | 1169.492 | 1247.932 | 1318.879 | 1354.547 | 1390.814 | 1421.517 | 1454.597 | 1495.829 | 1546.069 | 1570.752 | 1576.274 | 1582.073 | 1591.773
Hydrogen Evolution | Lct_BB008 | Number | NPg Yorkshire | Thurcroft |  | 14.056 | 20.336 | 29.588 | 55.45 | 86.193 | 121.157 | 156.377 | 188.456 | 215.956 | 257.785 | 310.748 | 364.32 | 416.525 | 452.678 | 484.683 | 518.667 | 552.734 | 583.378 | 598.438 | 613.703 | 626.453 | 640.189 | 657.444 | 676.907 | 685.002 | 684.636 | 684.315 | 685.597
Hydrogen Evolution | Lct_BB008 | Number | NPg Yorkshire | West Melton |  | 34.038 | 49.245 | 71.651 | 134.279 | 208.728 | 293.398 | 378.687 | 456.37 | 522.966 | 624.261 | 752.516 | 882.249 | 1008.668 | 1096.218 | 1173.722 | 1256.019 | 1338.518 | 1412.725 | 1449.196 | 1486.162 | 1517.037 | 1550.302 | 1592.087 | 1639.218 | 1658.821 | 1657.934 | 1657.158 | 1660.261
Hydrogen Evolution | Lct_BB008 | Number | NPg Yorkshire | Wincobank |  | 2.616 | 3.785 | 5.507 | 10.321 | 16.044 | 22.552 | 29.107 | 35.078 | 40.197 | 47.983 | 57.841 | 67.813 | 77.53 | 84.259 | 90.217 | 96.542 | 102.883 | 108.587 | 111.39 | 114.232 | 116.605 | 119.162 | 122.374 | 125.996 | 127.503 | 127.435 | 127.375 | 127.614
Hydrogen Evolution | Lct_BB008 | Number | SHETL | Direct(SHETL) |  | 0.422 | 0.646 | 0.994 | 1.609 | 2.135 | 2.521 | 2.673 | 2.565 | 2.95 | 3.533 | 4.272 | 5.025 | 5.763 | 6.946 | 8.186 | 9.582 | 11.111 | 12.701 | 14.165 | 15.728 | 17.321 | 19.039 | 20.972 | 22.771 | 24.268 | 25.513 | 26.794 | 28.177
Hydrogen Evolution | Lct_BB008 | Number | SPEN | Ayr |  | 2.882 | 4.342 | 6.572 | 10.676 | 14.219 | 16.869 | 18.005 | 17.441 | 20.369 | 24.765 | 30.39 | 36.251 | 42.147 | 53.153 | 64.98 | 78.396 | 93.237 | 108.908 | 123.721 | 139.581 | 155.873 | 173.432 | 193.12 | 211.618 | 227.436 | 240.963 | 254.874 | 269.802
Hydrogen Evolution | Lct_BB008 | Number | SPEN | Bainsford |  | 3.159 | 4.699 | 7.028 | 11.404 | 15.169 | 17.963 | 19.128 | 18.467 | 21.596 | 26.291 | 32.302 | 38.577 | 44.901 | 56.991 | 70.018 | 84.807 | 101.184 | 118.504 | 134.909 | 152.477 | 170.537 | 190.001 | 211.816 | 232.36 | 249.978 | 265.085 | 280.623 | 297.286
Hydrogen Evolution | Lct_BB008 | Number | SPEN | Bathgate |  | 1.348 | 2.005 | 3 | 4.867 | 6.473 | 7.666 | 8.163 | 7.881 | 9.217 | 11.22 | 13.786 | 16.463 | 19.162 | 24.322 | 29.881 | 36.193 | 43.182 | 50.573 | 57.575 | 65.072 | 72.779 | 81.086 | 90.396 | 99.164 | 106.682 | 113.129 | 119.76 | 126.872
Hydrogen Evolution | Lct_BB008 | Number | SPEN | Berwick |  | 2.186 | 3.292 | 4.984 | 8.096 | 10.783 | 12.792 | 13.654 | 13.226 | 15.446 | 18.78 | 23.045 | 27.49 | 31.961 | 40.307 | 49.276 | 59.45 | 70.704 | 82.588 | 93.821 | 105.848 | 118.203 | 131.518 | 146.448 | 160.476 | 172.471 | 182.728 | 193.278 | 204.598
Hydrogen Evolution | Lct_BB008 | Number | SPEN | Bonnybridge |  | 1.547 | 2.301 | 3.441 | 5.583 | 7.426 | 8.795 | 9.365 | 9.041 | 10.573 | 12.872 | 15.815 | 18.887 | 21.983 | 27.902 | 34.28 | 41.52 | 49.538 | 58.018 | 66.049 | 74.65 | 83.492 | 93.021 | 103.702 | 113.76 | 122.385 | 129.781 | 137.388 | 145.546
Hydrogen Evolution | Lct_BB008 | Number | SPEN | Braehead Park |  | 1.941 | 2.923 | 4.425 | 7.188 | 9.574 | 11.358 | 12.123 | 11.743 | 13.714 | 16.674 | 20.461 | 24.408 | 28.377 | 35.788 | 43.751 | 52.784 | 62.776 | 73.327 | 83.301 | 93.98 | 104.949 | 116.772 | 130.027 | 142.482 | 153.132 | 162.24 | 171.606 | 181.657
Hydrogen Evolution | Lct_BB008 | Number | SPEN | Carntyne |  | 0.893 | 1.345 | 2.037 | 3.309 | 4.407 | 5.228 | 5.58 | 5.405 | 6.312 | 7.675 | 9.418 | 11.234 | 13.062 | 16.472 | 20.138 | 24.295 | 28.894 | 33.751 | 38.342 | 43.257 | 48.306 | 53.747 | 59.849 | 65.581 | 70.483 | 74.675 | 78.987 | 83.613
Hydrogen Evolution | Lct_BB008 | Number | SPEN | Carsfad |  | 0 | 0 | 0 | 0 | 0 | 0 | 0 | 0 | 0 | 0 | 0 | 0 | 0 | 0 | 0 | 0 | 0 | 0 | 0 | 0 | 0 | 0 | 0 | 0 | 0 | 0 | 0 | 0
Hydrogen Evolution | Lct_BB008 | Number | SPEN | Chapelcross |  | 2.874 | 4.33 | 6.555 | 10.647 | 14.18 | 16.822 | 17.956 | 17.393 | 20.313 | 24.697 | 30.307 | 36.152 | 42.032 | 53.008 | 64.803 | 78.182 | 92.982 | 108.611 | 123.384 | 139.2 | 155.448 | 172.959 | 192.593 | 211.041 | 226.816 | 240.305 | 254.179 | 269.066
Hydrogen Evolution | Lct_BB008 | Number | SPEN | Charlotte Street |  | 5.836 | 8.791 | 13.309 | 21.618 | 28.793 | 34.157 | 36.459 | 35.316 | 41.245 | 50.147 | 61.537 | 73.405 | 85.344 | 107.63 | 131.58 | 158.747 | 188.797 | 220.53 | 250.526 | 282.641 | 315.632 | 351.187 | 391.054 | 428.511 | 460.542 | 487.931 | 516.101 | 546.33
Hydrogen Evolution | Lct_BB008 | Number | SPEN | Clyde’s Mill |  | 5.562 | 8.378 | 12.683 | 20.602 | 27.439 | 32.551 | 34.744 | 33.655 | 39.305 | 47.789 | 58.644 | 69.953 | 81.331 | 102.569 | 125.392 | 151.281 | 179.919 | 210.16 | 238.745 | 269.35 | 300.789 | 334.672 | 372.664 | 408.36 | 438.884 | 464.986 | 491.831 | 520.638 | GSP also referred to as Westburn Road
Hydrogen Evolution | Lct_BB008 | Number | SPEN | Coatbridge |  | 4.52 | 6.809 | 10.307 | 16.743 | 22.3 | 26.454 | 28.237 | 27.352 | 31.943 | 38.838 | 47.66 | 56.851 | 66.098 | 83.358 | 101.906 | 122.946 | 146.22 | 170.797 | 194.028 | 218.901 | 244.451 | 271.988 | 302.864 | 331.874 | 356.681 | 377.894 | 399.711 | 423.122
Hydrogen Evolution | Lct_BB008 | Number | SPEN | Cockenzie |  | 2.467 | 3.716 | 5.626 | 9.139 | 12.172 | 14.44 | 15.412 | 14.929 | 17.436 | 21.199 | 26.014 | 31.031 | 36.078 | 45.499 | 55.624 | 67.108 | 79.812 | 93.226 | 105.907 | 119.483 | 133.429 | 148.46 | 165.313 | 181.148 | 194.688 | 206.267 | 218.176 | 230.954
Hydrogen Evolution | Lct_BB008 | Number | SPEN | Coylton |  | 2.609 | 3.931 | 5.95 | 9.666 | 12.874 | 15.272 | 16.301 | 15.79 | 18.441 | 22.421 | 27.514 | 32.82 | 38.159 | 48.123 | 58.831 | 70.978 | 84.414 | 98.602 | 112.013 | 126.373 | 141.123 | 157.02 | 174.845 | 191.593 | 205.914 | 218.16 | 230.755 | 244.271
Hydrogen Evolution | Lct_BB008 | Number | SPEN | Crookston A |  | 0.606 | 0.856 | 1.213 | 1.974 | 2.634 | 3.132 | 3.354 | 3.264 | 3.919 | 4.888 | 6.142 | 7.491 | 8.891 | 13.275 | 18.181 | 23.812 | 30.14 | 36.974 | 43.786 | 51.102 | 58.7 | 66.888 | 76.017 | 84.602 | 92.199 | 98.913 | 105.817 | 113.177
Hydrogen Evolution | Lct_BB008 | Number | SPEN | Crookston B |  | 0.443 | 0.625 | 0.886 | 1.442 | 1.924 | 2.288 | 2.451 | 2.385 | 2.863 | 3.571 | 4.488 | 5.473 | 6.496 | 9.699 | 13.283 | 17.397 | 22.021 | 27.014 | 31.99 | 37.336 | 42.887 | 48.869 | 55.539 | 61.811 | 67.361 | 72.267 | 77.311 | 82.688
Hydrogen Evolution | Lct_BB008 | Number | SPEN | Cumbernauld |  | 1.98 | 2.946 | 4.406 | 7.149 | 9.508 | 11.26 | 11.99 | 11.576 | 13.537 | 16.481 | 20.249 | 24.182 | 28.146 | 35.725 | 43.891 | 53.161 | 63.427 | 74.283 | 84.567 | 95.579 | 106.9 | 119.101 | 132.776 | 145.654 | 156.697 | 166.167 | 175.907 | 186.352
Hydrogen Evolution | Lct_BB008 | Number | SPEN | Cupar |  | 3.454 | 5.138 | 7.685 | 12.469 | 16.585 | 19.641 | 20.914 | 20.191 | 23.613 | 28.746 | 35.319 | 42.179 | 49.093 | 62.313 | 76.556 | 92.726 | 110.632 | 129.569 | 147.506 | 166.715 | 186.461 | 207.742 | 231.595 | 254.057 | 273.319 | 289.837 | 306.826 | 325.045
Hydrogen Evolution | Lct_BB008 | Number | SPEN | Currie |  | 0.517 | 0.778 | 1.178 | 1.914 | 2.549 | 3.024 | 3.228 | 3.126 | 3.651 | 4.439 | 5.448 | 6.498 | 7.555 | 9.528 | 11.648 | 14.053 | 16.714 | 19.523 | 22.178 | 25.021 | 27.942 | 31.089 | 34.619 | 37.935 | 40.77 | 43.195 | 45.689 | 48.365
Hydrogen Evolution | Lct_BB008 | Number | SPEN | Dalmarnock |  | 1.891 | 2.848 | 4.312 | 7.004 | 9.329 | 11.067 | 11.813 | 11.443 | 13.364 | 16.248 | 19.938 | 23.784 | 27.652 | 34.873 | 42.633 | 51.435 | 61.171 | 71.453 | 81.172 | 91.578 | 102.267 | 113.787 | 126.704 | 138.84 | 149.218 | 158.093 | 167.22 | 177.014
Hydrogen Evolution | Lct_BB008 | Number | SPEN | Devol Moor |  | 2.142 | 3.227 | 4.885 | 7.935 | 10.569 | 12.538 | 13.383 | 12.963 | 15.14 | 18.408 | 22.589 | 26.945 | 31.327 | 39.508 | 48.299 | 58.271 | 69.302 | 80.95 | 91.961 | 103.749 | 115.859 | 128.911 | 143.544 | 157.294 | 169.051 | 179.105 | 189.446 | 200.542
Hydrogen Evolution | Lct_BB008 | Number | SPEN | Devonside |  | 1.552 | 2.309 | 3.453 | 5.603 | 7.453 | 8.826 | 9.398 | 9.073 | 10.611 | 12.918 | 15.871 | 18.954 | 22.061 | 28.001 | 34.402 | 41.668 | 49.715 | 58.225 | 66.285 | 74.917 | 83.79 | 93.353 | 104.072 | 114.166 | 122.822 | 130.244 | 137.879 | 146.066
Hydrogen Evolution | Lct_BB008 | Number | SPEN | Dewar Place |  | 5.852 | 8.816 | 13.346 | 21.679 | 28.873 | 34.253 | 36.56 | 35.414 | 41.36 | 50.287 | 61.709 | 73.609 | 85.582 | 107.93 | 131.946 | 159.189 | 189.323 | 221.144 | 251.224 | 283.429 | 316.511 | 352.165 | 392.143 | 429.705 | 461.824 | 489.29 | 517.539 | 547.851
Hydrogen Evolution | Lct_BB008 | Number | SPEN | Drumchapel |  | 1.411 | 2.099 | 3.139 | 5.093 | 6.774 | 8.023 | 8.543 | 8.247 | 9.645 | 11.742 | 14.426 | 17.229 | 20.053 | 25.453 | 31.271 | 37.875 | 45.189 | 52.925 | 60.251 | 68.097 | 76.163 | 84.856 | 94.599 | 103.774 | 111.642 | 118.389 | 125.328 | 132.77
Hydrogen Evolution | Lct_BB008 | Number | SPEN | Drumcross |  | 1.407 | 2.093 | 3.131 | 5.081 | 6.757 | 8.002 | 8.521 | 8.227 | 9.621 | 11.712 | 14.39 | 17.185 | 20.003 | 25.389 | 31.192 | 37.78 | 45.076 | 52.791 | 60.1 | 67.926 | 75.971 | 84.642 | 94.361 | 103.513 | 111.361 | 118.091 | 125.013 | 132.436
Hydrogen Evolution | Lct_BB008 | Number | SPEN | Dumfries 11 |  | 0 | 0 | 0 | 0 | 0 | 0 | 0 | 0 | 0 | 0 | 0 | 0 | 0 | 0 | 0 | 0 | 0 | 0 | 0 | 0 | 0 | 0 | 0 | 0 | 0 | 0 | 0 | 0
Hydrogen Evolution | Lct_BB008 | Number | SPEN | Dumfries 33 |  | 7.31 | 11.17 | 17.136 | 27.681 | 36.609 | 43.033 | 45.365 | 43.168 | 49.257 | 58.551 | 70.286 | 82.063 | 93.437 | 108.7 | 124.241 | 141.577 | 160.31 | 179.421 | 196.201 | 214.065 | 232.068 | 251.471 | 273.445 | 293.462 | 309.366 | 321.931 | 334.862 | 348.968
Hydrogen Evolution | Lct_BB008 | Number | SPEN | Dumfries ICI |  | 0.279 | 0.426 | 0.654 | 1.057 | 1.398 | 1.643 | 1.732 | 1.648 | 1.88 | 2.235 | 2.683 | 3.133 | 3.567 | 4.15 | 4.743 | 5.405 | 6.12 | 6.849 | 7.49 | 8.172 | 8.859 | 9.6 | 10.439 | 11.203 | 11.81 | 12.29 | 12.783 | 13.322
Hydrogen Evolution | Lct_BB008 | Number | SPEN | Dunbar A |  | 1.119 | 1.685 | 2.551 | 4.145 | 5.52 | 6.548 | 6.99 | 6.771 | 7.907 | 9.614 | 11.798 | 14.073 | 16.362 | 20.634 | 25.226 | 30.434 | 36.195 | 42.279 | 48.03 | 54.187 | 60.511 | 67.328 | 74.971 | 82.152 | 88.293 | 93.544 | 98.944 | 104.739
Hydrogen Evolution | Lct_BB008 | Number | SPEN | Dunbar B |  | 0.838 | 1.262 | 1.911 | 3.104 | 4.134 | 4.904 | 5.234 | 5.07 | 5.921 | 7.199 | 8.835 | 10.538 | 12.252 | 15.452 | 18.89 | 22.79 | 27.104 | 31.66 | 35.966 | 40.577 | 45.313 | 50.418 | 56.141 | 61.519 | 66.117 | 70.049 | 74.093 | 78.433
Hydrogen Evolution | Lct_BB008 | Number | SPEN | Dunfermline |  | 2.219 | 3.301 | 4.937 | 8.011 | 10.655 | 12.618 | 13.437 | 12.972 | 15.17 | 18.468 | 22.691 | 27.098 | 31.541 | 40.033 | 49.184 | 59.573 | 71.077 | 83.243 | 94.767 | 107.107 | 119.794 | 133.466 | 148.79 | 163.221 | 175.597 | 186.209 | 197.123 | 208.828
Hydrogen Evolution | Lct_BB008 | Number | SPEN | Earlstoun |  | 0 | 0 | 0 | 0 | 0 | 0 | 0 | 0 | 0 | 0 | 0 | 0 | 0 | 0 | 0 | 0 | 0 | 0 | 0 | 0 | 0 | 0 | 0 | 0 | 0 | 0 | 0 | 0
Hydrogen Evolution | Lct_BB008 | Number | SPEN | East Kilbride |  | 2.584 | 3.892 | 5.892 | 9.57 | 12.746 | 15.121 | 16.14 | 15.634 | 18.259 | 22.2 | 27.242 | 32.496 | 37.781 | 47.647 | 58.249 | 70.275 | 83.578 | 97.626 | 110.905 | 125.122 | 139.727 | 155.467 | 173.115 | 189.697 | 203.876 | 216.002 | 228.472 | 241.854
Hydrogen Evolution | Lct_BB008 | Number | SPEN | East Kilbride South |  | 1.094 | 1.648 | 2.495 | 4.053 | 5.398 | 6.403 | 6.835 | 6.621 | 7.732 | 9.401 | 11.536 | 13.761 | 15.999 | 20.177 | 24.667 | 29.76 | 35.394 | 41.343 | 46.966 | 52.986 | 59.171 | 65.837 | 73.31 | 80.333 | 86.337 | 91.472 | 96.753 | 102.42
Hydrogen Evolution | Lct_BB008 | Number | SPEN | Easterhouse |  | 5.27 | 7.938 | 12.018 | 19.521 | 26 | 30.844 | 32.922 | 31.89 | 37.244 | 45.282 | 55.568 | 66.284 | 77.065 | 97.189 | 118.815 | 143.346 | 170.482 | 199.136 | 226.222 | 255.222 | 285.012 | 317.118 | 353.117 | 386.941 | 415.864 | 440.596 | 466.033 | 493.329
Hydrogen Evolution | Lct_BB008 | Number | SPEN | Eccles |  | 1.469 | 2.212 | 3.349 | 5.44 | 7.246 | 8.596 | 9.175 | 8.887 | 10.379 | 12.62 | 15.486 | 18.472 | 21.477 | 27.085 | 33.112 | 39.949 | 47.511 | 55.496 | 63.045 | 71.127 | 79.429 | 88.376 | 98.409 | 107.835 | 115.895 | 122.788 | 129.877 | 137.484
Hydrogen Evolution | Lct_BB008 | Number | SPEN | Elderslie |  | 1.383 | 2.083 | 3.153 | 5.122 | 6.822 | 8.093 | 8.638 | 8.368 | 9.772 | 11.882 | 14.581 | 17.392 | 20.221 | 25.502 | 31.176 | 37.613 | 44.733 | 52.252 | 59.359 | 66.969 | 74.785 | 83.21 | 92.656 | 101.531 | 109.12 | 115.61 | 122.284 | 129.447
Hydrogen Evolution | Lct_BB008 | Number | SPEN | Erskine |  | 0.995 | 1.498 | 2.268 | 3.684 | 4.907 | 5.821 | 6.214 | 6.019 | 7.029 | 8.547 | 10.488 | 12.51 | 14.545 | 18.344 | 22.425 | 27.055 | 32.177 | 37.585 | 42.697 | 48.171 | 53.793 | 59.853 | 66.648 | 73.032 | 78.491 | 83.159 | 87.96 | 93.112
Hydrogen Evolution | Lct_BB008 | Number | SPEN | Finnieston |  | 3.38 | 5.028 | 7.521 | 12.203 | 16.231 | 19.221 | 20.468 | 19.76 | 23.108 | 28.132 | 34.564 | 41.278 | 48.045 | 60.982 | 74.921 | 90.745 | 108.269 | 126.801 | 144.355 | 163.153 | 182.478 | 203.305 | 226.648 | 248.63 | 267.481 | 283.646 | 300.272 | 318.102
Hydrogen Evolution | Lct_BB008 | Number | SPEN | Galashiels |  | 2.398 | 3.612 | 5.469 | 8.883 | 11.831 | 14.036 | 14.981 | 14.512 | 16.948 | 20.606 | 25.287 | 30.163 | 35.069 | 44.227 | 54.068 | 65.231 | 77.58 | 90.619 | 102.945 | 116.142 | 129.698 | 144.308 | 160.69 | 176.082 | 189.244 | 200.499 | 212.074 | 224.496
Hydrogen Evolution | Lct_BB008 | Number | SPEN | Giffnock |  | 3.18 | 4.791 | 7.252 | 11.78 | 15.69 | 18.613 | 19.867 | 19.245 | 22.475 | 27.327 | 33.533 | 40 | 46.506 | 58.651 | 71.701 | 86.505 | 102.881 | 120.173 | 136.518 | 154.019 | 171.996 | 191.371 | 213.095 | 233.507 | 250.961 | 265.886 | 281.237 | 297.709
Hydrogen Evolution | Lct_BB008 | Number | SPEN | Glenlee |  | 0 | 0 | 0 | 0 | 0 | 0 | 0 | 0 | 0 | 0 | 0 | 0 | 0 | 0 | 0 | 0 | 0 | 0 | 0 | 0 | 0 | 0 | 0 | 0 | 0 | 0 | 0 | 0
Hydrogen Evolution | Lct_BB008 | Number | SPEN | Glenluce |  | 1.258 | 1.896 | 2.87 | 4.661 | 6.208 | 7.365 | 7.861 | 7.615 | 8.893 | 10.812 | 13.268 | 15.827 | 18.402 | 23.207 | 28.371 | 34.228 | 40.708 | 47.55 | 54.017 | 60.942 | 68.055 | 75.721 | 84.317 | 92.393 | 99.3 | 105.205 | 111.279 | 117.797
Hydrogen Evolution | Lct_BB008 | Number | SPEN | Glenniston |  | 0.627 | 0.932 | 1.394 | 2.263 | 3.009 | 3.564 | 3.795 | 3.664 | 4.285 | 5.216 | 6.409 | 7.654 | 8.908 | 11.307 | 13.892 | 16.826 | 20.075 | 23.511 | 26.766 | 30.252 | 33.835 | 37.696 | 42.024 | 46.1 | 49.596 | 52.593 | 55.676 | 58.982
Hydrogen Evolution | Lct_BB008 | Number | SPEN | Glenrothes |  | 1.55 | 2.305 | 3.448 | 5.595 | 7.442 | 8.813 | 9.385 | 9.06 | 10.596 | 12.899 | 15.848 | 18.927 | 22.029 | 27.961 | 34.353 | 41.608 | 49.643 | 58.141 | 66.189 | 74.809 | 83.669 | 93.219 | 103.922 | 114.001 | 122.645 | 130.057 | 137.68 | 145.855
Hydrogen Evolution | Lct_BB008 | Number | SPEN | Gorgie |  | 1.533 | 2.309 | 3.496 | 5.678 | 7.563 | 8.972 | 9.576 | 9.276 | 10.834 | 13.172 | 16.164 | 19.281 | 22.417 | 28.271 | 34.561 | 41.697 | 49.59 | 57.925 | 65.804 | 74.24 | 82.905 | 92.244 | 102.716 | 112.555 | 120.968 | 128.162 | 135.561 | 143.501
Hydrogen Evolution | Lct_BB008 | Number | SPEN | Govan |  | 2.399 | 3.614 | 5.47 | 8.886 | 11.835 | 14.04 | 14.986 | 14.516 | 16.953 | 20.613 | 25.294 | 30.173 | 35.08 | 44.241 | 54.085 | 65.252 | 77.604 | 90.647 | 102.977 | 116.178 | 129.738 | 144.353 | 160.739 | 176.136 | 189.302 | 200.56 | 212.139 | 224.564
Hydrogen Evolution | Lct_BB008 | Number | SPEN | Grangemouth A |  | 0.969 | 1.416 | 2.079 | 3.382 | 4.513 | 5.366 | 5.744 | 5.588 | 6.665 | 8.264 | 10.329 | 12.534 | 14.81 | 19.766 | 25.195 | 31.388 | 38.291 | 45.661 | 52.817 | 60.491 | 68.418 | 76.961 | 86.512 | 95.434 | 103.187 | 109.924 | 116.851 | 124.261
Hydrogen Evolution | Lct_BB008 | Number | SPEN | Grangemouth C |  | 0.648 | 0.946 | 1.39 | 2.261 | 3.016 | 3.586 | 3.84 | 3.735 | 4.455 | 5.524 | 6.904 | 8.378 | 9.899 | 13.212 | 16.841 | 20.98 | 25.594 | 30.52 | 35.304 | 40.433 | 45.732 | 51.442 | 57.826 | 63.79 | 68.972 | 73.475 | 78.105 | 83.058
Hydrogen Evolution | Lct_BB008 | Number | SPEN | Haggs Road |  | 1.85 | 2.787 | 4.22 | 6.854 | 9.129 | 10.83 | 11.559 | 11.197 | 13.077 | 15.899 | 19.511 | 23.273 | 27.059 | 34.125 | 41.718 | 50.331 | 59.859 | 69.92 | 79.43 | 89.613 | 100.072 | 111.345 | 123.985 | 135.861 | 146.017 | 154.701 | 163.632 | 173.216
Hydrogen Evolution | Lct_BB008 | Number | SPEN | Hawick |  | 1.218 | 1.835 | 2.778 | 4.512 | 6.009 | 7.129 | 7.609 | 7.371 | 8.608 | 10.466 | 12.843 | 15.32 | 17.812 | 22.463 | 27.461 | 33.131 | 39.403 | 46.026 | 52.286 | 58.989 | 65.874 | 73.294 | 81.615 | 89.432 | 96.117 | 101.833 | 107.713 | 114.021
Hydrogen Evolution | Lct_BB008 | Number | SPEN | Helensburgh |  | 1.398 | 2.08 | 3.111 | 5.048 | 6.714 | 7.951 | 8.467 | 8.174 | 9.559 | 11.637 | 14.298 | 17.075 | 19.875 | 25.226 | 30.992 | 37.538 | 44.787 | 52.454 | 59.715 | 67.491 | 75.485 | 84.101 | 93.757 | 102.85 | 110.648 | 117.335 | 124.213 | 131.589
Hydrogen Evolution | Lct_BB008 | Number | SPEN | Hunterston Farm |  | 0.204 | 0.307 | 0.465 | 0.755 | 1.005 | 1.193 | 1.273 | 1.233 | 1.44 | 1.751 | 2.149 | 2.563 | 2.98 | 3.758 | 4.594 | 5.543 | 6.592 | 7.7 | 8.747 | 9.868 | 11.02 | 12.262 | 13.654 | 14.961 | 16.08 | 17.036 | 18.02 | 19.075
Hydrogen Evolution | Lct_BB008 | Number | SPEN | Inverkeithing |  | 1.995 | 2.967 | 4.438 | 7.201 | 9.578 | 11.343 | 12.078 | 11.661 | 13.637 | 16.601 | 20.397 | 24.359 | 28.352 | 35.987 | 44.212 | 53.551 | 63.892 | 74.828 | 85.187 | 96.28 | 107.684 | 119.974 | 133.75 | 146.722 | 157.846 | 167.386 | 177.197 | 187.719
Hydrogen Evolution | Lct_BB008 | Number | SPEN | Johnstone |  | 2.202 | 3.317 | 5.021 | 8.156 | 10.863 | 12.887 | 13.756 | 13.325 | 15.561 | 18.92 | 23.218 | 27.695 | 32.2 | 40.608 | 49.644 | 59.894 | 71.232 | 83.205 | 94.522 | 106.639 | 119.086 | 132.501 | 147.542 | 161.674 | 173.759 | 184.093 | 194.722 | 206.127
Hydrogen Evolution | Lct_BB008 | Number | SPEN | Kaimes |  | 3.285 | 4.948 | 7.49 | 12.167 | 16.205 | 19.224 | 20.52 | 19.877 | 23.213 | 28.224 | 34.634 | 41.314 | 48.034 | 60.576 | 74.056 | 89.346 | 106.259 | 124.119 | 141.001 | 159.076 | 177.644 | 197.655 | 220.093 | 241.174 | 259.202 | 274.617 | 290.472 | 307.485
Hydrogen Evolution | Lct_BB008 | Number | SPEN | Kendoon |  | 0 | 0 | 0 | 0 | 0 | 0 | 0 | 0 | 0 | 0 | 0 | 0 | 0 | 0 | 0 | 0 | 0 | 0 | 0 | 0 | 0 | 0 | 0 | 0 | 0 | 0 | 0 | 0
Hydrogen Evolution | Lct_BB008 | Number | SPEN | Kilbowie 11 |  | 0.416 | 0.616 | 0.916 | 1.486 | 1.977 | 2.342 | 2.494 | 2.408 | 2.833 | 3.468 | 4.282 | 5.139 | 6.009 | 7.838 | 9.827 | 12.091 | 14.608 | 17.286 | 19.864 | 22.627 | 25.476 | 28.546 | 31.982 | 35.224 | 38.031 | 40.461 | 42.96 | 45.634
Hydrogen Evolution | Lct_BB008 | Number | SPEN | Kilbowie 33 |  | 1.051 | 1.555 | 2.312 | 3.752 | 4.991 | 5.911 | 6.296 | 6.08 | 7.152 | 8.754 | 10.811 | 12.974 | 15.171 | 19.787 | 24.808 | 30.525 | 36.88 | 43.639 | 50.148 | 57.124 | 64.316 | 72.068 | 80.742 | 88.926 | 96.012 | 102.146 | 108.455 | 115.208
Hydrogen Evolution | Lct_BB008 | Number | SPEN | Killermont |  | 1.803 | 2.683 | 4.012 | 6.51 | 8.659 | 10.255 | 10.92 | 10.542 | 12.328 | 15.009 | 18.44 | 22.022 | 25.632 | 32.534 | 39.971 | 48.413 | 57.762 | 67.649 | 77.014 | 87.043 | 97.353 | 108.464 | 120.918 | 132.645 | 142.702 | 151.327 | 160.196 | 169.709
Hydrogen Evolution | Lct_BB008 | Number | SPEN | Kilwinning |  | 1.711 | 2.577 | 3.902 | 6.338 | 8.441 | 10.014 | 10.688 | 10.353 | 12.092 | 14.701 | 18.041 | 21.52 | 25.02 | 31.554 | 38.575 | 46.539 | 55.349 | 64.652 | 73.446 | 82.861 | 92.532 | 102.956 | 114.643 | 125.625 | 135.015 | 143.045 | 151.303 | 160.165
Hydrogen Evolution | Lct_BB008 | Number | SPEN | Lesmahagow |  | 0 | 0 | 0 | 0 | 0 | 0 | 0 | 0 | 0 | 0 | 0 | 0 | 0 | 0 | 0 | 0 | 0 | 0 | 0 | 0 | 0 | 0 | 0 | 0 | 0 | 0 | 0 | 0
Hydrogen Evolution | Lct_BB008 | Number | SPEN | Leven |  | 1.76 | 2.619 | 3.916 | 6.355 | 8.453 | 10.01 | 10.659 | 10.29 | 12.034 | 14.65 | 18 | 21.496 | 25.02 | 31.757 | 39.017 | 47.258 | 56.383 | 66.034 | 75.176 | 84.966 | 95.029 | 105.875 | 118.032 | 129.479 | 139.296 | 147.715 | 156.373 | 165.658
Hydrogen Evolution | Lct_BB008 | Number | SPEN | Livingston East |  | 4.629 | 6.973 | 10.556 | 17.147 | 22.838 | 27.093 | 28.919 | 28.012 | 32.715 | 39.776 | 48.811 | 58.224 | 67.694 | 85.371 | 104.367 | 125.916 | 149.752 | 174.922 | 198.714 | 224.188 | 250.355 | 278.557 | 310.179 | 339.89 | 365.296 | 387.021 | 409.365 | 433.342
Hydrogen Evolution | Lct_BB008 | Number | SPEN | Maybole |  | 1.351 | 2.035 | 3.081 | 5.005 | 6.666 | 7.908 | 8.441 | 8.176 | 9.549 | 11.61 | 14.247 | 16.995 | 19.759 | 24.918 | 30.463 | 36.753 | 43.71 | 51.057 | 58.001 | 65.437 | 73.074 | 81.306 | 90.536 | 99.208 | 106.624 | 112.965 | 119.487 | 126.485
Hydrogen Evolution | Lct_BB008 | Number | SPEN | Moffat |  | 0 | 0 | 0 | 0 | 0 | 0 | 0 | 0 | 0 | 0 | 0 | 0 | 0 | 0 | 0 | 0 | 0 | 0 | 0 | 0 | 0 | 0 | 0 | 0 | 0 | 0 | 0 | 0
Hydrogen Evolution | Lct_BB008 | Number | SPEN | Newarthill |  | 5.28 | 7.954 | 12.041 | 19.559 | 26.051 | 30.904 | 32.986 | 31.953 | 37.317 | 45.371 | 55.677 | 66.414 | 77.216 | 97.38 | 119.048 | 143.628 | 170.816 | 199.527 | 226.666 | 255.723 | 285.571 | 317.74 | 353.81 | 387.7 | 416.68 | 441.461 | 466.948 | 494.297
Hydrogen Evolution | Lct_BB008 | Number | SPEN | Newton Stewart |  | 0.806 | 1.214 | 1.837 | 2.984 | 3.975 | 4.715 | 5.033 | 4.875 | 5.694 | 6.923 | 8.495 | 10.134 | 11.782 | 14.858 | 18.165 | 21.915 | 26.064 | 30.444 | 34.585 | 39.019 | 43.573 | 48.482 | 53.985 | 59.156 | 63.578 | 67.359 | 71.248 | 75.421
Hydrogen Evolution | Lct_BB008 | Number | SPEN | Paisley |  | 2.086 | 3.143 | 4.757 | 7.728 | 10.293 | 12.21 | 13.033 | 12.624 | 14.744 | 17.926 | 21.998 | 26.24 | 30.508 | 38.475 | 47.036 | 56.747 | 67.489 | 78.833 | 89.556 | 101.036 | 112.829 | 125.539 | 139.79 | 153.18 | 164.63 | 174.421 | 184.491 | 195.296
Hydrogen Evolution | Lct_BB008 | Number | SPEN | Partick |  | 1.979 | 2.944 | 4.404 | 7.145 | 9.504 | 11.255 | 11.985 | 11.57 | 13.531 | 16.473 | 20.239 | 24.17 | 28.132 | 35.707 | 43.869 | 53.135 | 63.396 | 74.247 | 84.526 | 95.533 | 106.848 | 119.043 | 132.711 | 145.583 | 156.621 | 166.086 | 175.821 | 186.261
Hydrogen Evolution | Lct_BB008 | Number | SPEN | Port Dundas |  | 2.853 | 4.243 | 6.346 | 10.298 | 13.697 | 16.22 | 17.272 | 16.675 | 19.501 | 23.74 | 29.168 | 34.834 | 40.544 | 51.461 | 63.224 | 76.578 | 91.366 | 107.005 | 121.819 | 137.682 | 153.99 | 171.565 | 191.264 | 209.815 | 225.722 | 239.364 | 253.394 | 268.441
Hydrogen Evolution | Lct_BB008 | Number | SPEN | Portobello |  | 6.229 | 9.384 | 14.205 | 23.075 | 30.733 | 36.459 | 38.915 | 37.695 | 44.023 | 53.526 | 65.683 | 78.35 | 91.094 | 114.881 | 140.444 | 169.441 | 201.516 | 235.387 | 267.404 | 301.683 | 336.896 | 374.846 | 417.398 | 457.38 | 491.568 | 520.803 | 550.87 | 583.135
Hydrogen Evolution | Lct_BB008 | Number | SPEN | Ravenscraig |  | 0.114 | 0.172 | 0.26 | 0.422 | 0.562 | 0.667 | 0.712 | 0.689 | 0.805 | 0.979 | 1.201 | 1.433 | 1.666 | 2.101 | 2.568 | 3.098 | 3.685 | 4.304 | 4.889 | 5.516 | 6.16 | 6.854 | 7.632 | 8.363 | 8.988 | 9.523 | 10.072 | 10.662
Hydrogen Evolution | Lct_BB008 | Number | SPEN | Redhouse |  | 1.354 | 2.014 | 3.012 | 4.887 | 6.5 | 7.698 | 8.197 | 7.913 | 9.254 | 11.266 | 13.842 | 16.531 | 19.241 | 24.421 | 30.004 | 36.341 | 43.359 | 50.781 | 57.81 | 65.339 | 73.077 | 81.418 | 90.766 | 99.57 | 107.119 | 113.593 | 120.251 | 127.391
Hydrogen Evolution | Lct_BB008 | Number | SPEN | Saltcoats A |  | 0.549 | 0.76 | 1.056 | 1.72 | 2.298 | 2.738 | 2.94 | 2.871 | 3.466 | 4.345 | 5.484 | 6.715 | 8 | 11.073 | 14.469 | 18.352 | 22.696 | 27.354 | 31.933 | 36.846 | 41.933 | 47.415 | 53.537 | 59.297 | 64.347 | 68.772 | 73.321 | 78.18
Hydrogen Evolution | Lct_BB008 | Number | SPEN | Saltcoats B |  | 0.461 | 0.639 | 0.887 | 1.445 | 1.932 | 2.302 | 2.471 | 2.413 | 2.913 | 3.651 | 4.609 | 5.644 | 6.724 | 9.307 | 12.161 | 15.425 | 19.075 | 22.991 | 26.839 | 30.969 | 35.244 | 39.851 | 44.996 | 49.838 | 54.082 | 57.801 | 61.625 | 65.708
Hydrogen Evolution | Lct_BB008 | Number | SPEN | Shrubhill |  | 4.97 | 7.487 | 11.334 | 18.41 | 24.52 | 29.088 | 31.048 | 30.075 | 35.124 | 42.705 | 52.405 | 62.512 | 72.679 | 91.658 | 112.053 | 135.188 | 160.78 | 187.803 | 213.348 | 240.697 | 268.792 | 299.071 | 333.021 | 364.92 | 392.197 | 415.522 | 439.511 | 465.254
Hydrogen Evolution | Lct_BB008 | Number | SPEN | Sighthill |  | 6.909 | 10.407 | 15.754 | 25.591 | 34.084 | 40.434 | 43.158 | 41.806 | 48.824 | 59.362 | 72.845 | 86.894 | 101.027 | 127.408 | 155.758 | 187.917 | 223.49 | 261.054 | 296.562 | 334.578 | 373.631 | 415.72 | 462.912 | 507.253 | 545.169 | 577.591 | 610.938 | 646.721
Hydrogen Evolution | Lct_BB008 | Number | SPEN | Spango Valley |  | 1.952 | 2.94 | 4.45 | 7.229 | 9.628 | 11.422 | 12.191 | 11.809 | 13.792 | 16.768 | 20.577 | 24.546 | 28.538 | 35.99 | 43.998 | 53.082 | 63.131 | 73.742 | 83.772 | 94.511 | 105.543 | 117.432 | 130.762 | 143.288 | 153.998 | 163.157 | 172.576 | 182.684
Hydrogen Evolution | Lct_BB008 | Number | SPEN | St Andrews Cross |  | 2.479 | 3.735 | 5.654 | 9.184 | 12.232 | 14.511 | 15.489 | 15.003 | 17.522 | 21.304 | 26.143 | 31.185 | 36.257 | 45.725 | 55.899 | 67.44 | 80.207 | 93.688 | 106.431 | 120.075 | 134.09 | 149.195 | 166.132 | 182.045 | 195.652 | 207.288 | 219.256 | 232.098
Hydrogen Evolution | Lct_BB008 | Number | SPEN | Stirling |  | 3.377 | 5.023 | 7.514 | 12.192 | 16.216 | 19.203 | 20.449 | 19.742 | 23.087 | 28.106 | 34.532 | 41.239 | 48 | 60.925 | 74.851 | 90.661 | 108.168 | 126.684 | 144.221 | 163.002 | 182.308 | 203.116 | 226.437 | 248.399 | 267.233 | 283.383 | 299.993 | 317.807
Hydrogen Evolution | Lct_BB008 | Number | SPEN | Strathaven |  | 3.856 | 5.809 | 8.794 | 14.285 | 19.025 | 22.57 | 24.09 | 23.335 | 27.253 | 33.135 | 40.661 | 48.503 | 56.392 | 71.118 | 86.943 | 104.893 | 124.75 | 145.717 | 165.538 | 186.758 | 208.557 | 232.05 | 258.392 | 283.143 | 304.307 | 322.405 | 341.019 | 360.993
Hydrogen Evolution | Lct_BB008 | Number | SPEN | Strathleven |  | 3.441 | 5.119 | 7.656 | 12.423 | 16.523 | 19.567 | 20.836 | 20.116 | 23.525 | 28.639 | 35.187 | 42.022 | 48.911 | 62.081 | 76.271 | 92.381 | 110.22 | 129.087 | 146.957 | 166.094 | 185.766 | 206.969 | 230.732 | 253.111 | 272.302 | 288.758 | 305.683 | 323.835
Hydrogen Evolution | Lct_BB008 | Number | SPEN | Telford Road |  | 1.031 | 1.553 | 2.351 | 3.818 | 5.085 | 6.033 | 6.439 | 6.237 | 7.284 | 8.857 | 10.868 | 12.964 | 15.073 | 19.009 | 23.239 | 28.037 | 33.345 | 38.949 | 44.247 | 49.919 | 55.745 | 62.025 | 69.066 | 75.682 | 81.339 | 86.176 | 91.152 | 96.49
Hydrogen Evolution | Lct_BB008 | Number | SPEN | Tongland |  | 0.466 | 0.702 | 1.063 | 1.726 | 2.299 | 2.728 | 2.912 | 2.82 | 3.294 | 4.005 | 4.914 | 5.862 | 6.816 | 8.595 | 10.508 | 12.678 | 15.078 | 17.612 | 20.007 | 22.572 | 25.207 | 28.046 | 31.23 | 34.221 | 36.779 | 38.967 | 41.216 | 43.63
Hydrogen Evolution | Lct_BB008 | Number | SPEN | West George Street |  | 7.059 | 10.5 | 15.705 | 25.483 | 33.894 | 40.139 | 42.742 | 41.264 | 48.256 | 58.748 | 72.179 | 86.199 | 100.33 | 127.346 | 156.455 | 189.501 | 226.094 | 264.795 | 301.452 | 340.708 | 381.062 | 424.555 | 473.301 | 519.206 | 558.572 | 592.329 | 627.048 | 664.282
Hydrogen Evolution | Lct_BB008 | Number | SPEN | Westfield |  | 0.609 | 0.907 | 1.356 | 2.2 | 2.926 | 3.465 | 3.69 | 3.562 | 4.166 | 5.072 | 6.231 | 7.442 | 8.662 | 10.994 | 13.507 | 16.36 | 19.52 | 22.861 | 26.025 | 29.415 | 32.898 | 36.653 | 40.862 | 44.825 | 48.224 | 51.138 | 54.135 | 57.35
Hydrogen Evolution | Lct_BB008 | Number | SPEN | Whitehouse |  | 4.046 | 6.095 | 9.226 | 14.987 | 19.961 | 23.68 | 25.275 | 24.483 | 28.593 | 34.765 | 42.661 | 50.888 | 59.165 | 74.615 | 91.218 | 110.051 | 130.884 | 152.882 | 173.677 | 195.941 | 218.811 | 243.46 | 271.097 | 297.065 | 319.27 | 338.258 | 357.787 | 378.742
Hydrogen Evolution | Lct_BB008 | Number | SPEN | Wishaw |  | 4 | 6.026 | 9.122 | 14.818 | 19.736 | 23.413 | 24.991 | 24.207 | 28.271 | 34.373 | 42.181 | 50.316 | 58.499 | 73.775 | 90.191 | 108.813 | 129.411 | 151.163 | 171.723 | 193.737 | 216.35 | 240.722 | 268.048 | 293.723 | 315.679 | 334.453 | 353.762 | 374.482
Hydrogen Evolution | Lct_BB008 | Number | SPEN Manweb | Birkenhead |  | 26.912 | 39.039 | 56.954 | 107.121 | 167.07 | 235.574 | 304.939 | 368.494 | 421.178 | 501.474 | 602.975 | 705.159 | 804.206 | 871.658 | 930.702 | 993.124 | 1055.254 | 1110.396 | 1135.326 | 1160.331 | 1180.268 | 1201.747 | 1229.464 | 1263.263 | 1275.67 | 1272.214 | 1268.769 | 1268.208
Hydrogen Evolution | Lct_BB008 | Number | SPEN Manweb | Capenhurst |  | 25.615 | 37.156 | 54.208 | 101.956 | 159.014 | 224.216 | 290.236 | 350.726 | 400.869 | 477.294 | 573.901 | 671.158 | 765.429 | 829.628 | 885.826 | 945.238 | 1004.372 | 1056.855 | 1080.583 | 1104.383 | 1123.359 | 1143.801 | 1170.182 | 1202.351 | 1214.16 | 1210.871 | 1207.592 | 1207.058
Hydrogen Evolution | Lct_BB008 | Number | SPEN Manweb | Carrington |  | 26.362 | 38.038 | 55.194 | 102.842 | 158.999 | 222.366 | 285.641 | 342.693 | 391.259 | 465.345 | 558.929 | 652.948 | 743.869 | 807.727 | 864.057 | 923.789 | 983.533 | 1037.049 | 1063.636 | 1090.571 | 1113.022 | 1137.209 | 1167.629 | 1204.97 | 1222.265 | 1224.574 | 1227.046 | 1232.481
Hydrogen Evolution | Lct_BB008 | Number | SPEN Manweb | Connah's Quay |  | 27.59 | 41.687 | 63.291 | 112.404 | 165.737 | 221.173 | 271.218 | 310.751 | 352.258 | 415.963 | 496.038 | 575.32 | 650.721 | 724.298 | 794.282 | 870.589 | 950.321 | 1027.443 | 1081.604 | 1138.446 | 1192.936 | 1251.656 | 1319.962 | 1384.512 | 1427.553 | 1453.992 | 1481.264 | 1512.84
Hydrogen Evolution | Lct_BB008 | Number | SPEN Manweb | Fiddlers Ferry |  | 35.493 | 51.298 | 74.56 | 138.053 | 212.168 | 295.047 | 376.968 | 449.949 | 510.857 | 604.208 | 721.681 | 838.384 | 949.81 | 1035.29 | 1111.824 | 1193.445 | 1275.843 | 1350.919 | 1393.156 | 1436.486 | 1474.545 | 1515.552 | 1565.611 | 1627.61 | 1663.347 | 1679.171 | 1695.56 | 1716.433
Hydrogen Evolution | Lct_BB008 | Number | SPEN Manweb | Frodsham |  | 33.255 | 48.24 | 70.378 | 132.368 | 206.448 | 291.098 | 376.812 | 455.346 | 520.447 | 619.669 | 745.093 | 871.361 | 993.754 | 1077.103 | 1150.064 | 1227.199 | 1303.972 | 1372.111 | 1402.916 | 1433.815 | 1458.452 | 1484.992 | 1519.243 | 1561.008 | 1576.339 | 1572.069 | 1567.811 | 1567.119
Hydrogen Evolution | Lct_BB008 | Number | SPEN Manweb | Kirkby (_D) |  | 19.349 | 27.964 | 40.645 | 75.258 | 115.66 | 160.841 | 205.498 | 245.283 | 278.486 | 329.375 | 393.414 | 457.033 | 517.775 | 564.373 | 606.094 | 650.589 | 695.507 | 736.434 | 759.459 | 783.079 | 803.827 | 826.181 | 853.47 | 887.268 | 906.749 | 915.375 | 924.31 | 935.688
Hydrogen Evolution | Lct_BB008 | Number | SPEN Manweb | Legacy |  | 37.961 | 57.763 | 88.277 | 153.892 | 222.499 | 290.815 | 348.851 | 390.46 | 442.776 | 523.045 | 623.967 | 723.968 | 819.161 | 913.963 | 1004.61 | 1103.629 | 1207.379 | 1308.192 | 1379.518 | 1454.457 | 1526.578 | 1604.298 | 1694.514 | 1778.524 | 1834.98 | 1870.14 | 1906.404 | 1948.242
Hydrogen Evolution | Lct_BB008 | Number | SPEN Manweb | Lister Drive |  | 59.055 | 85.351 | 124.054 | 229.695 | 353.008 | 490.905 | 627.205 | 748.632 | 849.972 | 1005.292 | 1200.745 | 1394.918 | 1580.31 | 1722.533 | 1849.87 | 1985.674 | 2122.768 | 2247.681 | 2317.957 | 2390.049 | 2453.372 | 2521.601 | 2604.888 | 2708.045 | 2767.504 | 2793.832 | 2821.101 | 2855.829
Hydrogen Evolution | Lct_BB008 | Number | SPEN Manweb | Pentir |  | 16.816 | 25.297 | 38.249 | 70.433 | 107.677 | 148.985 | 189.429 | 225.051 | 255.251 | 301.58 | 359.836 | 417.583 | 472.579 | 528.423 | 582.064 | 640.752 | 702.392 | 762.522 | 803.434 | 846.397 | 887.667 | 932.141 | 983.817 | 1033.792 | 1067.831 | 1089.524 | 1111.892 | 1137.548
Hydrogen Evolution | Lct_BB008 | Number | SPEN Manweb | Rainhill |  | 11.234 | 16.237 | 23.599 | 43.696 | 67.154 | 93.387 | 119.316 | 142.416 | 161.694 | 191.241 | 228.423 | 265.361 | 300.629 | 327.685 | 351.909 | 377.743 | 403.823 | 427.586 | 440.955 | 454.67 | 466.716 | 479.695 | 495.539 | 515.163 | 526.474 | 531.483 | 536.67 | 543.277
Hydrogen Evolution | Lct_BB008 | Number | SPEN Manweb | St. Asaph |  | 3.472 | 5.224 | 7.898 | 14.544 | 22.234 | 30.764 | 39.115 | 46.471 | 52.707 | 62.273 | 74.302 | 86.226 | 97.582 | 109.113 | 120.19 | 132.308 | 145.036 | 157.452 | 165.9 | 174.772 | 183.293 | 192.477 | 203.148 | 213.467 | 220.495 | 224.975 | 229.594 | 234.891
Hydrogen Evolution | Lct_BB008 | Number | SPEN Manweb | Trawsfynydd |  | 23.094 | 35.663 | 55.242 | 96.95 | 141.178 | 185.947 | 224.902 | 253.972 | 288.288 | 340.893 | 407.081 | 472.805 | 535.523 | 601.461 | 665.353 | 735.467 | 809.436 | 882.121 | 934.411 | 989.491 | 1042.985 | 1100.633 | 1167.222 | 1229.102 | 1272.207 | 1300.705 | 1330.079 | 1363.465
Hydrogen Evolution | Lct_BB008 | Number | SPEN Manweb | Wylfa |  | 4.739 | 7.546 | 12.007 | 20.866 | 30.066 | 39.154 | 46.782 | 52.135 | 58.757 | 68.976 | 81.765 | 94.261 | 105.96 | 120.683 | 135.284 | 151.433 | 168.668 | 185.917 | 198.78 | 212.386 | 225.796 | 240.248 | 256.811 | 272.094 | 283.332 | 291.381 | 299.672 | 308.917
Hydrogen Evolution | Lct_BB008 | Number | SPTL | Direct(SPTL) |  | 12.928 | 19.474 | 29.481 | 47.888 | 63.781 | 75.664 | 80.762 | 78.231 | 91.364 | 111.084 | 136.315 | 162.604 | 189.052 | 238.419 | 291.471 | 351.65 | 418.217 | 488.51 | 554.956 | 626.097 | 699.176 | 777.937 | 866.248 | 949.223 | 1020.175 | 1080.848 | 1143.249 | 1210.21
Hydrogen Evolution | Lct_BB008 | Number | SSEN (SHEPD) | Abernethy |  | 1.611 | 2.469 | 3.797 | 6.15 | 8.16 | 9.633 | 10.215 | 9.803 | 11.271 | 13.5 | 16.326 | 19.203 | 22.024 | 26.542 | 31.281 | 36.616 | 42.458 | 48.537 | 54.129 | 60.102 | 66.192 | 72.755 | 80.143 | 87.018 | 92.739 | 97.497 | 102.392 | 107.674
Hydrogen Evolution | Lct_BB008 | Number | SSEN (SHEPD) | Alness |  | 5.093 | 8.164 | 13.064 | 21.117 | 27.952 | 32.894 | 34.729 | 33.119 | 37.357 | 43.891 | 52.074 | 60.084 | 67.603 | 75.903 | 83.94 | 92.759 | 102.06 | 111.194 | 118.68 | 126.592 | 134.372 | 142.755 | 152.376 | 160.865 | 166.925 | 171.085 | 175.37 | 180.197
Hydrogen Evolution | Lct_BB008 | Number | SSEN (SHEPD) | Arbroath |  | 2.761 | 4.231 | 6.507 | 10.538 | 13.983 | 16.508 | 17.505 | 16.799 | 19.315 | 23.134 | 27.978 | 32.907 | 37.742 | 45.484 | 53.604 | 62.748 | 72.759 | 83.176 | 92.758 | 102.994 | 113.43 | 124.677 | 137.337 | 149.118 | 158.923 | 167.076 | 175.464 | 184.516
Hydrogen Evolution | Lct_BB008 | Number | SSEN (SHEPD) | Ardkinglas |  | 0 | 0 | 0 | 0 | 0 | 0 | 0 | 0 | 0 | 0 | 0 | 0 | 0 | 0 | 0 | 0 | 0 | 0 | 0 | 0 | 0 | 0 | 0 | 0 | 0 | 0 | 0 | 0
Hydrogen Evolution | Lct_BB008 | Number | SSEN (SHEPD) | Ardmore |  | 3.485 | 5.438 | 8.503 | 13.749 | 18.207 | 21.437 | 22.649 | 21.622 | 24.601 | 29.157 | 34.899 | 40.629 | 46.126 | 53.09 | 60.095 | 67.879 | 76.242 | 84.701 | 92.066 | 99.897 | 107.751 | 116.215 | 125.826 | 134.447 | 141.145 | 146.298 | 151.602 | 157.422
Hydrogen Evolution | Lct_BB008 | Number | SSEN (SHEPD) | Beauly |  | 2.25 | 3.511 | 5.49 | 8.877 | 11.755 | 13.841 | 14.623 | 13.96 | 15.883 | 18.825 | 22.533 | 26.232 | 29.781 | 34.278 | 38.8 | 43.826 | 49.226 | 54.687 | 59.442 | 64.498 | 69.569 | 75.034 | 81.239 | 86.805 | 91.13 | 94.457 | 97.881 | 101.639
Hydrogen Evolution | Lct_BB008 | Number | SSEN (SHEPD) | Berryburn |  | 0 | 0 | 0 | 0 | 0 | 0 | 0 | 0 | 0 | 0 | 0 | 0 | 0 | 0 | 0 | 0 | 0 | 0 | 0 | 0 | 0 | 0 | 0 | 0 | 0 | 0 | 0 | 0
Hydrogen Evolution | Lct_BB008 | Number | SSEN (SHEPD) | Boat of Garten |  | 3.167 | 4.943 | 7.73 | 12.498 | 16.55 | 19.486 | 20.588 | 19.654 | 22.362 | 26.503 | 31.723 | 36.931 | 41.928 | 48.258 | 54.626 | 61.701 | 69.303 | 76.992 | 83.687 | 90.805 | 97.944 | 105.638 | 114.374 | 122.211 | 128.299 | 132.983 | 137.805 | 143.095
Hydrogen Evolution | Lct_BB008 | Number | SSEN (SHEPD) | Braco West |  | 3.616 | 5.541 | 8.523 | 13.804 | 18.316 | 21.623 | 22.929 | 22.004 | 25.3 | 30.301 | 36.647 | 43.103 | 49.436 | 59.577 | 70.213 | 82.189 | 95.303 | 108.947 | 121.498 | 134.906 | 148.575 | 163.307 | 179.89 | 195.322 | 208.164 | 218.844 | 229.83 | 241.687
Hydrogen Evolution | Lct_BB008 | Number | SSEN (SHEPD) | Bridge of Dun |  | 2.955 | 4.528 | 6.964 | 11.278 | 14.965 | 17.667 | 18.734 | 17.978 | 20.671 | 24.757 | 29.942 | 35.217 | 40.391 | 48.676 | 57.366 | 67.152 | 77.866 | 89.014 | 99.268 | 110.223 | 121.391 | 133.427 | 146.977 | 159.585 | 170.077 | 178.803 | 187.779 | 197.466
Hydrogen Evolution | Lct_BB008 | Number | SSEN (SHEPD) | Broadford-Skye |  | 1.42 | 2.215 | 3.464 | 5.601 | 7.417 | 8.733 | 9.227 | 8.808 | 10.022 | 11.878 | 14.217 | 16.551 | 18.791 | 21.628 | 24.481 | 27.652 | 31.059 | 34.505 | 37.505 | 40.695 | 43.895 | 47.343 | 51.258 | 54.77 | 57.499 | 59.598 | 61.759 | 64.13
Hydrogen Evolution | Lct_BB008 | Number | SSEN (SHEPD) | Brora |  | 1.554 | 2.492 | 3.988 | 6.446 | 8.532 | 10.04 | 10.6 | 10.109 | 11.403 | 13.397 | 15.895 | 18.34 | 20.635 | 23.168 | 25.622 | 28.313 | 31.152 | 33.941 | 36.225 | 38.641 | 41.015 | 43.574 | 46.511 | 49.102 | 50.952 | 52.221 | 53.529 | 55.003
Hydrogen Evolution | Lct_BB008 | Number | SSEN (SHEPD) | Burghmuir |  | 6.871 | 10.529 | 16.194 | 26.228 | 34.801 | 41.085 | 43.566 | 41.808 | 48.071 | 57.574 | 69.63 | 81.898 | 93.931 | 113.199 | 133.408 | 156.164 | 181.081 | 207.005 | 230.853 | 256.328 | 282.3 | 310.291 | 341.801 | 371.121 | 395.521 | 415.814 | 436.689 | 459.217
Hydrogen Evolution | Lct_BB008 | Number | SSEN (SHEPD) | Carradale |  | 2.044 | 3.339 | 5.428 | 8.771 | 11.603 | 13.645 | 14.393 | 13.708 | 15.498 | 18.252 | 21.707 | 25.107 | 28.32 | 31.866 | 35.315 | 39.104 | 43.108 | 47.054 | 50.341 | 53.82 | 57.251 | 60.949 | 65.184 | 68.867 | 71.513 | 73.346 | 75.235 | 77.358
Hydrogen Evolution | Lct_BB008 | Number | SSEN (SHEPD) | Cassley |  | 0.327 | 0.524 | 0.839 | 1.357 | 1.796 | 2.113 | 2.231 | 2.128 | 2.4 | 2.82 | 3.345 | 3.86 | 4.343 | 4.876 | 5.392 | 5.959 | 6.556 | 7.143 | 7.624 | 8.132 | 8.632 | 9.171 | 9.789 | 10.334 | 10.723 | 10.991 | 11.266 | 11.576
Hydrogen Evolution | Lct_BB008 | Number | SSEN (SHEPD) | Ceannacroc |  | 0.372 | 0.581 | 0.908 | 1.469 | 1.945 | 2.29 | 2.42 | 2.31 | 2.628 | 3.115 | 3.729 | 4.341 | 4.928 | 5.672 | 6.42 | 7.252 | 8.145 | 9.049 | 9.836 | 10.673 | 11.512 | 12.416 | 13.443 | 14.364 | 15.079 | 15.63 | 16.197 | 16.818
Hydrogen Evolution | Lct_BB008 | Number | SSEN (SHEPD) | Charleston |  | 0.782 | 1.198 | 1.842 | 2.983 | 3.958 | 4.673 | 4.955 | 4.755 | 5.467 | 6.548 | 7.919 | 9.315 | 10.683 | 12.875 | 15.173 | 17.761 | 20.595 | 23.544 | 26.256 | 29.153 | 32.107 | 35.291 | 38.875 | 42.21 | 44.985 | 47.293 | 49.667 | 52.229
Hydrogen Evolution | Lct_BB008 | Number | SSEN (SHEPD) | Clachan |  | 0.528 | 0.863 | 1.402 | 2.265 | 2.997 | 3.524 | 3.718 | 3.541 | 4.003 | 4.714 | 5.607 | 6.485 | 7.315 | 8.231 | 9.121 | 10.1 | 11.134 | 12.153 | 13.003 | 13.901 | 14.787 | 15.742 | 16.836 | 17.788 | 18.471 | 18.944 | 19.432 | 19.981
Hydrogen Evolution | Lct_BB008 | Number | SSEN (SHEPD) | Clayhills |  | 3.215 | 4.935 | 7.602 | 12.307 | 16.322 | 19.257 | 20.402 | 19.556 | 22.457 | 26.864 | 32.45 | 38.122 | 43.673 | 52.673 | 62.117 | 72.754 | 84.403 | 96.527 | 107.702 | 119.641 | 131.816 | 144.937 | 159.705 | 173.504 | 185.01 | 194.597 | 204.46 | 215.099
Hydrogen Evolution | Lct_BB008 | Number | SSEN (SHEPD) | Coupar Angus |  | 2.629 | 4.028 | 6.195 | 10.034 | 13.313 | 15.717 | 16.666 | 15.994 | 18.39 | 22.025 | 26.638 | 31.331 | 35.934 | 43.305 | 51.036 | 59.742 | 69.274 | 79.191 | 88.314 | 98.06 | 107.996 | 118.704 | 130.758 | 141.975 | 151.31 | 159.073 | 167.059 | 175.677
Hydrogen Evolution | Lct_BB008 | Number | SSEN (SHEPD) | Craigiebuckler |  | 1.592 | 2.443 | 3.764 | 6.093 | 8.081 | 9.534 | 10.101 | 9.682 | 11.118 | 13.3 | 16.065 | 18.874 | 21.622 | 26.077 | 30.753 | 36.019 | 41.786 | 47.789 | 53.321 | 59.232 | 65.259 | 71.756 | 79.067 | 85.899 | 91.595 | 96.342 | 101.224 | 106.491
Hydrogen Evolution | Lct_BB008 | Number | SSEN (SHEPD) | Dallas |  | 0 | 0 | 0 | 0 | 0 | 0 | 0 | 0 | 0 | 0 | 0 | 0 | 0 | 0 | 0 | 0 | 0 | 0 | 0 | 0 | 0 | 0 | 0 | 0 | 0 | 0 | 0 | 0
Hydrogen Evolution | Lct_BB008 | Number | SSEN (SHEPD) | Dounreay |  | 1.513 | 2.426 | 3.881 | 6.274 | 8.305 | 9.773 | 10.318 | 9.84 | 11.099 | 13.04 | 15.471 | 17.851 | 20.085 | 22.551 | 24.939 | 27.559 | 30.322 | 33.036 | 35.26 | 37.611 | 39.922 | 42.413 | 45.272 | 47.794 | 49.594 | 50.83 | 52.103 | 53.537
Hydrogen Evolution | Lct_BB008 | Number | SSEN (SHEPD) | Dudhope |  | 4.638 | 7.106 | 10.93 | 17.701 | 23.487 | 27.728 | 29.402 | 28.216 | 32.443 | 38.857 | 46.993 | 55.273 | 63.394 | 76.398 | 90.037 | 105.395 | 122.211 | 139.708 | 155.802 | 172.995 | 190.524 | 209.415 | 230.681 | 250.469 | 266.937 | 280.632 | 294.721 | 309.925
Hydrogen Evolution | Lct_BB008 | Number | SSEN (SHEPD) | Dunbeath |  | 0 | 0 | 0 | 0 | 0 | 0 | 0 | 0 | 0 | 0 | 0 | 0 | 0 | 0 | 0 | 0 | 0 | 0 | 0 | 0 | 0 | 0 | 0 | 0 | 0 | 0 | 0 | 0
Hydrogen Evolution | Lct_BB008 | Number | SSEN (SHEPD) | Dunoon |  | 2.71 | 4.031 | 6.03 | 9.784 | 13.013 | 15.411 | 16.41 | 15.843 | 18.528 | 22.555 | 27.712 | 33.095 | 38.521 | 48.893 | 60.069 | 72.757 | 86.806 | 101.665 | 115.739 | 130.811 | 146.305 | 163.003 | 181.719 | 199.343 | 214.457 | 227.418 | 240.748 | 255.044
Hydrogen Evolution | Lct_BB008 | Number | SSEN (SHEPD) | Dunvegan |  | 0.766 | 1.196 | 1.87 | 3.023 | 4.003 | 4.713 | 4.98 | 4.754 | 5.409 | 6.411 | 7.673 | 8.933 | 10.141 | 11.673 | 13.213 | 14.924 | 16.763 | 18.622 | 20.242 | 21.963 | 23.69 | 25.551 | 27.664 | 29.56 | 31.032 | 32.165 | 33.331 | 34.611
Hydrogen Evolution | Lct_BB008 | Number | SSEN (SHEPD) | Dyce |  | 3.152 | 4.838 | 7.453 | 12.065 | 16.001 | 18.879 | 20.002 | 19.172 | 22.016 | 26.336 | 31.813 | 37.374 | 42.816 | 51.639 | 60.898 | 71.326 | 82.746 | 94.632 | 105.588 | 117.292 | 129.228 | 142.092 | 156.57 | 170.099 | 181.378 | 190.778 | 200.447 | 210.877
Hydrogen Evolution | Lct_BB008 | Number | SSEN (SHEPD) | Elgin |  | 5.287 | 8.252 | 12.903 | 20.864 | 27.627 | 32.529 | 34.368 | 32.81 | 37.329 | 44.243 | 52.957 | 61.65 | 69.992 | 80.56 | 91.189 | 103 | 115.691 | 128.526 | 139.703 | 151.584 | 163.503 | 176.347 | 190.93 | 204.012 | 214.176 | 221.995 | 230.043 | 238.874
Hydrogen Evolution | Lct_BB008 | Number | SSEN (SHEPD) | Fasnakyle |  | 0.176 | 0.274 | 0.429 | 0.693 | 0.918 | 1.081 | 1.142 | 1.09 | 1.24 | 1.47 | 1.759 | 2.048 | 2.325 | 2.676 | 3.03 | 3.422 | 3.844 | 4.27 | 4.641 | 5.036 | 5.432 | 5.859 | 6.343 | 6.778 | 7.115 | 7.375 | 7.643 | 7.936
Hydrogen Evolution | Lct_BB008 | Number | SSEN (SHEPD) | Fetteresso |  | 0 | 0 | 0 | 0 | 0 | 0 | 0 | 0 | 0 | 0 | 0 | 0 | 0 | 0 | 0 | 0 | 0 | 0 | 0 | 0 | 0 | 0 | 0 | 0 | 0 | 0 | 0 | 0
Hydrogen Evolution | Lct_BB008 | Number | SSEN (SHEPD) | Fiddes |  | 1.793 | 2.753 | 4.24 | 6.865 | 9.104 | 10.742 | 11.381 | 10.908 | 12.527 | 14.985 | 18.101 | 21.265 | 24.361 | 29.381 | 34.649 | 40.583 | 47.08 | 53.844 | 60.077 | 66.737 | 73.528 | 80.847 | 89.085 | 96.782 | 103.2 | 108.548 | 114.049 | 119.984
Hydrogen Evolution | Lct_BB008 | Number | SSEN (SHEPD) | Finstown |  | 0 | 0 | 0 | 0 | 0 | 0 | 0 | 0 | 0 | 0 | 0 | 0 | 0 | 0 | 0 | 0 | 0 | 0 | 0 | 0 | 0 | 0 | 0 | 0 | 0 | 0 | 0 | 0
Hydrogen Evolution | Lct_BB008 | Number | SSEN (SHEPD) | Fort Augustus |  | 0.585 | 0.912 | 1.426 | 2.306 | 3.054 | 3.596 | 3.799 | 3.627 | 4.127 | 4.891 | 5.854 | 6.815 | 7.737 | 8.906 | 10.081 | 11.386 | 12.789 | 14.208 | 15.443 | 16.757 | 18.074 | 19.494 | 21.106 | 22.553 | 23.676 | 24.541 | 25.43 | 26.406
Hydrogen Evolution | Lct_BB008 | Number | SSEN (SHEPD) | Fort William |  | 3.908 | 6.099 | 9.536 | 15.419 | 20.418 | 24.04 | 25.4 | 24.248 | 27.588 | 32.698 | 39.138 | 45.563 | 51.728 | 59.538 | 67.393 | 76.122 | 85.502 | 94.987 | 103.247 | 112.028 | 120.837 | 130.329 | 141.107 | 150.775 | 158.287 | 164.065 | 170.013 | 176.54
Hydrogen Evolution | Lct_BB008 | Number | SSEN (SHEPD) | Fraserburgh |  | 1.702 | 2.612 | 4.024 | 6.514 | 8.639 | 10.193 | 10.799 | 10.351 | 11.887 | 14.219 | 17.176 | 20.178 | 23.116 | 27.88 | 32.879 | 38.509 | 44.675 | 51.093 | 57.008 | 63.327 | 69.771 | 76.716 | 84.533 | 91.837 | 97.927 | 103.002 | 108.222 | 113.854
Hydrogen Evolution | Lct_BB008 | Number | SSEN (SHEPD) | Glenfarclas |  | 0 | 0 | 0 | 0 | 0 | 0 | 0 | 0 | 0 | 0 | 0 | 0 | 0 | 0 | 0 | 0 | 0 | 0 | 0 | 0 | 0 | 0 | 0 | 0 | 0 | 0 | 0 | 0
Hydrogen Evolution | Lct_BB008 | Number | SSEN (SHEPD) | Grudie Bridge |  | 2.396 | 3.74 | 5.848 | 9.456 | 12.521 | 14.743 | 15.577 | 14.87 | 16.919 | 20.052 | 24.001 | 27.941 | 31.722 | 36.512 | 41.329 | 46.682 | 52.434 | 58.251 | 63.317 | 68.702 | 74.103 | 79.925 | 86.534 | 92.463 | 97.07 | 100.613 | 104.261 | 108.264
Hydrogen Evolution | Lct_BB008 | Number | SSEN (SHEPD) | Inverness |  | 6.144 | 9.589 | 14.994 | 24.245 | 32.104 | 37.8 | 39.938 | 38.127 | 43.379 | 51.413 | 61.538 | 71.641 | 81.335 | 93.615 | 105.967 | 119.692 | 134.439 | 149.354 | 162.342 | 176.149 | 189.998 | 204.924 | 221.871 | 237.073 | 248.883 | 257.969 | 267.322 | 277.584
Hydrogen Evolution | Lct_BB008 | Number | SSEN (SHEPD) | Keith |  | 6.259 | 9.768 | 15.274 | 24.697 | 32.704 | 38.506 | 40.683 | 38.839 | 44.189 | 52.373 | 62.688 | 72.979 | 82.854 | 95.363 | 107.946 | 121.927 | 136.95 | 152.143 | 165.373 | 179.438 | 193.546 | 208.751 | 226.014 | 241.5 | 253.531 | 262.787 | 272.314 | 282.768
Hydrogen Evolution | Lct_BB008 | Number | SSEN (SHEPD) | Killin |  | 1.068 | 1.636 | 2.516 | 4.075 | 5.407 | 6.384 | 6.769 | 6.496 | 7.47 | 8.946 | 10.819 | 12.726 | 14.595 | 17.589 | 20.729 | 24.265 | 28.137 | 32.165 | 35.871 | 39.829 | 43.865 | 48.214 | 53.11 | 57.666 | 61.458 | 64.611 | 67.854 | 71.355
Hydrogen Evolution | Lct_BB008 | Number | SSEN (SHEPD) | Kinlochleven |  | 0.352 | 0.549 | 0.859 | 1.388 | 1.838 | 2.165 | 2.287 | 2.183 | 2.484 | 2.944 | 3.524 | 4.102 | 4.658 | 5.361 | 6.068 | 6.854 | 7.699 | 8.553 | 9.296 | 10.087 | 10.88 | 11.735 | 12.705 | 13.576 | 14.252 | 14.772 | 15.308 | 15.896
Hydrogen Evolution | Lct_BB008 | Number | SSEN (SHEPD) | Kintore |  | 5.948 | 9.129 | 14.064 | 22.769 | 30.197 | 35.627 | 37.746 | 36.179 | 41.548 | 49.7 | 60.035 | 70.529 | 80.798 | 97.448 | 114.922 | 134.6 | 156.152 | 178.583 | 199.258 | 221.345 | 243.87 | 268.145 | 295.468 | 320.997 | 342.283 | 360.021 | 378.267 | 397.95
Hydrogen Evolution | Lct_BB008 | Number | SSEN (SHEPD) | Lairg |  | 0.346 | 0.555 | 0.888 | 1.435 | 1.899 | 2.235 | 2.36 | 2.25 | 2.538 | 2.982 | 3.538 | 4.082 | 4.593 | 5.157 | 5.703 | 6.302 | 6.934 | 7.555 | 8.064 | 8.601 | 9.13 | 9.699 | 10.353 | 10.93 | 11.342 | 11.624 | 11.915 | 12.243
Hydrogen Evolution | Lct_BB008 | Number | SSEN (SHEPD) | Lunanhead |  | 2.818 | 4.317 | 6.641 | 10.755 | 14.27 | 16.847 | 17.864 | 17.144 | 19.712 | 23.609 | 28.552 | 33.583 | 38.517 | 46.418 | 54.705 | 64.036 | 74.253 | 84.884 | 94.663 | 105.109 | 115.759 | 127.237 | 140.157 | 152.18 | 162.186 | 170.507 | 179.067 | 188.305
Hydrogen Evolution | Lct_BB008 | Number | SSEN (SHEPD) | Lyndhurst |  | 1.431 | 2.193 | 3.372 | 5.462 | 7.247 | 8.556 | 9.072 | 8.706 | 10.011 | 11.989 | 14.5 | 17.055 | 19.561 | 23.573 | 27.781 | 32.52 | 37.709 | 43.108 | 48.074 | 53.379 | 58.787 | 64.616 | 71.178 | 77.284 | 82.365 | 86.591 | 90.938 | 95.629
Hydrogen Evolution | Lct_BB008 | Number | SSEN (SHEPD) | Macduff |  | 2.48 | 3.87 | 6.051 | 9.784 | 12.956 | 15.254 | 16.117 | 15.386 | 17.506 | 20.748 | 24.834 | 28.911 | 32.823 | 37.779 | 42.763 | 48.302 | 54.254 | 60.273 | 65.514 | 71.086 | 76.675 | 82.698 | 89.537 | 95.672 | 100.438 | 104.105 | 107.879 | 112.021
Hydrogen Evolution | Lct_BB008 | Number | SSEN (SHEPD) | Milton of Craigie |  | 2.329 | 3.569 | 5.489 | 8.89 | 11.796 | 13.925 | 14.766 | 14.171 | 16.294 | 19.515 | 23.601 | 27.759 | 31.838 | 38.368 | 45.218 | 52.931 | 61.377 | 70.164 | 78.247 | 86.882 | 95.685 | 105.172 | 115.852 | 125.79 | 134.061 | 140.939 | 148.015 | 155.65
Hydrogen Evolution | Lct_BB008 | Number | SSEN (SHEPD) | Mybster |  | 1.542 | 2.472 | 3.956 | 6.394 | 8.463 | 9.96 | 10.515 | 10.028 | 11.311 | 13.29 | 15.767 | 18.193 | 20.469 | 22.982 | 25.416 | 28.086 | 30.902 | 33.668 | 35.935 | 38.33 | 40.686 | 43.224 | 46.137 | 48.708 | 50.543 | 51.802 | 53.1 | 54.561
Hydrogen Evolution | Lct_BB008 | Number | SSEN (SHEPD) | Nairn |  | 3.933 | 6.138 | 9.598 | 15.519 | 20.55 | 24.196 | 25.564 | 24.405 | 27.767 | 32.91 | 39.391 | 45.858 | 52.062 | 59.923 | 67.829 | 76.615 | 86.055 | 95.602 | 103.915 | 112.753 | 121.618 | 131.172 | 142.02 | 151.75 | 159.311 | 165.127 | 171.113 | 177.682
Hydrogen Evolution | Lct_BB008 | Number | SSEN (SHEPD) | Orrin |  | 0 | 0 | 0 | 0 | 0 | 0 | 0 | 0 | 0 | 0 | 0 | 0 | 0 | 0 | 0 | 0 | 0 | 0 | 0 | 0 | 0 | 0 | 0 | 0 | 0 | 0 | 0 | 0
Hydrogen Evolution | Lct_BB008 | Number | SSEN (SHEPD) | Persley |  | 3.558 | 5.461 | 8.412 | 13.619 | 18.062 | 21.31 | 22.578 | 21.641 | 24.852 | 29.728 | 35.91 | 42.187 | 48.33 | 58.289 | 68.741 | 80.512 | 93.403 | 106.82 | 119.187 | 132.398 | 145.871 | 160.392 | 176.735 | 192.006 | 204.738 | 215.348 | 226.262 | 238.035
Hydrogen Evolution | Lct_BB008 | Number | SSEN (SHEPD) | Peterhead Grange |  | 2.633 | 4.042 | 6.227 | 10.081 | 13.37 | 15.774 | 16.712 | 16.018 | 18.395 | 22.005 | 26.581 | 31.227 | 35.774 | 43.145 | 50.882 | 59.594 | 69.136 | 79.068 | 88.221 | 98.001 | 107.973 | 118.721 | 130.818 | 142.122 | 151.546 | 159.399 | 167.478 | 176.193
Hydrogen Evolution | Lct_BB008 | Number | SSEN (SHEPD) | Peterhead Shell |  | 0.606 | 0.93 | 1.433 | 2.319 | 3.076 | 3.629 | 3.845 | 3.685 | 4.232 | 5.062 | 6.115 | 7.184 | 8.23 | 9.926 | 11.706 | 13.71 | 15.905 | 18.19 | 20.296 | 22.546 | 24.84 | 27.313 | 30.096 | 32.696 | 34.864 | 36.671 | 38.53 | 40.535
Hydrogen Evolution | Lct_BB008 | Number | SSEN (SHEPD) | Port Ann |  | 3.108 | 5.079 | 8.256 | 13.339 | 17.647 | 20.752 | 21.89 | 20.847 | 23.569 | 27.758 | 33.012 | 38.184 | 43.069 | 48.463 | 53.707 | 59.47 | 65.559 | 71.56 | 76.56 | 81.85 | 87.069 | 92.692 | 99.134 | 104.735 | 108.758 | 111.547 | 114.419 | 117.648
Hydrogen Evolution | Lct_BB008 | Number | SSEN (SHEPD) | Quoich |  | 0.044 | 0.069 | 0.107 | 0.173 | 0.229 | 0.27 | 0.285 | 0.273 | 0.31 | 0.367 | 0.44 | 0.512 | 0.581 | 0.669 | 0.757 | 0.855 | 0.961 | 1.067 | 1.16 | 1.259 | 1.358 | 1.465 | 1.586 | 1.694 | 1.779 | 1.844 | 1.911 | 1.984
Hydrogen Evolution | Lct_BB008 | Number | SSEN (SHEPD) | Rannoch |  | 0.156 | 0.239 | 0.368 | 0.597 | 0.792 | 0.934 | 0.991 | 0.951 | 1.093 | 1.309 | 1.584 | 1.863 | 2.136 | 2.575 | 3.034 | 3.552 | 4.118 | 4.708 | 5.25 | 5.83 | 6.421 | 7.057 | 7.774 | 8.441 | 8.996 | 9.457 | 9.932 | 10.444
Hydrogen Evolution | Lct_BB008 | Number | SSEN (SHEPD) | Redmoss |  | 4.051 | 6.218 | 9.579 | 15.508 | 20.568 | 24.266 | 25.71 | 24.643 | 28.299 | 33.852 | 40.891 | 48.039 | 55.034 | 66.374 | 78.276 | 91.679 | 106.359 | 121.637 | 135.719 | 150.763 | 166.105 | 182.64 | 201.25 | 218.638 | 233.137 | 245.218 | 257.646 | 271.053
Hydrogen Evolution | Lct_BB008 | Number | SSEN (SHEPD) | Rothienorman |  | 0 | 0 | 0 | 0 | 0 | 0 | 0 | 0 | 0 | 0 | 0 | 0 | 0 | 0 | 0 | 0 | 0 | 0 | 0 | 0 | 0 | 0 | 0 | 0 | 0 | 0 | 0 | 0
Hydrogen Evolution | Lct_BB008 | Number | SSEN (SHEPD) | Shin |  | 0.363 | 0.583 | 0.932 | 1.507 | 1.994 | 2.347 | 2.478 | 2.363 | 2.666 | 3.132 | 3.716 | 4.287 | 4.824 | 5.416 | 5.989 | 6.619 | 7.282 | 7.934 | 8.468 | 9.033 | 9.588 | 10.186 | 10.872 | 11.478 | 11.911 | 12.207 | 12.513 | 12.858
Hydrogen Evolution | Lct_BB008 | Number | SSEN (SHEPD) | Sloy |  | 0.371 | 0.607 | 0.986 | 1.593 | 2.108 | 2.478 | 2.614 | 2.49 | 2.815 | 3.315 | 3.943 | 4.56 | 5.144 | 5.788 | 6.414 | 7.103 | 7.83 | 8.547 | 9.144 | 9.776 | 10.399 | 11.07 | 11.84 | 12.509 | 12.989 | 13.322 | 13.665 | 14.051
Hydrogen Evolution | Lct_BB008 | Number | SSEN (SHEPD) | St Fergus Gas Terminal |  | 0.682 | 1.047 | 1.612 | 2.61 | 3.462 | 4.084 | 4.327 | 4.148 | 4.763 | 5.698 | 6.883 | 8.086 | 9.263 | 11.172 | 13.175 | 15.431 | 17.902 | 20.474 | 22.844 | 25.376 | 27.959 | 30.742 | 33.874 | 36.801 | 39.241 | 41.275 | 43.367 | 45.623
Hydrogen Evolution | Lct_BB008 | Number | SSEN (SHEPD) | Strichen |  | 1.398 | 2.145 | 3.305 | 5.35 | 7.095 | 8.371 | 8.869 | 8.501 | 9.762 | 11.678 | 14.106 | 16.572 | 18.985 | 22.897 | 27.002 | 31.626 | 36.69 | 41.961 | 46.818 | 52.008 | 57.3 | 63.004 | 69.424 | 75.423 | 80.424 | 84.592 | 88.879 | 93.504
Hydrogen Evolution | Lct_BB008 | Number | SSEN (SHEPD) | Tarland |  | 1.584 | 2.432 | 3.746 | 6.065 | 8.044 | 9.49 | 10.055 | 9.638 | 11.068 | 13.239 | 15.992 | 18.788 | 21.523 | 25.959 | 30.613 | 35.855 | 41.596 | 47.572 | 53.079 | 58.963 | 64.963 | 71.429 | 78.708 | 85.508 | 91.179 | 95.904 | 100.764 | 106.008
Hydrogen Evolution | Lct_BB008 | Number | SSEN (SHEPD) | Taynuilt |  | 4.994 | 8.16 | 13.265 | 21.433 | 28.355 | 33.345 | 35.172 | 33.497 | 37.871 | 44.601 | 53.044 | 61.354 | 69.204 | 77.87 | 86.297 | 95.556 | 105.341 | 114.983 | 123.017 | 131.517 | 139.902 | 148.938 | 159.289 | 168.288 | 174.753 | 179.233 | 183.849 | 189.036
Hydrogen Evolution | Lct_BB008 | Number | SSEN (SHEPD) | Thurso |  | 5.981 | 9.588 | 15.342 | 24.8 | 32.826 | 38.629 | 40.784 | 38.894 | 43.871 | 51.545 | 61.154 | 70.562 | 79.391 | 89.138 | 98.577 | 108.934 | 119.856 | 130.584 | 139.375 | 148.666 | 157.802 | 167.648 | 178.946 | 188.916 | 196.033 | 200.917 | 205.95 | 211.618
Hydrogen Evolution | Lct_BB008 | Number | SSEN (SHEPD) | Tummel Bridge |  | 2.102 | 3.22 | 4.953 | 8.021 | 10.644 | 12.565 | 13.324 | 12.787 | 14.702 | 17.609 | 21.296 | 25.048 | 28.728 | 34.621 | 40.802 | 47.761 | 55.382 | 63.311 | 70.604 | 78.396 | 86.339 | 94.9 | 104.537 | 113.504 | 120.967 | 127.173 | 133.558 | 140.447
Hydrogen Evolution | Lct_BB008 | Number | SSEN (SHEPD) | Willowdale |  | 2.896 | 4.445 | 6.847 | 11.085 | 14.702 | 17.345 | 18.377 | 17.614 | 20.228 | 24.197 | 29.229 | 34.338 | 39.338 | 47.444 | 55.951 | 65.532 | 76.024 | 86.945 | 97.011 | 107.765 | 118.731 | 130.549 | 143.852 | 156.281 | 166.645 | 175.28 | 184.164 | 193.747
Hydrogen Evolution | Lct_BB008 | Number | SSEN (SHEPD) | Woodhill |  | 2.768 | 4.249 | 6.546 | 10.597 | 14.055 | 16.582 | 17.569 | 16.839 | 19.338 | 23.132 | 27.943 | 32.827 | 37.607 | 45.357 | 53.489 | 62.649 | 72.68 | 83.12 | 92.743 | 103.023 | 113.507 | 124.806 | 137.523 | 149.405 | 159.313 | 167.569 | 176.061 | 185.223
Hydrogen Evolution | Lct_BB008 | Number | SSEN South | Acton Lane 66kV |  | 4.092 | 5.906 | 8.571 | 15.132 | 22.174 | 29.4 | 35.809 | 40.741 | 46.364 | 54.966 | 65.808 | 76.632 | 87.023 | 95.623 | 103.534 | 112.055 | 120.796 | 128.988 | 134.617 | 140.485 | 145.968 | 151.878 | 158.847 | 166.358 | 171.268 | 174.176 | 177.176 | 180.684
Hydrogen Evolution | Lct_BB008 | Number | SSEN South | Axminster_H |  | 13.638 | 20.07 | 29.708 | 53.149 | 78.96 | 106.19 | 131.261 | 151.636 | 172.145 | 203.581 | 243.138 | 282.427 | 319.931 | 352.476 | 382.641 | 415.23 | 448.802 | 480.51 | 500.951 | 522.236 | 542.052 | 563.406 | 588.644 | 613.22 | 627.987 | 635.286 | 642.835 | 652.123
Hydrogen Evolution | Lct_BB008 | Number | SSEN South | Botley Wood |  | 15.751 | 22.863 | 33.374 | 60.887 | 92.243 | 126.509 | 159.476 | 187.887 | 213.467 | 252.649 | 301.978 | 351.055 | 397.99 | 438.327 | 475.678 | 516.016 | 557.549 | 596.739 | 622.392 | 649.115 | 674.036 | 700.89 | 732.6 | 763.756 | 782.733 | 792.426 | 802.445 | 814.653
Hydrogen Evolution | Lct_BB008 | Number | SSEN South | Bramley |  | 32.932 | 48.503 | 71.847 | 127.762 | 188.63 | 252.064 | 309.534 | 355.17 | 402.867 | 476.033 | 568.042 | 659.266 | 746.162 | 819.647 | 887.174 | 959.895 | 1034.445 | 1104.258 | 1147.352 | 1192.059 | 1233.101 | 1277.326 | 1330 | 1382.206 | 1412.077 | 1425.025 | 1438.44 | 1455.643
Hydrogen Evolution | Lct_BB008 | Number | SSEN South | Chickerell |  | 14.81 | 21.795 | 32.261 | 57.717 | 85.746 | 115.317 | 142.543 | 164.669 | 186.941 | 221.079 | 264.036 | 306.702 | 347.429 | 382.771 | 415.529 | 450.919 | 487.377 | 521.81 | 544.008 | 567.122 | 588.642 | 611.831 | 639.238 | 665.927 | 681.963 | 689.889 | 698.087 | 708.173
Hydrogen Evolution | Lct_BB008 | Number | SSEN South | Cowley |  | 75.337 | 110.025 | 161.616 | 294.044 | 444.278 | 607.707 | 764.081 | 897.899 | 1020.788 | 1208.919 | 1445.881 | 1681.937 | 1908.031 | 2099.201 | 2275.685 | 2466.067 | 2661.756 | 2845.854 | 2963.26 | 3085.355 | 3198.483 | 3320.385 | 3464.842 | 3609.299 | 3696.008 | 3738.757 | 3782.969 | 3837.412
Hydrogen Evolution | Lct_BB008 | Number | SSEN South | Ealing |  | 33.111 | 47.787 | 69.355 | 122.444 | 179.427 | 237.899 | 289.767 | 329.669 | 375.176 | 444.78 | 532.515 | 620.097 | 704.186 | 773.777 | 837.784 | 906.739 | 977.467 | 1043.762 | 1089.311 | 1136.788 | 1181.163 | 1228.982 | 1285.377 | 1346.158 | 1385.885 | 1409.414 | 1433.695 | 1462.078
Hydrogen Evolution | Lct_BB008 | Number | SSEN South | Fawley |  | 18.244 | 26.481 | 38.656 | 70.522 | 106.84 | 146.529 | 184.713 | 217.62 | 247.248 | 292.63 | 349.766 | 406.609 | 460.972 | 507.692 | 550.954 | 597.675 | 645.781 | 691.173 | 720.885 | 751.838 | 780.702 | 811.805 | 848.534 | 884.62 | 906.601 | 917.827 | 929.431 | 943.572
Hydrogen Evolution | Lct_BB008 | Number | SSEN South | Fleet |  | 131.638 | 190.999 | 278.716 | 511.955 | 780.775 | 1077.775 | 1367.256 | 1620.809 | 1846.558 | 2191.537 | 2626.692 | 3062.047 | 3481.079 | 3832.421 | 4157.403 | 4508.225 | 4869.223 | 5209.487 | 5430.866 | 5661.373 | 5875.949 | 6107.172 | 6380.473 | 6648.866 | 6811.036 | 6892.293 | 6976.31 | 7079.271
Hydrogen Evolution | Lct_BB008 | Number | SSEN South | Iver 132kV |  | 30.871 | 44.503 | 64.514 | 120.22 | 185.883 | 259.987 | 333.993 | 400.733 | 457.508 | 544.119 | 653.523 | 763.426 | 869.699 | 961.092 | 1046.51 | 1139.067 | 1234.862 | 1326.057 | 1387.16 | 1450.986 | 1511.114 | 1575.908 | 1651.995 | 1725.448 | 1771.603 | 1796.868 | 1822.963 | 1854.131
Hydrogen Evolution | Lct_BB008 | Number | SSEN South | Iver 66kV |  | 12.197 | 17.583 | 25.49 | 47.499 | 73.443 | 102.722 | 131.962 | 158.331 | 180.763 | 214.984 | 258.209 | 301.632 | 343.622 | 379.731 | 413.48 | 450.05 | 487.899 | 523.93 | 548.072 | 573.29 | 597.047 | 622.647 | 652.71 | 681.731 | 699.967 | 709.949 | 720.259 | 732.574
Hydrogen Evolution | Lct_BB008 | Number | SSEN South | Laleham |  | 17.395 | 25.077 | 36.353 | 67.742 | 104.742 | 146.497 | 188.199 | 225.805 | 257.797 | 306.6 | 368.247 | 430.175 | 490.059 | 541.557 | 589.688 | 641.842 | 695.821 | 747.207 | 781.637 | 817.602 | 851.483 | 887.993 | 930.867 | 972.256 | 998.263 | 1012.5 | 1027.204 | 1044.767
Hydrogen Evolution | Lct_BB008 | Number | SSEN South | Lovedean |  | 67.748 | 98.334 | 143.546 | 261.88 | 396.745 | 544.125 | 685.921 | 808.119 | 918.14 | 1086.663 | 1298.834 | 1509.918 | 1711.789 | 1885.281 | 2045.933 | 2219.428 | 2398.066 | 2566.624 | 2676.96 | 2791.9 | 2899.085 | 3014.587 | 3150.975 | 3284.98 | 3366.604 | 3408.29 | 3451.383 | 3503.892
Hydrogen Evolution | Lct_BB008 | Number | SSEN South | Mannington |  | 107.405 | 158.066 | 233.97 | 418.584 | 621.861 | 836.319 | 1033.772 | 1194.232 | 1355.756 | 1603.339 | 1914.874 | 2224.303 | 2519.667 | 2775.982 | 3013.555 | 3270.211 | 3534.619 | 3784.341 | 3945.326 | 4112.956 | 4269.025 | 4437.202 | 4635.967 | 4829.521 | 4945.82 | 5003.306 | 5062.756 | 5135.907
Hydrogen Evolution | Lct_BB008 | Number | SSEN South | Melksham |  | 65.561 | 97.414 | 145.55 | 261.383 | 389.814 | 526.3 | 653.152 | 757.593 | 859.395 | 1015.543 | 1211.916 | 1406.641 | 1592.163 | 1738.479 | 1870.31 | 2011.241 | 2154.056 | 2285.083 | 2359.063 | 2435.104 | 2502.419 | 2574.951 | 2663.103 | 2758.544 | 2808.795 | 2825.023 | 2841.92 | 2866.016
Hydrogen Evolution | Lct_BB008 | Number | SSEN South | Minety |  | 35.686 | 53.024 | 79.225 | 142.275 | 212.182 | 286.473 | 355.521 | 412.37 | 467.782 | 552.776 | 659.665 | 765.657 | 866.64 | 946.282 | 1018.039 | 1094.75 | 1172.486 | 1243.807 | 1284.075 | 1325.465 | 1362.106 | 1401.586 | 1449.569 | 1501.519 | 1528.871 | 1537.704 | 1546.902 | 1560.018
Hydrogen Evolution | Lct_BB008 | Number | SSEN South | North Hyde |  | 15.494 | 22.336 | 32.379 | 60.338 | 93.294 | 130.486 | 167.629 | 201.125 | 229.62 | 273.089 | 327.998 | 383.158 | 436.496 | 482.365 | 525.236 | 571.689 | 619.768 | 665.538 | 696.206 | 728.239 | 758.417 | 790.937 | 829.125 | 865.99 | 889.155 | 901.835 | 914.932 | 930.575
Hydrogen Evolution | Lct_BB008 | Number | SSEN South | Nursling |  | 52.682 | 76.465 | 111.623 | 203.641 | 308.513 | 423.118 | 533.38 | 628.402 | 713.955 | 845.001 | 1009.987 | 1174.128 | 1331.105 | 1466.014 | 1590.939 | 1725.851 | 1864.761 | 1995.834 | 2081.633 | 2171.011 | 2254.359 | 2344.174 | 2450.231 | 2554.435 | 2617.906 | 2650.322 | 2683.831 | 2724.664
Hydrogen Evolution | Lct_BB008 | Number | UKPN Eastern | Amersham Main |  | 33.413 | 48.168 | 69.826 | 130.119 | 201.189 | 281.394 | 361.494 | 433.729 | 495.179 | 588.921 | 707.333 | 826.285 | 941.309 | 1040.227 | 1132.678 | 1232.856 | 1336.539 | 1435.242 | 1501.377 | 1570.458 | 1635.537 | 1705.665 | 1788.018 | 1867.519 | 1917.474 | 1944.819 | 1973.062 | 2006.798
Hydrogen Evolution | Lct_BB008 | Number | UKPN Eastern | Braintree |  | 46.742 | 69.015 | 102.486 | 180.256 | 263.098 | 347.381 | 421.255 | 477.031 | 539.073 | 634.567 | 754.324 | 872.078 | 983.165 | 1082.917 | 1175.313 | 1275.105 | 1377.872 | 1474.866 | 1537.443 | 1602.597 | 1663.233 | 1728.573 | 1805.813 | 1881.424 | 1926.953 | 1949.577 | 1972.972 | 2001.714
Hydrogen Evolution | Lct_BB008 | Number | UKPN Eastern | Bramford |  | 83.73 | 123.607 | 183.522 | 322.506 | 470.291 | 620.344 | 751.49 | 850.057 | 959.75 | 1128.736 | 1340.509 | 1548.309 | 1743.863 | 1918.96 | 2080.698 | 2255.209 | 2434.642 | 2603.543 | 2713.272 | 2827.487 | 2933.671 | 3048.093 | 3183.433 | 3317.739 | 3399.068 | 3440.033 | 3482.386 | 3534.208
Hydrogen Evolution | Lct_BB008 | Number | UKPN Eastern | Brimsdown |  | 16.894 | 24.842 | 36.741 | 67.748 | 103.706 | 143.669 | 182.891 | 217.535 | 248.231 | 295.078 | 354.233 | 413.602 | 470.948 | 520.152 | 566.073 | 615.806 | 667.238 | 716.132 | 750.438 | 786.323 | 820.31 | 856.934 | 899.818 | 939.65 | 964.604 | 978.177 | 992.197 | 1008.972
Hydrogen Evolution | Lct_BB008 | Number | UKPN Eastern | Burwell Main |  | 62.41 | 90.922 | 133.225 | 236.564 | 348.744 | 465.301 | 570.47 | 653.486 | 739.3 | 871.248 | 1036.86 | 1200.113 | 1354.582 | 1489.946 | 1614.823 | 1749.5 | 1887.875 | 2017.965 | 2101.535 | 2188.457 | 2269.044 | 2355.882 | 2458.752 | 2563.996 | 2628.4 | 2661.651 | 2696.019 | 2737.764
Hydrogen Evolution | Lct_BB008 | Number | UKPN Eastern | Clacton |  | 6.997 | 10.329 | 15.335 | 26.949 | 39.298 | 51.837 | 62.795 | 71.032 | 80.198 | 94.319 | 112.015 | 129.379 | 145.719 | 160.351 | 173.866 | 188.448 | 203.442 | 217.555 | 226.725 | 236.268 | 245.141 | 254.703 | 266.012 | 277.235 | 284.031 | 287.454 | 290.993 | 295.323
Hydrogen Evolution | Lct_BB008 | Number | UKPN Eastern | Eaton Socon |  | 71.605 | 104.317 | 152.853 | 273.333 | 405.878 | 545.583 | 674.056 | 778.284 | 885.853 | 1050.364 | 1257.746 | 1464.834 | 1663.733 | 1818.684 | 1958.846 | 2108.908 | 2261.335 | 2401.774 | 2486.793 | 2574.588 | 2653.758 | 2739.065 | 2841.681 | 2944.612 | 2999.38 | 3017.859 | 3037.085 | 3064.038
Hydrogen Evolution | Lct_BB008 | Number | UKPN Eastern | Elstree |  | 25.32 | 36.501 | 52.914 | 98.603 | 152.46 | 213.239 | 273.938 | 328.677 | 375.244 | 446.281 | 536.013 | 626.154 | 713.319 | 788.278 | 858.337 | 934.251 | 1012.822 | 1087.619 | 1137.735 | 1190.085 | 1239.401 | 1292.544 | 1354.951 | 1415.196 | 1453.051 | 1473.773 | 1495.176 | 1520.74
Hydrogen Evolution | Lct_BB008 | Number | UKPN Eastern | Loudwater |  | 4.777 | 6.887 | 9.984 | 18.604 | 28.766 | 40.234 | 51.687 | 62.015 | 70.801 | 84.204 | 101.135 | 118.143 | 134.589 | 148.732 | 161.951 | 176.274 | 191.099 | 205.212 | 214.668 | 224.545 | 233.85 | 243.877 | 255.652 | 267.019 | 274.161 | 278.071 | 282.109 | 286.933
Hydrogen Evolution | Lct_BB008 | Number | UKPN Eastern | Mill Hill |  | 45.942 | 66.23 | 96.01 | 178.911 | 276.631 | 386.911 | 497.046 | 596.368 | 680.861 | 809.754 | 972.568 | 1136.125 | 1294.281 | 1430.291 | 1557.409 | 1695.152 | 1837.714 | 1973.429 | 2064.363 | 2159.348 | 2248.83 | 2345.256 | 2458.489 | 2567.801 | 2636.488 | 2674.087 | 2712.921 | 2759.306
Hydrogen Evolution | Lct_BB008 | Number | UKPN Eastern | Norwich Main |  | 80.942 | 121.123 | 182.217 | 316.918 | 457.055 | 595.768 | 712.557 | 794.986 | 900.053 | 1061.493 | 1264.233 | 1464.42 | 1654.204 | 1801.741 | 1933.471 | 2073.81 | 2215.242 | 2343.711 | 2417.432 | 2493.085 | 2559.628 | 2631.325 | 2718.78 | 2809.17 | 2853.062 | 2862.114 | 2871.643 | 2888.221
Hydrogen Evolution | Lct_BB008 | Number | UKPN Eastern | Pelham |  | 26.906 | 39.497 | 58.316 | 104.728 | 156.19 | 210.882 | 261.717 | 303.574 | 344.127 | 406.367 | 484.602 | 562.064 | 635.736 | 699.872 | 759.19 | 823.222 | 889.107 | 951.201 | 991.187 | 1032.802 | 1071.476 | 1113.151 | 1162.455 | 1210.828 | 1239.821 | 1254.066 | 1268.797 | 1286.958
Hydrogen Evolution | Lct_BB008 | Number | UKPN Eastern | Rayleigh |  | 58.764 | 85.445 | 124.957 | 224.498 | 334.952 | 452.431 | 561.732 | 651.852 | 740.749 | 876.892 | 1048.321 | 1218.943 | 1382.199 | 1522.23 | 1651.883 | 1791.896 | 1936.051 | 2072.058 | 2162.178 | 2256.102 | 2343.845 | 2438.395 | 2549.935 | 2657.35 | 2722.32 | 2754.957 | 2788.7 | 2830.021
Hydrogen Evolution | Lct_BB008 | Number | UKPN Eastern | Rye House |  | 28.118 | 41.111 | 60.459 | 109.109 | 163.529 | 221.893 | 276.767 | 322.659 | 366.331 | 433.265 | 517.494 | 601.169 | 681.057 | 749.824 | 813.439 | 882.116 | 952.788 | 1019.409 | 1062.739 | 1107.857 | 1149.857 | 1195.116 | 1248.611 | 1300.6 | 1331.775 | 1347.108 | 1362.965 | 1382.507
Hydrogen Evolution | Lct_BB008 | Number | UKPN Eastern | Sheringham Shoal |  | 40.553 | 60.684 | 91.293 | 158.779 | 228.989 | 298.486 | 356.998 | 398.296 | 450.936 | 531.819 | 633.394 | 733.689 | 828.773 | 902.691 | 968.689 | 1039 | 1109.859 | 1174.223 | 1211.158 | 1249.061 | 1282.4 | 1318.321 | 1362.137 | 1407.423 | 1429.414 | 1433.948 | 1438.723 | 1447.028
Hydrogen Evolution | Lct_BB008 | Number | UKPN Eastern | Sundon |  | 49.361 | 71.73 | 104.835 | 188.723 | 282.142 | 381.873 | 475.101 | 552.466 | 628.399 | 744.593 | 890.999 | 1036.997 | 1177.001 | 1296.763 | 1407.776 | 1527.709 | 1651.269 | 1767.974 | 1846.056 | 1927.484 | 2003.726 | 2085.885 | 2182.686 | 2275.193 | 2331.399 | 2359.935 | 2389.436 | 2425.447
Hydrogen Evolution | Lct_BB008 | Number | UKPN Eastern | Tilbury |  | 6.271 | 9.061 | 13.165 | 23.171 | 33.842 | 44.715 | 54.264 | 61.498 | 69.46 | 81.721 | 97.091 | 112.185 | 126.405 | 140.977 | 154.899 | 170.102 | 186.025 | 201.485 | 212.841 | 224.784 | 236.322 | 248.755 | 263.158 | 276.386 | 285.343 | 290.996 | 296.826 | 303.529
Hydrogen Evolution | Lct_BB008 | Number | UKPN Eastern | Tottenham |  | 33.398 | 48.399 | 70.537 | 127.05 | 190.046 | 257.367 | 320.381 | 372.764 | 425.368 | 505.649 | 607.024 | 708.766 | 807.044 | 892.941 | 973.478 | 1060.845 | 1151.427 | 1237.913 | 1299.001 | 1362.97 | 1423.791 | 1489.332 | 1565.913 | 1639.056 | 1686.505 | 1714.206 | 1742.796 | 1776.346
Hydrogen Evolution | Lct_BB008 | Number | UKPN Eastern | Walpole (_A) |  | 35.191 | 52.952 | 80.081 | 139.769 | 202.336 | 264.824 | 318.145 | 356.665 | 403.946 | 476.572 | 567.802 | 657.953 | 743.499 | 811.59 | 872.878 | 938.371 | 1004.699 | 1065.485 | 1100.219 | 1135.933 | 1167.597 | 1201.715 | 1243.145 | 1285.502 | 1306.649 | 1311.882 | 1317.363 | 1326.111
Hydrogen Evolution | Lct_BB008 | Number | UKPN Eastern | Warley |  | 33.678 | 48.245 | 69.483 | 129.763 | 201.054 | 281.752 | 362.618 | 435.832 | 496.272 | 588.674 | 705.187 | 821.631 | 933.574 | 1032.571 | 1125.304 | 1225.869 | 1330.082 | 1429.499 | 1494.306 | 1561.959 | 1625.546 | 1694.067 | 1774.632 | 1851.818 | 1899.59 | 1924.896 | 1951.043 | 1982.568
Hydrogen Evolution | Lct_BB008 | Number | UKPN Eastern | Watford South |  | 36.665 | 52.857 | 76.624 | 142.786 | 220.774 | 308.787 | 396.685 | 475.952 | 543.384 | 646.252 | 776.191 | 906.723 | 1032.945 | 1141.492 | 1242.943 | 1352.873 | 1466.65 | 1574.962 | 1647.535 | 1723.341 | 1794.755 | 1871.711 | 1962.08 | 2049.321 | 2104.138 | 2134.146 | 2165.139 | 2202.158
Hydrogen Evolution | Lct_BB008 | Number | UKPN Eastern | West Thurrock |  | 6.492 | 9.408 | 13.711 | 24.696 | 36.941 | 50.027 | 62.275 | 72.457 | 82.682 | 98.287 | 117.992 | 137.769 | 156.872 | 173.568 | 189.223 | 206.205 | 223.812 | 240.623 | 252.497 | 264.931 | 276.754 | 289.493 | 304.379 | 318.597 | 327.82 | 333.204 | 338.761 | 345.283
Hydrogen Evolution | Lct_BB008 | Number | UKPN Eastern | Wymondley |  | 30.774 | 45.175 | 66.699 | 119.783 | 178.643 | 241.198 | 299.341 | 347.215 | 393.597 | 464.785 | 554.266 | 642.864 | 727.127 | 800.483 | 868.329 | 941.566 | 1016.922 | 1087.942 | 1133.676 | 1181.274 | 1225.508 | 1273.173 | 1329.565 | 1384.892 | 1418.054 | 1434.346 | 1451.195 | 1471.966
Hydrogen Evolution | Lct_BB008 | Number | UKPN London | Acton Lane 22kV |  | 6 | 8.66 | 12.568 | 22.188 | 32.514 | 43.11 | 52.509 | 59.739 | 67.986 | 80.599 | 96.497 | 112.368 | 127.606 | 140.216 | 151.815 | 164.311 | 177.127 | 189.141 | 197.394 | 205.998 | 214.039 | 222.704 | 232.924 | 243.938 | 251.137 | 255.401 | 259.8 | 264.944
Hydrogen Evolution | Lct_BB008 | Number | UKPN London | Barking |  | 10.378 | 15.038 | 21.917 | 39.477 | 59.051 | 79.97 | 99.549 | 115.826 | 132.171 | 157.116 | 188.615 | 220.229 | 250.766 | 277.456 | 302.48 | 329.627 | 357.773 | 384.646 | 403.627 | 423.504 | 442.402 | 462.767 | 486.563 | 509.29 | 524.033 | 532.64 | 541.524 | 551.949
Hydrogen Evolution | Lct_BB008 | Number | UKPN London | Barking West |  | 23.891 | 34.622 | 50.459 | 90.885 | 135.949 | 184.108 | 229.184 | 266.656 | 304.287 | 361.716 | 434.235 | 507.016 | 577.319 | 638.765 | 696.377 | 758.875 | 823.673 | 885.541 | 929.24 | 975 | 1018.508 | 1065.394 | 1120.176 | 1172.499 | 1206.441 | 1226.257 | 1246.709 | 1270.709
Hydrogen Evolution | Lct_BB008 | Number | UKPN London | Beddington (_C) |  | 27.362 | 39.487 | 57.305 | 106.862 | 165.341 | 231.402 | 297.449 | 357.089 | 407.872 | 485.313 | 583.163 | 681.547 | 776.779 | 861.453 | 941.304 | 1028.108 | 1118.391 | 1205.053 | 1264.37 | 1326.48 | 1385.513 | 1449.129 | 1523.473 | 1594.695 | 1640.922 | 1667.937 | 1695.819 | 1728.529
Hydrogen Evolution | Lct_BB008 | Number | UKPN London | Canal Bank |  | 5.421 | 7.824 | 11.355 | 20.047 | 29.377 | 38.951 | 47.443 | 53.976 | 61.427 | 72.823 | 87.187 | 101.527 | 115.295 | 126.689 | 137.168 | 148.458 | 160.038 | 170.893 | 178.35 | 186.124 | 193.389 | 201.218 | 210.452 | 220.403 | 226.908 | 230.76 | 234.735 | 239.382
Hydrogen Evolution | Lct_BB008 | Number | UKPN London | City Road |  | 129.461 | 186.842 | 271.17 | 478.744 | 701.541 | 930.16 | 1132.957 | 1288.971 | 1466.898 | 1739.046 | 2082.077 | 2424.517 | 2753.296 | 3025.387 | 3275.65 | 3545.257 | 3821.794 | 4081.003 | 4259.093 | 4444.725 | 4618.227 | 4805.191 | 5025.69 | 5263.337 | 5418.669 | 5510.665 | 5605.599 | 5716.575
Hydrogen Evolution | Lct_BB008 | Number | UKPN London | Greenford |  | 5.193 | 7.495 | 10.877 | 19.204 | 28.141 | 37.311 | 45.446 | 51.704 | 58.842 | 69.758 | 83.518 | 97.254 | 110.443 | 121.357 | 131.396 | 142.21 | 153.303 | 163.701 | 170.845 | 178.291 | 185.25 | 192.75 | 201.595 | 211.128 | 217.358 | 221.049 | 224.857 | 229.308
Hydrogen Evolution | Lct_BB008 | Number | UKPN London | Hackney 132kV |  | 15.886 | 23.021 | 33.551 | 60.432 | 90.397 | 122.418 | 152.391 | 177.308 | 202.329 | 240.515 | 288.735 | 337.129 | 383.876 | 424.733 | 463.041 | 504.598 | 547.684 | 588.822 | 617.878 | 648.306 | 677.235 | 708.411 | 744.837 | 779.628 | 802.197 | 815.374 | 828.973 | 844.931
Hydrogen Evolution | Lct_BB008 | Number | UKPN London | Hackney 66kV |  | 17.15 | 24.852 | 36.22 | 65.239 | 97.588 | 132.157 | 164.514 | 191.412 | 218.425 | 259.648 | 311.704 | 363.948 | 414.413 | 458.521 | 499.876 | 544.739 | 591.252 | 635.662 | 667.031 | 699.878 | 731.11 | 764.765 | 804.089 | 841.647 | 866.012 | 880.236 | 894.917 | 912.145
Hydrogen Evolution | Lct_BB008 | Number | UKPN London | Hurst |  | 14.917 | 21.528 | 31.241 | 58.259 | 90.14 | 126.155 | 162.162 | 194.677 | 222.362 | 264.581 | 317.927 | 371.564 | 423.482 | 469.644 | 513.178 | 560.501 | 609.721 | 656.967 | 689.306 | 723.166 | 755.35 | 790.032 | 830.562 | 869.391 | 894.593 | 909.321 | 924.522 | 942.354
Hydrogen Evolution | Lct_BB008 | Number | UKPN London | Islington |  | 20.842 | 30.08 | 43.656 | 77.073 | 112.941 | 149.746 | 182.394 | 207.511 | 236.155 | 279.968 | 335.193 | 390.322 | 443.252 | 487.056 | 527.346 | 570.75 | 615.269 | 656.999 | 685.67 | 715.555 | 743.487 | 773.586 | 809.084 | 847.343 | 872.35 | 887.16 | 902.443 | 920.309
Hydrogen Evolution | Lct_BB008 | Number | UKPN London | Littlebrook (_C) |  | 4.959 | 7.157 | 10.386 | 19.368 | 29.967 | 41.94 | 53.911 | 64.72 | 73.924 | 87.96 | 105.695 | 123.527 | 140.787 | 156.133 | 170.606 | 186.339 | 202.702 | 218.409 | 229.16 | 240.417 | 251.116 | 262.646 | 276.121 | 289.029 | 297.408 | 302.304 | 307.357 | 313.286
Hydrogen Evolution | Lct_BB008 | Number | UKPN London | Lodge Road |  | 53.095 | 76.628 | 111.212 | 196.342 | 287.716 | 381.477 | 464.648 | 528.632 | 601.603 | 713.217 | 853.901 | 994.342 | 1129.18 | 1240.77 | 1343.408 | 1453.979 | 1567.392 | 1673.699 | 1746.737 | 1822.868 | 1894.025 | 1970.703 | 2061.134 | 2158.597 | 2222.302 | 2260.031 | 2298.966 | 2344.479
Hydrogen Evolution | Lct_BB008 | Number | UKPN London | New Cross |  | 51.61 | 75.136 | 110.018 | 197.046 | 293.067 | 394.589 | 488.323 | 564.795 | 642.421 | 761.207 | 910.877 | 1060.131 | 1203.255 | 1337.251 | 1464.256 | 1602.564 | 1746.809 | 1885.897 | 1985.338 | 2089.705 | 2189.755 | 2297.571 | 2422.988 | 2549.868 | 2637.698 | 2695.178 | 2754.433 | 2821.948
Hydrogen Evolution | Lct_BB008 | Number | UKPN London | Perivale |  | 3.775 | 5.447 | 7.906 | 13.958 | 20.454 | 27.119 | 33.032 | 37.581 | 42.768 | 50.703 | 60.704 | 70.688 | 80.274 | 88.207 | 95.503 | 103.364 | 111.427 | 118.984 | 124.176 | 129.588 | 134.647 | 140.098 | 146.527 | 153.456 | 157.984 | 160.667 | 163.434 | 166.67
Hydrogen Evolution | Lct_BB008 | Number | UKPN London | Redbridge |  | 12.469 | 18.07 | 26.335 | 47.434 | 70.954 | 96.088 | 119.614 | 139.171 | 158.811 | 188.784 | 226.633 | 264.618 | 301.31 | 333.38 | 363.448 | 396.067 | 429.886 | 462.175 | 484.983 | 508.865 | 531.573 | 556.043 | 584.634 | 611.942 | 629.657 | 640 | 650.674 | 663.2
Hydrogen Evolution | Lct_BB008 | Number | UKPN London | St John's Wood |  | 120.348 | 173.69 | 252.082 | 445.045 | 652.158 | 864.684 | 1053.206 | 1198.238 | 1363.64 | 1616.63 | 1935.515 | 2253.85 | 2559.485 | 2812.423 | 3045.07 | 3295.698 | 3552.769 | 3793.732 | 3959.286 | 4131.85 | 4293.14 | 4466.943 | 4671.921 | 4892.839 | 5037.236 | 5122.757 | 5211.008 | 5314.172
Hydrogen Evolution | Lct_BB008 | Number | UKPN London | Wesley Avenue (Willesden) |  | 1.172 | 1.691 | 2.454 | 4.332 | 6.348 | 8.417 | 10.252 | 11.664 | 13.274 | 15.737 | 18.841 | 21.94 | 24.915 | 27.377 | 29.642 | 32.081 | 34.584 | 36.929 | 38.541 | 40.221 | 41.791 | 43.482 | 45.478 | 47.628 | 49.034 | 49.866 | 50.725 | 51.73
Hydrogen Evolution | Lct_BB008 | Number | UKPN London | West Ham |  | 44.831 | 64.966 | 94.682 | 170.539 | 255.1 | 345.466 | 430.049 | 500.363 | 570.975 | 678.736 | 814.812 | 951.382 | 1083.301 | 1198.601 | 1306.706 | 1423.979 | 1545.568 | 1661.659 | 1743.658 | 1829.524 | 1911.164 | 1999.141 | 2101.935 | 2200.116 | 2263.807 | 2300.991 | 2339.367 | 2384.402
Hydrogen Evolution | Lct_BB008 | Number | UKPN London | Willesden 132kV |  | 38.998 | 56.284 | 81.687 | 144.216 | 211.33 | 280.199 | 341.289 | 388.286 | 441.884 | 523.865 | 627.199 | 730.354 | 829.394 | 911.358 | 986.747 | 1067.962 | 1151.266 | 1229.349 | 1282.996 | 1338.915 | 1391.181 | 1447.501 | 1513.924 | 1585.512 | 1632.303 | 1660.016 | 1688.614 | 1722.044
Hydrogen Evolution | Lct_BB008 | Number | UKPN London | Willesden 66kV |  | 10.265 | 14.814 | 21.501 | 37.959 | 55.624 | 73.751 | 89.83 | 102.2 | 116.308 | 137.886 | 165.084 | 192.236 | 218.304 | 239.878 | 259.721 | 281.098 | 303.024 | 323.576 | 337.696 | 352.415 | 366.172 | 380.996 | 398.479 | 417.321 | 429.637 | 436.931 | 444.459 | 453.258
Hydrogen Evolution | Lct_BB008 | Number | UKPN London | Wimbledon North |  | 15.171 | 22.086 | 32.339 | 57.92 | 86.145 | 115.987 | 143.539 | 166.018 | 188.835 | 223.752 | 267.746 | 311.618 | 353.689 | 393.076 | 430.408 | 471.063 | 513.463 | 554.347 | 583.577 | 614.255 | 643.664 | 675.356 | 712.221 | 749.517 | 775.333 | 792.229 | 809.647 | 829.493
Hydrogen Evolution | Lct_BB008 | Number | UKPN London | Wimbledon South |  | 60.279 | 87.756 | 128.497 | 230.142 | 342.292 | 460.865 | 570.343 | 659.66 | 750.324 | 889.061 | 1063.871 | 1238.194 | 1405.358 | 1561.86 | 1710.196 | 1871.736 | 2040.208 | 2202.659 | 2318.802 | 2440.699 | 2557.553 | 2683.479 | 2829.96 | 2978.152 | 3080.734 | 3147.869 | 3217.076 | 3295.931
Hydrogen Evolution | Lct_BB008 | Number | UKPN South East | Beddington (_J) |  | 65.602 | 94.672 | 137.391 | 256.206 | 396.41 | 554.793 | 713.145 | 856.133 | 977.887 | 1163.554 | 1398.153 | 1634.034 | 1862.355 | 2065.363 | 2256.811 | 2464.926 | 2681.383 | 2889.157 | 3031.372 | 3180.282 | 3321.817 | 3474.338 | 3652.58 | 3823.337 | 3934.167 | 3998.938 | 4065.786 | 4144.21
Hydrogen Evolution | Lct_BB008 | Number | UKPN South East | Bolney |  | 106.353 | 156.044 | 230.282 | 416.198 | 624.706 | 848.918 | 1060.423 | 1238.092 | 1408.873 | 1670.111 | 1999.372 | 2328.007 | 2643.469 | 2912.737 | 3162.405 | 3432.162 | 3710.12 | 3972.729 | 4145.455 | 4325.47 | 4493.629 | 4674.834 | 4888.607 | 5095.761 | 5221.606 | 5285.481 | 5351.514 | 5432.126
Hydrogen Evolution | Lct_BB008 | Number | UKPN South East | Canterbury |  | 16.457 | 24.048 | 35.345 | 64.789 | 98.612 | 135.859 | 172.024 | 203.551 | 231.14 | 273.419 | 326.627 | 379.504 | 430.008 | 474.536 | 515.997 | 560.864 | 607.204 | 651.164 | 680.178 | 710.444 | 738.821 | 769.398 | 805.401 | 840.985 | 863.249 | 875.325 | 887.799 | 902.737
Hydrogen Evolution | Lct_BB008 | Number | UKPN South East | Chessington |  | 48.61 | 70.151 | 101.805 | 189.845 | 293.734 | 411.094 | 528.43 | 634.382 | 724.6 | 862.177 | 1036.011 | 1210.795 | 1379.978 | 1530.404 | 1672.264 | 1826.474 | 1986.865 | 2140.823 | 2246.202 | 2356.542 | 2461.418 | 2574.434 | 2706.508 | 2833.036 | 2915.16 | 2963.154 | 3012.688 | 3070.798
Hydrogen Evolution | Lct_BB008 | Number | UKPN South East | Kemsley |  | 20.407 | 30.161 | 44.833 | 78.449 | 113.879 | 149.487 | 180.155 | 202.658 | 229.318 | 270.303 | 321.752 | 372.492 | 420.527 | 462.421 | 501.038 | 542.672 | 585.43 | 625.595 | 652.689 | 680.922 | 707.281 | 735.684 | 769.202 | 801.198 | 820.37 | 829.782 | 839.516 | 851.519
Hydrogen Evolution | Lct_BB008 | Number | UKPN South East | Kingsnorth |  | 42.582 | 61.993 | 90.773 | 163.52 | 244.632 | 331.334 | 412.513 | 480.025 | 546.592 | 648.361 | 776.687 | 904.935 | 1028.226 | 1132.464 | 1228.993 | 1333.242 | 1440.584 | 1541.877 | 1610.899 | 1682.917 | 1750.483 | 1823.292 | 1908.984 | 1990.41 | 2040.112 | 2065.624 | 2091.993 | 2124.079
Hydrogen Evolution | Lct_BB008 | Number | UKPN South East | Littlebrook (_J) |  | 19.739 | 28.486 | 41.34 | 77.09 | 119.276 | 166.932 | 214.578 | 257.602 | 294.237 | 350.102 | 420.691 | 491.665 | 560.365 | 621.448 | 679.053 | 741.673 | 806.803 | 869.32 | 912.111 | 956.917 | 999.503 | 1045.395 | 1099.026 | 1150.406 | 1183.754 | 1203.242 | 1223.356 | 1246.953
Hydrogen Evolution | Lct_BB008 | Number | UKPN South East | Ninfield |  | 54.003 | 79.234 | 116.93 | 211.333 | 317.206 | 431.054 | 538.45 | 628.665 | 715.382 | 848.031 | 1015.219 | 1182.09 | 1342.272 | 1478.998 | 1605.772 | 1742.746 | 1883.885 | 2017.23 | 2104.935 | 2196.34 | 2281.726 | 2373.737 | 2482.284 | 2587.47 | 2651.371 | 2683.804 | 2717.334 | 2758.266
Hydrogen Evolution | Lct_BB008 | Number | UKPN South East | Northfleet East |  | 32.031 | 46.632 | 68.281 | 123.003 | 184.017 | 249.236 | 310.3 | 361.084 | 411.157 | 487.71 | 584.239 | 680.71 | 773.452 | 851.861 | 924.472 | 1002.89 | 1083.636 | 1159.83 | 1211.75 | 1265.923 | 1316.748 | 1371.516 | 1435.975 | 1497.225 | 1534.612 | 1553.802 | 1573.638 | 1597.774
Hydrogen Evolution | Lct_BB008 | Number | UKPN South East | Richborough |  | 24.743 | 36.157 | 53.143 | 97.413 | 148.266 | 204.268 | 258.643 | 306.046 | 347.526 | 411.093 | 491.094 | 570.596 | 646.53 | 713.479 | 775.817 | 843.276 | 912.95 | 979.046 | 1022.668 | 1068.175 | 1110.839 | 1156.814 | 1210.944 | 1264.447 | 1297.921 | 1316.078 | 1334.833 | 1357.293
Hydrogen Evolution | Lct_BB008 | Number | UKPN South East | Sellindge |  | 34.189 | 50.132 | 73.937 | 130.462 | 191.065 | 253.175 | 308.176 | 350.376 | 395.883 | 465.939 | 553.782 | 640.125 | 721.545 | 791.297 | 855.066 | 923.61 | 993.67 | 1058.941 | 1100.713 | 1144.07 | 1183.945 | 1226.913 | 1278.039 | 1329.715 | 1360.007 | 1374.061 | 1388.606 | 1406.857
Hydrogen Evolution | Lct_BB008 | Number | UKPN South East | West Weybridge |  | 39.597 | 57.143 | 82.928 | 154.643 | 239.27 | 334.868 | 430.447 | 516.754 | 590.244 | 702.31 | 843.912 | 986.288 | 1124.1 | 1246.634 | 1362.19 | 1487.806 | 1618.458 | 1743.868 | 1829.708 | 1919.589 | 2005.018 | 2097.078 | 2204.663 | 2307.73 | 2374.627 | 2413.722 | 2454.071 | 2501.406
Hydrogen Evolution | Lct_BB009 | Number | Electricity North West | Bredbury |  | 2757.016 | 2867.194 | 2979.422 | 3179.432 | 3366.774 | 3546.43 | 3718.72 | 3885.025 | 4032.405 | 4178.058 | 4323.121 | 4469.619 | 4621.491 | 5733.461 | 6934.441 | 8220.763 | 9500.482 | 10758.957 | 12024.409 | 13298.062 | 14579.806 | 15811.657 | 17032.307 | 18269.335 | 19510.647 | 20733.698 | 21937.123 | 23088.268
Hydrogen Evolution | Lct_BB009 | Number | Electricity North West | Harker |  | 2386.008 | 2636.635 | 2906.474 | 3101.003 | 3284.521 | 3461.441 | 3631.969 | 3797.301 | 3944.611 | 4090.306 | 4235.278 | 4380.698 | 4528.604 | 5595.882 | 6741.491 | 7961.914 | 9166.939 | 10342.139 | 11552.014 | 12767.482 | 13989.21 | 15161.399 | 16321.749 | 17497.902 | 18677.043 | 19837.822 | 20979.618 | 22072.094
Hydrogen Evolution | Lct_BB009 | Number | Electricity North West | Heysham (NGET) |  | 1758.226 | 1974.428 | 2207.529 | 2353.251 | 2490.22 | 2621.858 | 2748.347 | 2870.626 | 2979.561 | 3087.13 | 3194.037 | 3301.271 | 3410.602 | 4220.853 | 5092.692 | 6023.729 | 6946.031 | 7848.713 | 8768.989 | 9693.881 | 10623.948 | 11516.785 | 12401.07 | 13297.3 | 14196.152 | 15081.429 | 15952.755 | 16787.195
Hydrogen Evolution | Lct_BB009 | Number | Electricity North West | Hutton |  | 1317.569 | 1468.938 | 1632.297 | 1729.516 | 1819.124 | 1903.718 | 1983.511 | 2059.248 | 2127.723 | 2194.545 | 2260.207 | 2325.34 | 2390.998 | 2972.339 | 3602.554 | 4280.696 | 4958.863 | 5629.204 | 6272.248 | 6914.957 | 7557.754 | 8170.517 | 8773.78 | 9373.889 | 9971.364 | 10554.873 | 11124.29 | 11663.81
Hydrogen Evolution | Lct_BB009 | Number | Electricity North West | Kearsley 132kV |  | 4993.83 | 5483.27 | 6009.444 | 6414.166 | 6794.54 | 7160.291 | 7511.956 | 7852.204 | 8153.002 | 8450.447 | 8746.743 | 9045.674 | 9354.481 | 11599.45 | 14022.249 | 16615.78 | 19193.925 | 21727.012 | 24305.754 | 26905.299 | 29526.017 | 32050.252 | 34556.661 | 37100.289 | 39657.17 | 42181.647 | 44671.443 | 47060.733
Hydrogen Evolution | Lct_BB009 | Number | Electricity North West | Kearsley 33kV |  | 744.256 | 817.199 | 895.618 | 955.935 | 1012.624 | 1067.134 | 1119.545 | 1170.253 | 1215.083 | 1259.413 | 1303.571 | 1348.122 | 1394.145 | 1728.724 | 2089.806 | 2476.333 | 2860.567 | 3238.086 | 3622.409 | 4009.832 | 4400.411 | 4776.61 | 5150.153 | 5529.243 | 5910.308 | 6286.543 | 6657.61 | 7013.698
Hydrogen Evolution | Lct_BB009 | Number | Electricity North West | Kirkby (_G) |  | 758.565 | 814.653 | 874.348 | 941.639 | 1005.172 | 1066.655 | 1126.202 | 1184.277 | 1234.243 | 1284.083 | 1334.254 | 1385.814 | 1440.915 | 1775.495 | 2132.314 | 2509.145 | 2877.852 | 3234.271 | 3621.336 | 4012.57 | 4407.682 | 4789.172 | 5168.541 | 5561.933 | 5958.971 | 6352.696 | 6742.477 | 7118.012
Hydrogen Evolution | Lct_BB009 | Number | Electricity North West | Macclesfield |  | 769.137 | 851.083 | 939.35 | 1010.056 | 1077.949 | 1144.435 | 1209.533 | 1273.601 | 1330.212 | 1386.792 | 1443.658 | 1501.305 | 1560.671 | 1921.29 | 2305.859 | 2712.582 | 3110.496 | 3494.751 | 3915.243 | 4340.389 | 4770.179 | 5185.616 | 5599.297 | 6027.463 | 6459.881 | 6889.061 | 7314.472 | 7725.119
Hydrogen Evolution | Lct_BB009 | Number | Electricity North West | Ormonde |  | 180.191 | 202.349 | 226.238 | 241.172 | 255.21 | 268.7 | 281.664 | 294.195 | 305.36 | 316.384 | 327.34 | 338.33 | 349.535 | 432.573 | 521.923 | 617.34 | 711.862 | 804.374 | 898.688 | 993.475 | 1088.793 | 1180.295 | 1270.921 | 1362.771 | 1454.889 | 1545.617 | 1634.914 | 1720.432
Hydrogen Evolution | Lct_BB009 | Number | Electricity North West | Padiham |  | 2036.541 | 2486.446 | 2977.718 | 3229.855 | 3474.068 | 3715.291 | 3953.533 | 4190.015 | 4393.94 | 4599.166 | 4807.058 | 5020.522 | 5245.493 | 6425.362 | 7671.07 | 8973.469 | 10229.901 | 11425.169 | 12828.544 | 14254.294 | 15701.473 | 17107.676 | 18513.563 | 19995.313 | 21499.735 | 23001.58 | 24498.135 | 25951.345
Hydrogen Evolution | Lct_BB009 | Number | Electricity North West | Penwortham East |  | 1898.58 | 2143.979 | 2409.516 | 2603.325 | 2788.552 | 2969.583 | 3146.593 | 3320.733 | 3471.128 | 3621.821 | 3773.992 | 3930.27 | 4095.988 | 5025.998 | 6010.701 | 7043.085 | 8043.188 | 8999.24 | 10084.762 | 11183.681 | 12295.226 | 13370.568 | 14441.712 | 15559.911 | 16690.816 | 17814.889 | 18930.221 | 20007.682
Hydrogen Evolution | Lct_BB009 | Number | Electricity North West | Penwortham West |  | 1647.303 | 1860.224 | 2090.617 | 2258.776 | 2419.488 | 2576.56 | 2730.143 | 2881.235 | 3011.725 | 3142.474 | 3274.506 | 3410.1 | 3553.885 | 4360.809 | 5215.187 | 6110.935 | 6978.675 | 7808.193 | 8750.047 | 9703.524 | 10667.956 | 11600.978 | 12530.356 | 13500.562 | 14481.792 | 15457.094 | 16424.812 | 17359.671
Hydrogen Evolution | Lct_BB009 | Number | Electricity North West | Robin Rigg |  | 25.096 | 27.732 | 30.57 | 32.616 | 34.547 | 36.408 | 38.201 | 39.94 | 41.49 | 43.022 | 44.547 | 46.076 | 47.632 | 58.858 | 70.907 | 83.744 | 96.418 | 108.779 | 121.505 | 134.289 | 147.139 | 159.468 | 171.673 | 184.044 | 196.446 | 208.655 | 220.665 | 232.155
Hydrogen Evolution | Lct_BB009 | Number | Electricity North West | Rochdale |  | 1663.89 | 1826.966 | 2002.282 | 2137.131 | 2263.867 | 2385.732 | 2502.903 | 2616.27 | 2716.492 | 2815.598 | 2914.321 | 3013.921 | 3116.812 | 3864.812 | 4672.062 | 5536.199 | 6395.209 | 7239.206 | 8098.415 | 8964.556 | 9837.75 | 10678.798 | 11513.907 | 12361.416 | 13213.342 | 14054.47 | 14884.043 | 15680.129
Hydrogen Evolution | Lct_BB009 | Number | Electricity North West | South Manchester |  | 7764.783 | 8075.086 | 8391.162 | 8954.463 | 9482.09 | 9988.067 | 10473.301 | 10941.677 | 11356.754 | 11766.968 | 12175.517 | 12588.11 | 13015.841 | 16147.561 | 19529.967 | 23152.73 | 26756.894 | 30301.229 | 33865.212 | 37452.294 | 41062.163 | 44531.513 | 47969.317 | 51453.25 | 54949.248 | 58393.814 | 61783.105 | 65025.16
Hydrogen Evolution | Lct_BB009 | Number | Electricity North West | Stalybridge |  | 1379.044 | 1431.362 | 1484.974 | 1619.649 | 1751.906 | 1883.966 | 2015.722 | 2147.68 | 2262.148 | 2377.911 | 2495.583 | 2616.37 | 2742.715 | 3343.253 | 3971.512 | 4622.331 | 5242.112 | 5822.983 | 6548.033 | 7286.272 | 8037.47 | 8769.584 | 9503.561 | 10285.825 | 11082.626 | 11881.017 | 12679.796 | 13459.53
Hydrogen Evolution | Lct_BB009 | Number | Electricity North West | Stanah |  | 831.429 | 938.895 | 1055.179 | 1140.053 | 1221.168 | 1300.445 | 1377.962 | 1454.221 | 1520.083 | 1586.074 | 1652.713 | 1721.151 | 1793.722 | 2200.994 | 2632.217 | 3084.32 | 3522.287 | 3940.963 | 4416.337 | 4897.577 | 5384.347 | 5855.263 | 6324.34 | 6814.024 | 7309.272 | 7801.528 | 8289.956 | 8761.8
Hydrogen Evolution | Lct_BB009 | Number | Electricity North West | Walney 2 |  | 161.802 | 182.716 | 205.345 | 221.862 | 237.648 | 253.076 | 268.161 | 283.002 | 295.819 | 308.661 | 321.63 | 334.948 | 349.071 | 428.329 | 512.248 | 600.231 | 685.462 | 766.94 | 859.451 | 953.104 | 1047.833 | 1139.476 | 1230.762 | 1326.058 | 1422.437 | 1518.233 | 1613.285 | 1705.109
Hydrogen Evolution | Lct_BB009 | Number | Electricity North West | Washway Farm |  | 535.545 | 575.143 | 617.287 | 664.795 | 709.649 | 753.056 | 795.095 | 836.096 | 871.372 | 906.559 | 941.98 | 978.381 | 1017.282 | 1253.495 | 1505.408 | 1771.45 | 2031.756 | 2283.387 | 2556.654 | 2832.864 | 3111.812 | 3381.143 | 3648.977 | 3926.71 | 4207.018 | 4484.987 | 4760.172 | 5025.298
Hydrogen Evolution | Lct_BB009 | Number | Electricity North West | Whitegate |  | 2395.109 | 2629.851 | 2882.211 | 3076.321 | 3258.754 | 3434.173 | 3602.837 | 3766.024 | 3910.291 | 4052.949 | 4195.057 | 4338.428 | 4486.537 | 5563.254 | 6725.262 | 7969.154 | 9205.668 | 10420.571 | 11657.371 | 12904.148 | 14161.08 | 15371.738 | 16573.846 | 17793.804 | 19020.119 | 20230.892 | 21425.033 | 22570.969
Hydrogen Evolution | Lct_BB009 | Number | IDNO - Refer to Comment Field | Tynemouth 2 |  | 642.153 | 692.096 | 745.307 | 795.681 | 842.79 | 887.919 | 931.157 | 972.862 | 1009.654 | 1046.006 | 1082.208 | 1118.804 | 1156.835 | 1433.748 | 1732.277 | 2051.433 | 2368.273 | 2679.18 | 2996.597 | 3316.491 | 3638.878 | 3949.265 | 4257.332 | 4568.51 | 4881.025 | 5189.255 | 5492.91 | 5783.889 | Note: TYNE2 is operated by an IDNO allocated to GSP Group/licence area F
Hydrogen Evolution | Lct_BB009 | Number | NGED East Midlands | Berkswell |  | 3379.37 | 3674.376 | 3989.941 | 4296.567 | 4589.35 | 4875.046 | 5153.89 | 5427.653 | 5666.967 | 5906.251 | 6147.239 | 6393.459 | 6652.036 | 8179.558 | 9803.905 | 11515.301 | 13182.962 | 14787.106 | 16546.674 | 18322.832 | 20114.603 | 21842.152 | 23558.095 | 25306.758 | 27066.19 | 28804.806 | 30519.807 | 32164.604
Hydrogen Evolution | Lct_BB009 | Number | NGED East Midlands | Bicker Fen |  | 2382.723 | 2496.844 | 2615.671 | 2767.608 | 2907.152 | 3038.43 | 3161.788 | 3278.416 | 3383.798 | 3486.295 | 3586.688 | 3685.939 | 3785.633 | 4711.351 | 5716.638 | 6800.417 | 7886.806 | 8963.307 | 9979.851 | 10994.019 | 12006.699 | 12969.982 | 13916.74 | 14853.974 | 15785.127 | 16692.377 | 17575.883 | 18411.17
Hydrogen Evolution | Lct_BB009 | Number | NGED East Midlands | Chesterfield |  | 4577.175 | 4702.41 | 4826.324 | 5174.281 | 5504.879 | 5825.848 | 6137.489 | 6441.857 | 6709.982 | 6976.796 | 7244.084 | 7514.949 | 7795.369 | 9627.376 | 11591.259 | 13679.146 | 15736.505 | 17739.102 | 19865.2 | 22012.892 | 24182.304 | 26277.057 | 28361.308 | 30506.314 | 32669.76 | 34813.922 | 36936.6 | 38982.941
Hydrogen Evolution | Lct_BB009 | Number | NGED East Midlands | Coventry |  | 2951.15 | 3208.774 | 3484.352 | 3752.124 | 4007.807 | 4257.3 | 4500.811 | 4739.883 | 4948.872 | 5157.835 | 5368.286 | 5583.306 | 5809.118 | 7143.078 | 8561.595 | 10056.13 | 11512.472 | 12913.345 | 14449.948 | 16001.038 | 17565.764 | 19074.405 | 20572.911 | 22099.991 | 23636.474 | 25154.78 | 26652.464 | 28088.839
Hydrogen Evolution | Lct_BB009 | Number | NGED East Midlands | Drakelow |  | 1072.74 | 1176.801 | 1288.53 | 1381.559 | 1470.086 | 1556.147 | 1639.804 | 1721.595 | 1793.587 | 1865.272 | 1937.144 | 2010.096 | 2085.89 | 2573.496 | 3095.275 | 3648.872 | 4192.988 | 4721.195 | 5280.332 | 5843.954 | 6411.952 | 6958.827 | 7501.53 | 8052.372 | 8605.888 | 9152.112 | 9690.383 | 10206.209
Hydrogen Evolution | Lct_BB009 | Number | NGED East Midlands | East Claydon (_B) |  | 2549.929 | 2791.185 | 3050.218 | 3254.252 | 3446.476 | 3631.595 | 3809.849 | 3982.518 | 4136.751 | 4289.305 | 4441.146 | 4593.626 | 4749.179 | 5877.269 | 7091.217 | 8387.502 | 9671.391 | 10927.675 | 12209.481 | 13498.241 | 14794.419 | 16039.083 | 17271.845 | 18495.65 | 19719.81 | 20921.693 | 22100.376 | 23223.555
Hydrogen Evolution | Lct_BB009 | Number | NGED East Midlands | Enderby |  | 5591.064 | 5646.928 | 5691.241 | 6063.474 | 6412.191 | 6746.428 | 7066.723 | 7375.575 | 7651.33 | 7923.428 | 8193.829 | 8465.634 | 8744.702 | 10862.913 | 13156.158 | 15619.096 | 18076.979 | 20501.527 | 22921.007 | 25357.201 | 27810.456 | 30170.017 | 32510.012 | 34870.236 | 37238.586 | 39572.19 | 41868.927 | 44067.118
Hydrogen Evolution | Lct_BB009 | Number | NGED East Midlands | Grendon |  | 4597.371 | 4895.058 | 5209.607 | 5629.421 | 6032.298 | 6427.227 | 6814.459 | 7196.312 | 7528.791 | 7862.284 | 8199.163 | 8544.456 | 8908.34 | 10905.946 | 13012.492 | 15212.366 | 17331.566 | 19344.468 | 21657.628 | 23994.865 | 26354.898 | 28633.061 | 30898.288 | 33218.458 | 35556.277 | 37870.28 | 40156.885 | 42354.968
Hydrogen Evolution | Lct_BB009 | Number | NGED East Midlands | Ratcliffe |  | 4187.005 | 4316.775 | 4447.294 | 4747.087 | 5027.107 | 5295.1 | 5551.615 | 5798.813 | 6017.066 | 6232.699 | 6447.546 | 6665.146 | 6892.489 | 8553.013 | 10346.736 | 12267.685 | 14179.084 | 16059.348 | 17951.408 | 19856.705 | 21774.767 | 23619.022 | 25447.103 | 27300.783 | 29161.536 | 30995.634 | 32800.994 | 34528.811
Hydrogen Evolution | Lct_BB009 | Number | NGED East Midlands | Staythorpe |  | 1469.925 | 1645.365 | 1835.601 | 1963.134 | 2081.639 | 2194.688 | 2302.586 | 2406.343 | 2497.265 | 2587.197 | 2677.048 | 2768.841 | 2866.661 | 3540.666 | 4262.54 | 5028.366 | 5781.96 | 6514.871 | 7268.327 | 8024.543 | 8782.965 | 9508.774 | 10225.115 | 10954.617 | 11684.885 | 12402.355 | 13106.06 | 13776.357
Hydrogen Evolution | Lct_BB009 | Number | NGED East Midlands | Stoke Bardolph |  | 3230.788 | 3330.921 | 3431.633 | 3662.96 | 3879.03 | 4085.819 | 4283.752 | 4474.496 | 4642.905 | 4809.292 | 4975.072 | 5142.978 | 5318.401 | 6599.699 | 7983.776 | 9466.023 | 10940.902 | 12391.757 | 13851.713 | 15321.883 | 16801.904 | 18224.972 | 19635.561 | 21065.903 | 22501.702 | 23916.934 | 25309.99 | 26643.213
Hydrogen Evolution | Lct_BB009 | Number | NGED East Midlands | Walpole (_B) |  | 2426.436 | 2690.101 | 2974.159 | 3153.913 | 3320.302 | 3477.979 | 3627.292 | 3769.563 | 3897.453 | 4022.494 | 4145.59 | 4267.902 | 4391.4 | 5455.3 | 6607.287 | 7845.51 | 9082.113 | 10302.75 | 11480.417 | 12657.461 | 13834.787 | 14957.201 | 16062.415 | 17160.118 | 18252.895 | 19320.071 | 20361.621 | 21348.91
Hydrogen Evolution | Lct_BB009 | Number | NGED East Midlands | West Burton |  | 1582.919 | 1688.437 | 1800.164 | 1937.271 | 2069.108 | 2198.391 | 2325.138 | 2450.037 | 2559.664 | 2669.325 | 2779.685 | 2891.902 | 3008.261 | 3700.691 | 4437.953 | 5216.263 | 5976.144 | 6708.402 | 7512.97 | 8325.996 | 9147.383 | 9940.716 | 10730.141 | 11547.611 | 12372.822 | 13191.427 | 14002.399 | 14784.685
Hydrogen Evolution | Lct_BB009 | Number | NGED East Midlands | Willington |  | 2880.691 | 3132.164 | 3401.163 | 3662.541 | 3912.12 | 4155.657 | 4393.354 | 4626.718 | 4830.718 | 5034.692 | 5240.118 | 5450.004 | 5670.425 | 6972.537 | 8357.186 | 9816.039 | 11237.611 | 12605.038 | 14104.954 | 15619.013 | 17146.38 | 18619.002 | 20081.731 | 21572.352 | 23072.152 | 24554.208 | 26016.134 | 27418.216
Hydrogen Evolution | Lct_BB009 | Number | NGED South Wales | Aberthaw |  | 599.709 | 604.407 | 607.533 | 652.68 | 692.801 | 729.819 | 763.995 | 795.906 | 821.334 | 846.389 | 871.772 | 899.631 | 934.636 | 1253.873 | 1629.9 | 2063.905 | 2536.7 | 3044.85 | 3554.161 | 4099.804 | 4680.204 | 5276.689 | 5899.564 | 6515.156 | 7156.748 | 7815.401 | 8488.624 | 9161.19
Hydrogen Evolution | Lct_BB009 | Number | NGED South Wales | Alpha Steel (Uskmouth) |  | 1.846 | 1.86 | 1.87 | 2.009 | 2.133 | 2.246 | 2.352 | 2.45 | 2.528 | 2.605 | 2.683 | 2.769 | 2.877 | 3.86 | 5.017 | 6.353 | 7.808 | 9.373 | 10.94 | 12.62 | 14.406 | 16.242 | 18.16 | 20.055 | 22.03 | 24.057 | 26.129 | 28.2
Hydrogen Evolution | Lct_BB009 | Number | NGED South Wales | Cardiff East |  | 402.768 | 405.924 | 408.023 | 438.344 | 465.289 | 490.151 | 513.104 | 534.536 | 551.613 | 568.44 | 585.487 | 604.198 | 627.708 | 842.109 | 1094.651 | 1386.132 | 1703.664 | 2044.941 | 2386.997 | 2753.455 | 3143.255 | 3543.858 | 3962.185 | 4375.621 | 4806.518 | 5248.873 | 5701.014 | 6152.714
Hydrogen Evolution | Lct_BB009 | Number | NGED South Wales | Grange |  | 39.897 | 45.479 | 51.525 | 54.96 | 58.174 | 61.254 | 64.205 | 67.052 | 69.517 | 71.958 | 74.408 | 76.946 | 79.748 | 112.044 | 151.442 | 198.367 | 250.999 | 308.914 | 367.192 | 430.511 | 498.762 | 569.931 | 645.103 | 718.384 | 795.307 | 874.879 | 956.829 | 1039.443
Hydrogen Evolution | Lct_BB009 | Number | NGED South Wales | Imperial Park |  | 65.126 | 72.496 | 80.413 | 85.665 | 90.398 | 94.8 | 98.893 | 102.734 | 105.96 | 109.12 | 112.281 | 115.629 | 119.569 | 161.281 | 210.705 | 268.137 | 331.04 | 398.914 | 465.686 | 537.16 | 613.187 | 691.305 | 772.906 | 852.13 | 934.579 | 1019.106 | 1105.448 | 1191.702
Hydrogen Evolution | Lct_BB009 | Number | NGED South Wales | Pembroke |  | 203.215 | 226.214 | 250.917 | 267.306 | 282.072 | 295.809 | 308.582 | 320.565 | 330.631 | 340.491 | 350.355 | 360.802 | 373.098 | 503.252 | 657.472 | 836.679 | 1032.958 | 1244.75 | 1453.101 | 1676.126 | 1913.356 | 2157.111 | 2411.735 | 2658.939 | 2916.208 | 3179.963 | 3449.38 | 3718.524
Hydrogen Evolution | Lct_BB009 | Number | NGED South Wales | Pyle |  | 113.985 | 129.93 | 147.203 | 157.018 | 166.198 | 174.998 | 183.43 | 191.563 | 198.606 | 205.581 | 212.58 | 219.83 | 227.835 | 320.103 | 432.659 | 566.723 | 717.091 | 882.549 | 1049.045 | 1229.945 | 1424.934 | 1628.259 | 1843.021 | 2052.382 | 2272.144 | 2499.477 | 2733.605 | 2969.626
Hydrogen Evolution | Lct_BB009 | Number | NGED South Wales | Rassau |  | 324.961 | 361.74 | 401.242 | 427.449 | 451.062 | 473.03 | 493.454 | 512.616 | 528.712 | 544.481 | 560.253 | 576.96 | 596.622 | 804.751 | 1051.365 | 1337.937 | 1651.807 | 1990.483 | 2323.658 | 2680.299 | 3059.654 | 3449.443 | 3856.613 | 4251.918 | 4663.318 | 5085.089 | 5515.914 | 5946.303
Hydrogen Evolution | Lct_BB009 | Number | NGED South Wales | Swansea North |  | 1209.676 | 1346.585 | 1493.632 | 1591.191 | 1679.091 | 1760.865 | 1836.896 | 1908.227 | 1968.145 | 2026.843 | 2085.556 | 2147.747 | 2220.94 | 2995.706 | 3913.732 | 4980.503 | 6148.89 | 7409.622 | 8649.874 | 9977.478 | 11389.637 | 12840.636 | 14356.335 | 15827.869 | 17359.315 | 18929.367 | 20533.125 | 22135.258
Hydrogen Evolution | Lct_BB009 | Number | NGED South Wales | Upper Boat 132kV |  | 633.663 | 638.627 | 641.93 | 689.633 | 732.025 | 771.139 | 807.25 | 840.968 | 867.836 | 894.309 | 921.128 | 950.565 | 987.552 | 1324.863 | 1722.179 | 2180.757 | 2680.32 | 3217.24 | 3755.386 | 4331.922 | 4945.182 | 5575.439 | 6233.579 | 6884.024 | 7561.941 | 8257.884 | 8969.223 | 9679.868
Hydrogen Evolution | Lct_BB009 | Number | NGED South Wales | Upper Boat 33kV |  | 126.225 | 127.214 | 127.872 | 137.375 | 145.819 | 153.611 | 160.804 | 167.52 | 172.872 | 178.146 | 183.488 | 189.352 | 196.72 | 263.912 | 343.057 | 434.406 | 533.919 | 640.873 | 748.071 | 862.917 | 985.078 | 1110.625 | 1241.726 | 1371.295 | 1506.335 | 1644.967 | 1786.665 | 1928.225
Hydrogen Evolution | Lct_BB009 | Number | NGED South Wales | Uskmouth |  | 648.168 | 653.246 | 656.624 | 705.419 | 748.781 | 788.791 | 825.729 | 860.218 | 887.701 | 914.78 | 942.214 | 972.324 | 1010.158 | 1355.19 | 1761.601 | 2230.676 | 2741.674 | 3290.885 | 3841.35 | 4431.083 | 5058.381 | 5703.065 | 6376.27 | 7041.604 | 7735.039 | 8446.913 | 9174.535 | 9901.447
Hydrogen Evolution | Lct_BB009 | Number | NGED South West | Abham |  | 4217.944 | 4763.316 | 5353.419 | 5685.786 | 5993.321 | 6284.872 | 6561.15 | 6824.674 | 7061.066 | 7292.763 | 7521.598 | 7750.433 | 7984.537 | 9909.261 | 11989.558 | 14220.49 | 16442.901 | 18631.188 | 20753.259 | 22873.6 | 24993.015 | 27012.055 | 28998.233 | 30952.541 | 32894.195 | 34785.664 | 36626.094 | 38362.909
Hydrogen Evolution | Lct_BB009 | Number | NGED South West | Alverdiscott |  | 2306.397 | 2604.61 | 2927.282 | 3109.022 | 3277.184 | 3436.606 | 3587.677 | 3731.774 | 3861.034 | 3987.727 | 4112.856 | 4237.984 | 4365.993 | 5418.444 | 6555.963 | 7775.85 | 8991.079 | 10187.647 | 11348.008 | 12507.424 | 13666.333 | 14770.356 | 15856.411 | 16925.038 | 17986.746 | 19021.013 | 20027.371 | 20977.073
Hydrogen Evolution | Lct_BB009 | Number | NGED South West | Axminster |  | 918.734 | 1019.98 | 1129.125 | 1203.54 | 1273.437 | 1340.575 | 1405.051 | 1467.349 | 1522.948 | 1577.852 | 1632.426 | 1687.2 | 1743.141 | 2157.479 | 2603.415 | 3079.645 | 3551.424 | 4013.184 | 4478.545 | 4945.32 | 5413.669 | 5862.04 | 6304.969 | 6744.26 | 7182.698 | 7612.051 | 8032.02 | 8430.915
Hydrogen Evolution | Lct_BB009 | Number | NGED South West | Bridgewater |  | 2325.314 | 2663.34 | 3029.865 | 3222.815 | 3402.965 | 3575.062 | 3739.412 | 3897.34 | 4039.025 | 4178.429 | 4316.5 | 4454.539 | 4594.831 | 5686.786 | 6861.912 | 8117.051 | 9360.642 | 10577.99 | 11790.189 | 13002.67 | 14216.152 | 15373.981 | 16514.696 | 17644.985 | 18770.396 | 19869.571 | 20942.198 | 21958.434
Hydrogen Evolution | Lct_BB009 | Number | NGED South West | Exeter |  | 3839.834 | 4336.318 | 4873.522 | 5176.094 | 5456.061 | 5721.476 | 5972.988 | 6212.889 | 6428.089 | 6639.016 | 6847.338 | 7055.659 | 7268.778 | 9020.964 | 10914.776 | 12945.72 | 14968.908 | 16961.03 | 18892.871 | 20823.138 | 22752.562 | 24590.609 | 26398.74 | 28177.857 | 29945.456 | 31667.367 | 33342.815 | 34923.937
Hydrogen Evolution | Lct_BB009 | Number | NGED South West | Indian Queens |  | 5287.468 | 5971.127 | 6710.86 | 7127.503 | 7513.018 | 7878.496 | 8224.829 | 8555.174 | 8851.506 | 9141.953 | 9428.813 | 9715.672 | 10009.137 | 12421.904 | 15029.692 | 17826.31 | 20612.248 | 23355.408 | 26015.562 | 28673.548 | 31330.373 | 33861.37 | 36351.175 | 38801.027 | 41235.017 | 43606.096 | 45913.195 | 48090.407
Hydrogen Evolution | Lct_BB009 | Number | NGED South West | Landulph |  | 1846.566 | 2085.323 | 2343.663 | 2489.169 | 2623.805 | 2751.442 | 2872.393 | 2987.761 | 3091.25 | 3192.685 | 3292.866 | 3393.047 | 3495.535 | 4338.156 | 5248.885 | 6225.561 | 7198.506 | 8156.512 | 9085.529 | 10013.789 | 10941.644 | 11825.556 | 12695.081 | 13550.654 | 14400.687 | 15228.749 | 16034.467 | 16794.825
Hydrogen Evolution | Lct_BB009 | Number | NGED South West | Sandford |  | 695.436 | 710.887 | 725.432 | 780.412 | 832.734 | 883.65 | 933.215 | 981.758 | 1023.94 | 1066.045 | 1108.4 | 1151.68 | 1197.25 | 1474.373 | 1769.79 | 2081.838 | 2386.997 | 2681.705 | 2999.368 | 3319.67 | 3642.474 | 3953.303 | 4261.754 | 4576.098 | 4892.134 | 5204.188 | 5511.869 | 5806.928
Hydrogen Evolution | Lct_BB009 | Number | NGED South West | Seabank |  | 1736.066 | 1774.639 | 1810.95 | 1948.199 | 2078.813 | 2205.921 | 2329.652 | 2450.835 | 2556.136 | 2661.247 | 2766.979 | 2875.022 | 2988.783 | 3680.586 | 4418.055 | 5197.044 | 5958.834 | 6694.536 | 7487.54 | 8287.133 | 9092.973 | 9868.918 | 10638.928 | 11423.647 | 12212.589 | 12991.593 | 13759.68 | 14496.257
Hydrogen Evolution | Lct_BB009 | Number | NGED South West | Taunton |  | 1287.064 | 1437.425 | 1599.765 | 1702.991 | 1799.585 | 1892.05 | 1980.54 | 2065.75 | 2142.202 | 2217.546 | 2292.288 | 2367.141 | 2443.381 | 3023.936 | 3648.708 | 4315.909 | 4976.822 | 5623.629 | 6269.073 | 6915.05 | 7561.809 | 8179.258 | 8787.765 | 9389.584 | 9988.833 | 10574.085 | 11144.99 | 11685.416
Hydrogen Evolution | Lct_BB009 | Number | NGED West Midlands | Bishops Wood |  | 5403.717 | 5927.904 | 6490.718 | 6959.331 | 7405.271 | 7838.784 | 8260.189 | 8672.195 | 9034.842 | 9395.942 | 9757.985 | 10125.466 | 10507.264 | 12963.479 | 15591.841 | 18380.476 | 21121.357 | 23782.094 | 26598.636 | 29437.773 | 32298.953 | 35053.725 | 37787.485 | 40562.247 | 43350.474 | 46101.969 | 48813.407 | 51411.778
Hydrogen Evolution | Lct_BB009 | Number | NGED West Midlands | Bushbury |  | 1645.272 | 1804.872 | 1976.232 | 2118.911 | 2254.687 | 2386.679 | 2514.984 | 2640.428 | 2750.843 | 2860.788 | 2971.019 | 3082.906 | 3199.152 | 3946.997 | 4747.256 | 5596.313 | 6430.831 | 7240.947 | 8098.501 | 8962.934 | 9834.079 | 10672.826 | 11505.176 | 12350.009 | 13198.942 | 14036.691 | 14862.244 | 15653.371
Hydrogen Evolution | Lct_BB009 | Number | NGED West Midlands | Bustleholme |  | 1732.432 | 1883.666 | 2045.441 | 2202.632 | 2352.728 | 2499.19 | 2642.139 | 2782.483 | 2905.167 | 3027.836 | 3151.378 | 3277.603 | 3410.162 | 4193.246 | 5025.966 | 5903.313 | 6758.238 | 7580.601 | 8482.643 | 9393.189 | 10311.74 | 11197.366 | 12077.044 | 12973.495 | 13875.466 | 14766.767 | 15645.961 | 16489.166
Hydrogen Evolution | Lct_BB009 | Number | NGED West Midlands | Cellarhead |  | 3576.269 | 3908.76 | 4265.314 | 4590.44 | 4903.055 | 5209.597 | 5510.119 | 5806.254 | 6066.817 | 6327.485 | 6589.807 | 6856.428 | 7132.522 | 8770.048 | 10512.219 | 12349.902 | 14142.039 | 15866.825 | 17771.009 | 19695.529 | 21640.1 | 23518.592 | 25388.064 | 27314.871 | 29259.008 | 31186.521 | 33094.936 | 34934.42
Hydrogen Evolution | Lct_BB009 | Number | NGED West Midlands | Feckenham |  | 3769.795 | 4098.884 | 4450.907 | 4792.958 | 5119.568 | 5438.27 | 5749.33 | 6054.721 | 6321.683 | 6588.613 | 6857.442 | 7132.108 | 7420.56 | 9124.559 | 10936.57 | 12845.688 | 14706.017 | 16495.491 | 18458.346 | 20439.707 | 22438.485 | 24365.621 | 26279.811 | 28230.501 | 30193.203 | 32132.686 | 34045.824 | 35880.649
Hydrogen Evolution | Lct_BB009 | Number | NGED West Midlands | Hams Hall |  | 1338.936 | 1455.82 | 1580.85 | 1702.338 | 1818.341 | 1931.536 | 2042.017 | 2150.484 | 2245.302 | 2340.109 | 2435.59 | 2533.145 | 2635.596 | 3240.813 | 3884.394 | 4562.464 | 5223.206 | 5858.782 | 6555.938 | 7259.668 | 7969.584 | 8654.054 | 9333.925 | 10026.761 | 10723.864 | 11412.719 | 12092.217 | 12743.901
Hydrogen Evolution | Lct_BB009 | Number | NGED West Midlands | Iron Acton |  | 6505.794 | 7134.184 | 7808.177 | 8392.051 | 8934.663 | 9453.254 | 9949.423 | 10428.045 | 10838.999 | 11247.486 | 11658.478 | 12084.714 | 12552.734 | 15487.789 | 18622.157 | 21933.381 | 25178.626 | 28323.182 | 31621.424 | 34939.047 | 38271.308 | 41466.836 | 44625.021 | 47838.983 | 51059.931 | 54228.123 | 57338.04 | 60302.314
Hydrogen Evolution | Lct_BB009 | Number | NGED West Midlands | Ironbridge |  | 1151.88 | 1258.972 | 1373.815 | 1478.535 | 1579.225 | 1677.959 | 1774.754 | 1870.136 | 1954.061 | 2038.019 | 2122.511 | 2208.387 | 2297.314 | 2824.744 | 3385.88 | 3977.779 | 4555.009 | 5110.545 | 5723.863 | 6343.732 | 6970.059 | 7575.102 | 8177.24 | 8797.845 | 9424.032 | 10044.865 | 10659.546 | 11252.025
Hydrogen Evolution | Lct_BB009 | Number | NGED West Midlands | Kitwell |  | 1778.668 | 1951.208 | 2136.462 | 2290.709 | 2437.493 | 2580.186 | 2718.895 | 2854.509 | 2973.877 | 3092.735 | 3211.904 | 3332.863 | 3458.534 | 4267.013 | 5132.156 | 6050.053 | 6952.232 | 7828.031 | 8755.114 | 9689.634 | 10631.41 | 11538.161 | 12437.996 | 13351.327 | 14269.09 | 15174.762 | 16067.249 | 16922.52
Hydrogen Evolution | Lct_BB009 | Number | NGED West Midlands | Nechells |  | 5874.466 | 6387.285 | 6935.842 | 7468.859 | 7977.815 | 8474.449 | 8959.172 | 9435.063 | 9851.07 | 10267.025 | 10685.942 | 11113.954 | 11563.447 | 14218.787 | 17042.441 | 20017.417 | 22916.365 | 25704.9 | 28763.613 | 31851.165 | 34965.858 | 37968.911 | 40951.79 | 43991.547 | 47050.024 | 50072.316 | 53053.557 | 55912.761
Hydrogen Evolution | Lct_BB009 | Number | NGED West Midlands | Ocker Hill |  | 428.923 | 470.53 | 515.204 | 552.4 | 587.797 | 622.207 | 655.657 | 688.36 | 717.145 | 745.808 | 774.545 | 803.714 | 834.019 | 1028.983 | 1237.61 | 1458.959 | 1676.518 | 1887.716 | 2111.28 | 2336.638 | 2563.745 | 2782.407 | 2999.4 | 3219.649 | 3440.965 | 3659.367 | 3874.588 | 4080.835
Hydrogen Evolution | Lct_BB009 | Number | NGED West Midlands | Oldbury |  | 672.507 | 737.744 | 807.787 | 866.108 | 921.606 | 975.558 | 1028.003 | 1079.278 | 1124.411 | 1169.351 | 1214.408 | 1260.142 | 1307.658 | 1613.34 | 1940.447 | 2287.5 | 2628.61 | 2959.746 | 3310.273 | 3663.611 | 4019.692 | 4362.531 | 4702.755 | 5048.082 | 5395.084 | 5737.515 | 6074.961 | 6398.336
Hydrogen Evolution | Lct_BB009 | Number | NGED West Midlands | Penn |  | 904.815 | 955.403 | 1008.143 | 1098.796 | 1187.84 | 1276.756 | 1365.466 | 1454.303 | 1531.413 | 1609.383 | 1688.63 | 1769.98 | 1855.126 | 2264.884 | 2694.97 | 3141.946 | 3569.44 | 3972.058 | 4463.847 | 4964.258 | 5472.958 | 5968.19 | 6464.083 | 6983.217 | 7510.501 | 8037.099 | 8562.017 | 9071.887
Hydrogen Evolution | Lct_BB009 | Number | NGED West Midlands | Rugeley |  | 575.235 | 628.716 | 686.067 | 738.362 | 788.646 | 837.953 | 886.291 | 933.923 | 975.834 | 1017.762 | 1059.956 | 1102.842 | 1147.251 | 1410.643 | 1690.868 | 1986.455 | 2274.717 | 2552.145 | 2858.429 | 3167.983 | 3480.764 | 3782.915 | 4083.615 | 4393.538 | 4706.248 | 5016.285 | 5323.249 | 5619.126
Hydrogen Evolution | Lct_BB009 | Number | NGED West Midlands | Shrewsbury |  | 1125.925 | 1230.603 | 1342.858 | 1445.218 | 1543.64 | 1640.149 | 1734.763 | 1827.996 | 1910.029 | 1992.096 | 2074.683 | 2158.624 | 2245.548 | 2761.093 | 3309.585 | 3888.147 | 4452.369 | 4995.387 | 5594.886 | 6200.786 | 6813 | 7404.41 | 7992.98 | 8599.601 | 9211.677 | 9818.521 | 10419.351 | 10998.48
Hydrogen Evolution | Lct_BB009 | Number | NGED West Midlands | Walham |  | 3828.927 | 3578.585 | 3289.379 | 3532.5 | 3765.372 | 3992.939 | 4215.279 | 4433.667 | 4626.119 | 4818.185 | 5011.009 | 5206.454 | 5408.104 | 6657.687 | 7990.039 | 9398.906 | 10777.153 | 12108.08 | 13544.309 | 14992.162 | 16451.674 | 17857.347 | 19252.863 | 20668.552 | 22091.4 | 23495.904 | 24880.601 | 26208.572
Hydrogen Evolution | Lct_BB009 | Number | NGED West Midlands | Willenhall |  | 2428.276 | 2663.831 | 2916.743 | 3127.325 | 3327.718 | 3522.526 | 3711.893 | 3897.037 | 4060 | 4222.268 | 4384.96 | 4550.095 | 4721.665 | 5825.418 | 7006.529 | 8259.662 | 9491.335 | 10686.995 | 11952.668 | 13228.496 | 14514.228 | 15752.144 | 16980.618 | 18227.517 | 19480.466 | 20716.91 | 21935.353 | 23102.987
Hydrogen Evolution | Lct_BB009 | Number | NPg Northeast | Blyth 132kV |  | 548.394 | 577.06 | 607.106 | 652.578 | 696.262 | 739.049 | 780.949 | 822.19 | 858.636 | 895.046 | 931.611 | 968.607 | 1006.532 | 1233.945 | 1474.603 | 1727.235 | 1971.97 | 2205.746 | 2469.249 | 2735.112 | 3003.477 | 3262.351 | 3519.784 | 3775.025 | 4031.115 | 4283.443 | 4531.866 | 4769.826
Hydrogen Evolution | Lct_BB009 | Number | NPg Northeast | Blyth 66kV |  | 1185.399 | 1247.362 | 1312.309 | 1410.602 | 1505.027 | 1597.515 | 1688.086 | 1777.231 | 1856.014 | 1934.716 | 2013.755 | 2093.725 | 2175.702 | 2667.274 | 3187.476 | 3733.561 | 4262.577 | 4767.903 | 5337.486 | 5912.171 | 6492.263 | 7051.842 | 7608.306 | 8160.029 | 8713.589 | 9259.018 | 9796.004 | 10310.375
Hydrogen Evolution | Lct_BB009 | Number | NPg Northeast | Fourstones |  | 149.718 | 165.445 | 182.377 | 194.583 | 206.099 | 217.2 | 227.9 | 238.275 | 247.518 | 256.66 | 265.757 | 274.882 | 284.163 | 351.133 | 423.018 | 499.597 | 575.211 | 648.953 | 724.871 | 801.139 | 877.801 | 951.354 | 1024.164 | 1097.966 | 1171.955 | 1244.792 | 1316.438 | 1384.989
Hydrogen Evolution | Lct_BB009 | Number | NPg Northeast | Hart Moor |  | 1531.572 | 1650.689 | 1777.599 | 1897.744 | 2010.102 | 2117.737 | 2220.862 | 2320.331 | 2408.084 | 2494.783 | 2581.129 | 2668.411 | 2759.119 | 3419.571 | 4131.58 | 4892.784 | 5648.466 | 6389.997 | 7147.055 | 7910.021 | 8678.933 | 9419.223 | 10153.98 | 10896.158 | 11641.525 | 12376.671 | 13100.906 | 13794.908
Hydrogen Evolution | Lct_BB009 | Number | NPg Northeast | Hawthorn Pit |  | 1296.52 | 1397.355 | 1504.789 | 1606.495 | 1701.609 | 1792.725 | 1880.024 | 1964.227 | 2038.512 | 2111.906 | 2185 | 2258.887 | 2335.673 | 2894.765 | 3497.501 | 4141.883 | 4781.589 | 5409.317 | 6050.187 | 6696.06 | 7346.966 | 7973.644 | 8595.636 | 9223.911 | 9854.886 | 10477.208 | 11090.294 | 11677.786
Hydrogen Evolution | Lct_BB009 | Number | NPg Northeast | Knaresborough |  | 1159.541 | 1175.098 | 1188.693 | 1272.47 | 1352.148 | 1429.52 | 1504.645 | 1577.996 | 1643.252 | 1708.131 | 1773.017 | 1838.466 | 1905.506 | 2353.033 | 2832.897 | 3343.335 | 3846.386 | 4336.005 | 4851.881 | 5372.231 | 5897.101 | 6403.018 | 6905.613 | 7418.13 | 7933.844 | 8443.574 | 8946.709 | 9429.841
Hydrogen Evolution | Lct_BB009 | Number | NPg Northeast | Lackenby |  | 557.771 | 595.912 | 636.122 | 691.44 | 744.772 | 797.308 | 849.073 | 900.371 | 944.056 | 988.046 | 1032.7 | 1078.893 | 1128.437 | 1377.567 | 1638.602 | 1909.139 | 2167.406 | 2410.348 | 2703.722 | 3001.265 | 3302.736 | 3595.005 | 3886.664 | 4196.253 | 4510.403 | 4823.842 | 5136.084 | 5439.284
Hydrogen Evolution | Lct_BB009 | Number | NPg Northeast | Norton |  | 4228.124 | 4556.962 | 4907.316 | 5238.993 | 5549.174 | 5846.315 | 6131.009 | 6405.606 | 6647.86 | 6887.207 | 7125.576 | 7366.531 | 7616.943 | 9440.216 | 11405.819 | 13507.232 | 15593.4 | 17640.504 | 19730.469 | 21836.747 | 23959.438 | 26003.117 | 28031.518 | 30080.405 | 32138.1 | 34167.574 | 36166.928 | 38082.82
Hydrogen Evolution | Lct_BB009 | Number | NPg Northeast | Offerton |  | 557.038 | 600.361 | 646.519 | 690.216 | 731.081 | 770.228 | 807.735 | 843.912 | 875.828 | 907.361 | 938.765 | 970.51 | 1003.501 | 1243.709 | 1502.669 | 1779.522 | 2054.366 | 2324.063 | 2599.407 | 2876.901 | 3156.557 | 3425.803 | 3693.036 | 3962.969 | 4234.061 | 4501.436 | 4764.843 | 5017.254
Hydrogen Evolution | Lct_BB009 | Number | NPg Northeast | Osbaldwick |  | 3131.707 | 3197.899 | 3260.851 | 3485.324 | 3697.829 | 3903.384 | 4102.187 | 4295.585 | 4467.08 | 4637.178 | 4806.999 | 4978.312 | 5154.476 | 6377.36 | 7692.608 | 9095.875 | 10484.539 | 11842.251 | 13247.983 | 14665.131 | 16093.882 | 17470.125 | 18836.685 | 20229.842 | 21631.094 | 23015.5 | 24381.704 | 25693.616
Hydrogen Evolution | Lct_BB009 | Number | NPg Northeast | Poppleton |  | 958.032 | 970.886 | 982.118 | 1051.336 | 1117.167 | 1181.093 | 1243.163 | 1303.766 | 1357.682 | 1411.286 | 1464.896 | 1518.971 | 1574.361 | 1944.115 | 2340.587 | 2762.32 | 3177.948 | 3582.48 | 4008.705 | 4438.627 | 4872.283 | 5290.28 | 5705.533 | 6128.983 | 6555.075 | 6976.222 | 7391.92 | 7791.092
Hydrogen Evolution | Lct_BB009 | Number | NPg Northeast | Saltholme |  | 599.219 | 640.194 | 683.392 | 742.821 | 800.116 | 856.555 | 912.167 | 967.278 | 1014.209 | 1061.467 | 1109.439 | 1159.065 | 1212.29 | 1479.933 | 1760.366 | 2051.006 | 2328.464 | 2589.46 | 2904.634 | 3224.287 | 3548.161 | 3862.148 | 4175.48 | 4508.074 | 4845.569 | 5182.299 | 5517.744 | 5843.474
Hydrogen Evolution | Lct_BB009 | Number | NPg Northeast | South Shields |  | 841.407 | 906.846 | 976.567 | 1042.572 | 1104.298 | 1163.43 | 1220.085 | 1274.731 | 1322.94 | 1370.57 | 1418.006 | 1465.957 | 1515.789 | 1878.625 | 2269.785 | 2687.971 | 3103.123 | 3510.501 | 3926.409 | 4345.564 | 4767.984 | 5174.681 | 5578.337 | 5986.071 | 6395.557 | 6799.427 | 7197.303 | 7578.57
Hydrogen Evolution | Lct_BB009 | Number | NPg Northeast | Spennymoor |  | 1831.645 | 2001.577 | 2183.878 | 2353.733 | 2517.939 | 2679.65 | 2838.835 | 2996.271 | 3134.084 | 3272.135 | 3411.165 | 3552.339 | 3697.865 | 4534.79 | 5420.921 | 6351.356 | 7253.12 | 8115.004 | 9098.088 | 10093.053 | 11100.16 | 12075.102 | 13047.378 | 14062.641 | 15090.184 | 16112.594 | 17128.887 | 18113.644
Hydrogen Evolution | Lct_BB009 | Number | NPg Northeast | Stella North |  | 4029.583 | 3975.729 | 3903.51 | 4159.095 | 4398.873 | 4628.946 | 4849.659 | 5062.693 | 5252.898 | 5440.626 | 5627.177 | 5814.514 | 6006.287 | 7456.939 | 9026.196 | 10710.333 | 12389.247 | 14043.472 | 15706.959 | 17383.195 | 19072.459 | 20698.8 | 22312.968 | 23936.279 | 25565.618 | 27171.507 | 28752.334 | 30265.5
Hydrogen Evolution | Lct_BB009 | Number | NPg Northeast | Stella South |  | 1058.29 | 1044.146 | 1025.179 | 1092.303 | 1155.276 | 1215.7 | 1273.666 | 1329.615 | 1379.569 | 1428.872 | 1477.866 | 1527.066 | 1577.432 | 1958.417 | 2370.55 | 2812.856 | 3253.789 | 3688.238 | 4125.12 | 4565.35 | 5009.001 | 5436.127 | 5860.056 | 6286.387 | 6714.3 | 7136.055 | 7551.227 | 7948.63
Hydrogen Evolution | Lct_BB009 | Number | NPg Northeast | Tynemouth 1 |  | 1519.446 | 1637.62 | 1763.525 | 1882.719 | 1994.187 | 2100.97 | 2203.279 | 2301.96 | 2389.018 | 2475.032 | 2560.693 | 2647.285 | 2737.274 | 3392.498 | 4098.869 | 4854.047 | 5603.746 | 6339.406 | 7090.47 | 7847.396 | 8610.219 | 9344.649 | 10073.589 | 10809.89 | 11549.357 | 12278.682 | 12997.183 | 13685.69
Hydrogen Evolution | Lct_BB009 | Number | NPg Northeast | West Boldon |  | 2435.438 | 2624.852 | 2826.659 | 3017.708 | 3196.374 | 3367.531 | 3531.517 | 3689.687 | 3829.228 | 3967.094 | 4104.396 | 4243.189 | 4387.428 | 5437.65 | 6569.855 | 7780.288 | 8981.94 | 10161.091 | 11364.929 | 12578.165 | 13800.854 | 14978.031 | 16146.409 | 17326.587 | 18511.837 | 19680.833 | 20832.479 | 21936.05
Hydrogen Evolution | Lct_BB009 | Number | NPg Yorkshire | Bradford West |  | 3500.141 | 3767.285 | 4051.924 | 4359.904 | 4655.667 | 4945.395 | 5229.175 | 5508.583 | 5753.908 | 5999.198 | 6245.914 | 6496.535 | 6755.889 | 8317.461 | 9982.61 | 11743.243 | 13465.568 | 15128.782 | 16951.155 | 18794.292 | 20658.006 | 22460.067 | 24254.892 | 26111.249 | 27986.227 | 29847.312 | 31692.008 | 33472.397
Hydrogen Evolution | Lct_BB009 | Number | NPg Yorkshire | Camblesforth |  | 256.276 | 283.952 | 313.803 | 335.851 | 356.767 | 377.042 | 396.692 | 415.848 | 432.712 | 449.463 | 466.217 | 483.176 | 500.73 | 617.037 | 741.223 | 872.732 | 1001.672 | 1126.509 | 1258.564 | 1391.334 | 1524.845 | 1653.022 | 1779.95 | 1910.155 | 2040.938 | 2169.955 | 2297.119 | 2419.085
Hydrogen Evolution | Lct_BB009 | Number | NPg Yorkshire | Creyke Beck |  | 3622.478 | 3861.005 | 4113.202 | 4430.975 | 4730.41 | 5019.788 | 5299.696 | 5572.404 | 5807.269 | 6041.607 | 6277.69 | 6520.956 | 6782.555 | 8351.536 | 10022.344 | 11783.615 | 13503.315 | 15162.151 | 16955.97 | 18765.374 | 20588.575 | 22343.954 | 24085.152 | 25895.307 | 27719.332 | 29524.819 | 31308.776 | 33023.385
Hydrogen Evolution | Lct_BB009 | Number | NPg Yorkshire | Drax |  | 433.018 | 479.782 | 530.219 | 567.473 | 602.814 | 637.071 | 670.273 | 702.64 | 731.134 | 759.438 | 787.746 | 816.4 | 846.061 | 1042.58 | 1252.411 | 1474.616 | 1692.48 | 1903.411 | 2126.539 | 2350.875 | 2576.463 | 2793.037 | 3007.502 | 3227.504 | 3448.481 | 3666.476 | 3881.34 | 4087.42
Hydrogen Evolution | Lct_BB009 | Number | NPg Yorkshire | Elland |  | 2003.955 | 2156.904 | 2319.87 | 2496.2 | 2665.534 | 2831.414 | 2993.888 | 3153.859 | 3294.317 | 3434.754 | 3576.007 | 3719.497 | 3867.986 | 4762.042 | 5715.399 | 6723.423 | 7709.516 | 8661.764 | 9705.138 | 10760.399 | 11827.441 | 12859.185 | 13886.786 | 14949.616 | 16023.108 | 17088.645 | 18144.799 | 19164.135
Hydrogen Evolution | Lct_BB009 | Number | NPg Yorkshire | Ferrybridge A |  | 742.137 | 787.891 | 836.173 | 900.676 | 962.776 | 1023.732 | 1083.559 | 1142.573 | 1194.486 | 1246.44 | 1298.716 | 1351.75 | 1406.352 | 1727.061 | 2067.504 | 2425.949 | 2774.605 | 3109.174 | 3485.657 | 3866.628 | 4252.212 | 4625.431 | 4997.601 | 5385.805 | 5778.626 | 6169.402 | 6557.773 | 6934.032
Hydrogen Evolution | Lct_BB009 | Number | NPg Yorkshire | Ferrybridge B (_M) |  | 1927.138 | 2045.951 | 2171.327 | 2338.825 | 2500.081 | 2658.37 | 2813.724 | 2966.969 | 3101.773 | 3236.684 | 3372.432 | 3510.147 | 3651.935 | 4484.734 | 5368.775 | 6299.564 | 7204.934 | 8073.726 | 9051.353 | 10040.639 | 11041.901 | 12011.055 | 12977.484 | 13985.551 | 15005.605 | 16020.35 | 17028.85 | 18005.896
Hydrogen Evolution | Lct_BB009 | Number | NPg Yorkshire | Grimsby West |  | 871.213 | 993.987 | 1126.62 | 1223.852 | 1318.006 | 1411.019 | 1502.909 | 1594.157 | 1673.021 | 1752.482 | 1833.084 | 1916.033 | 2003.81 | 2452.748 | 2925.975 | 3419.83 | 3895.224 | 4346.434 | 4879.006 | 5419.809 | 5968.472 | 6501.267 | 7033.681 | 7596.823 | 8168.603 | 8739.446 | 9308.386 | 9861.061
Hydrogen Evolution | Lct_BB009 | Number | NPg Yorkshire | Jordanthorpe |  | 727.089 | 746.982 | 766.666 | 821.939 | 874.455 | 925.441 | 974.946 | 1023.295 | 1065.887 | 1108.271 | 1150.73 | 1193.757 | 1238.302 | 1529.318 | 1841.282 | 2172.945 | 2499.759 | 2817.873 | 3155.606 | 3496.769 | 3841.382 | 4174.135 | 4505.22 | 4845.957 | 5189.622 | 5530.224 | 5867.414 | 6192.477
Hydrogen Evolution | Lct_BB009 | Number | NPg Yorkshire | Keadby |  | 2325.465 | 2478.589 | 2640.488 | 2844.483 | 3036.706 | 3222.474 | 3402.162 | 3577.228 | 3728.001 | 3878.435 | 4029.99 | 4186.155 | 4354.09 | 5361.304 | 6433.886 | 7564.541 | 8668.51 | 9733.407 | 10884.956 | 12046.511 | 13216.923 | 14343.795 | 15461.565 | 16623.601 | 17794.542 | 18953.582 | 20098.801 | 21199.501
Hydrogen Evolution | Lct_BB009 | Number | NPg Yorkshire | Kirkstall B |  | 2673.368 | 2877.409 | 3094.813 | 3330.045 | 3555.945 | 3777.236 | 3993.984 | 4207.393 | 4394.77 | 4582.119 | 4770.558 | 4961.98 | 5160.071 | 6352.782 | 7624.604 | 8969.355 | 10284.848 | 11555.191 | 12947.099 | 14354.866 | 15778.35 | 17154.743 | 18525.61 | 19943.475 | 21375.561 | 22797.037 | 24205.995 | 25565.836
Hydrogen Evolution | Lct_BB009 | Number | NPg Yorkshire | Neepsend |  | 1228.673 | 1262.29 | 1295.553 | 1388.956 | 1477.7 | 1563.859 | 1647.515 | 1729.218 | 1801.192 | 1872.814 | 1944.563 | 2017.273 | 2092.547 | 2584.322 | 3111.496 | 3671.957 | 4224.223 | 4761.79 | 5332.508 | 5909.023 | 6491.369 | 7053.673 | 7613.158 | 8188.952 | 8769.696 | 9345.264 | 9915.064 | 10464.373
Hydrogen Evolution | Lct_BB009 | Number | NPg Yorkshire | Norton Lees |  | 1626.441 | 1670.941 | 1714.973 | 1838.615 | 1956.088 | 2070.141 | 2180.878 | 2289.032 | 2384.306 | 2479.115 | 2574.093 | 2670.341 | 2769.985 | 3420.965 | 4118.806 | 4860.71 | 5591.766 | 6303.363 | 7058.845 | 7822 | 8592.873 | 9337.216 | 10077.828 | 10840.029 | 11608.782 | 12370.683 | 13124.949 | 13852.09
Hydrogen Evolution | Lct_BB009 | Number | NPg Yorkshire | Pitsmoor |  | 704.202 | 723.469 | 742.533 | 796.067 | 846.929 | 896.311 | 944.257 | 991.084 | 1032.335 | 1073.385 | 1114.507 | 1156.18 | 1199.323 | 1481.179 | 1783.323 | 2104.546 | 2421.072 | 2729.173 | 3056.275 | 3386.699 | 3720.464 | 4042.743 | 4363.407 | 4693.417 | 5026.265 | 5356.146 | 5682.722 | 5997.552
Hydrogen Evolution | Lct_BB009 | Number | NPg Yorkshire | Saltend North |  | 482.212 | 513.964 | 547.536 | 589.836 | 629.696 | 668.217 | 705.478 | 741.78 | 773.044 | 804.238 | 835.665 | 868.048 | 902.871 | 1111.729 | 1334.141 | 1568.595 | 1797.516 | 2018.335 | 2257.122 | 2497.984 | 2740.682 | 2974.352 | 3206.135 | 3447.096 | 3689.905 | 3930.245 | 4167.719 | 4395.962
Hydrogen Evolution | Lct_BB009 | Number | NPg Yorkshire | Sheffield City |  | 1184.657 | 1217.07 | 1249.141 | 1339.199 | 1424.764 | 1507.836 | 1588.495 | 1667.271 | 1736.666 | 1805.723 | 1874.902 | 1945.007 | 2017.585 | 2491.742 | 3000.03 | 3540.414 | 4072.896 | 4591.205 | 5141.478 | 5697.341 | 6258.824 | 6800.984 | 7340.427 | 7895.594 | 8455.533 | 9010.482 | 9559.87 | 10089.5
Hydrogen Evolution | Lct_BB009 | Number | NPg Yorkshire | Skelton Grange |  | 4334.006 | 4664.793 | 5017.244 | 5398.597 | 5764.821 | 6123.574 | 6474.961 | 6820.935 | 7124.705 | 7428.432 | 7733.925 | 8044.254 | 8365.396 | 10298.993 | 12360.843 | 14540.924 | 16673.572 | 18733.025 | 20989.557 | 23271.797 | 25579.519 | 27810.898 | 30033.318 | 32331.929 | 34653.597 | 36958.062 | 39242.234 | 41446.779
Hydrogen Evolution | Lct_BB009 | Number | NPg Yorkshire | Templeborough |  | 223.36 | 229.471 | 235.518 | 252.498 | 268.63 | 284.293 | 299.501 | 314.353 | 327.437 | 340.458 | 353.501 | 366.719 | 380.403 | 469.802 | 565.637 | 667.523 | 767.919 | 865.643 | 969.393 | 1074.198 | 1180.062 | 1282.283 | 1383.991 | 1488.664 | 1594.237 | 1698.869 | 1802.453 | 1902.312
Hydrogen Evolution | Lct_BB009 | Number | NPg Yorkshire | Thorpe Marsh |  | 2732.464 | 2790.217 | 2845.144 | 3041 | 3226.414 | 3405.764 | 3579.223 | 3747.965 | 3897.597 | 4046.011 | 4194.182 | 4343.655 | 4497.361 | 5564.347 | 6711.921 | 7936.293 | 9147.925 | 10332.55 | 11559.073 | 12795.557 | 14042.165 | 15242.959 | 16435.304 | 17650.855 | 18873.469 | 20081.385 | 21273.42 | 22418.083
Hydrogen Evolution | Lct_BB009 | Number | NPg Yorkshire | Thurcroft |  | 1274.895 | 1309.777 | 1344.291 | 1441.209 | 1533.291 | 1622.692 | 1709.494 | 1794.271 | 1868.953 | 1943.269 | 2017.718 | 2093.163 | 2171.269 | 2681.544 | 3228.55 | 3810.096 | 4383.139 | 4940.929 | 5533.117 | 6131.321 | 6735.574 | 7319.032 | 7899.565 | 8497.021 | 9099.612 | 9696.833 | 10288.069 | 10858.043
Hydrogen Evolution | Lct_BB009 | Number | NPg Yorkshire | West Melton |  | 1966.675 | 2020.485 | 2073.727 | 2223.234 | 2365.281 | 2503.192 | 2637.095 | 2767.873 | 2883.078 | 2997.72 | 3112.566 | 3228.948 | 3349.436 | 4136.595 | 4980.416 | 5877.519 | 6761.504 | 7621.96 | 8535.481 | 9458.28 | 10390.411 | 11290.464 | 12186.004 | 13107.649 | 14037.217 | 14958.499 | 15870.55 | 16749.801
Hydrogen Evolution | Lct_BB009 | Number | NPg Yorkshire | Wincobank |  | 151.243 | 155.382 | 159.476 | 170.974 | 181.897 | 192.503 | 202.801 | 212.858 | 221.718 | 230.534 | 239.366 | 248.316 | 257.582 | 318.117 | 383.009 | 451.999 | 519.981 | 586.152 | 656.405 | 727.371 | 799.055 | 868.272 | 937.142 | 1008.019 | 1079.506 | 1150.355 | 1220.495 | 1288.112
Hydrogen Evolution | Lct_BB009 | Number | SHETL | Direct(SHETL) |  | 20.667 | 22.015 | 23.442 | 25.264 | 27.016 | 28.735 | 30.42 | 32.083 | 33.519 | 34.955 | 36.401 | 37.872 | 39.4 | 48.502 | 58.203 | 68.457 | 78.485 | 88.169 | 98.748 | 109.435 | 120.233 | 130.662 | 141.041 | 151.293 | 161.583 | 171.723 | 181.706 | 191.263
Hydrogen Evolution | Lct_BB009 | Number | SPEN | Ayr |  | 189.73 | 210.186 | 232.184 | 254.437 | 276.313 | 298.192 | 320.06 | 342.001 | 360.642 | 379.527 | 398.768 | 418.615 | 439.586 | 535.86 | 636.526 | 740.709 | 839.872 | 932.787 | 1050.147 | 1169.882 | 1291.953 | 1411.208 | 1531.002 | 1650.838 | 1772.197 | 1893.012 | 2013.101 | 2129.389
Hydrogen Evolution | Lct_BB009 | Number | SPEN | Bainsford |  | 292.632 | 319.58 | 348.476 | 381.958 | 415.03 | 448.211 | 481.47 | 514.92 | 543.548 | 572.569 | 602.133 | 632.538 | 664.398 | 809.402 | 960.904 | 1117.64 | 1266.647 | 1406.035 | 1584.294 | 1766.389 | 1952.293 | 2134.213 | 2317.223 | 2499.71 | 2684.653 | 2868.925 | 3052.251 | 3229.97
Hydrogen Evolution | Lct_BB009 | Number | SPEN | Bathgate |  | 155.564 | 169.89 | 185.25 | 203.05 | 220.631 | 238.27 | 255.951 | 273.733 | 288.951 | 304.379 | 320.095 | 336.259 | 353.195 | 430.28 | 510.819 | 594.14 | 673.353 | 747.451 | 842.214 | 939.016 | 1037.844 | 1134.552 | 1231.841 | 1328.851 | 1427.168 | 1525.127 | 1622.583 | 1717.059
Hydrogen Evolution | Lct_BB009 | Number | SPEN | Berwick |  | 83.302 | 92.283 | 101.942 | 111.712 | 121.317 | 130.923 | 140.524 | 150.158 | 158.342 | 166.634 | 175.082 | 183.796 | 193.003 | 235.273 | 279.471 | 325.213 | 368.751 | 409.546 | 461.074 | 513.644 | 567.24 | 619.6 | 672.196 | 724.811 | 778.094 | 831.139 | 883.865 | 934.922
Hydrogen Evolution | Lct_BB009 | Number | SPEN | Bonnybridge |  | 169.891 | 185.536 | 202.312 | 221.751 | 240.951 | 260.215 | 279.524 | 298.944 | 315.564 | 332.413 | 349.576 | 367.228 | 385.725 | 469.909 | 557.866 | 648.86 | 735.369 | 816.292 | 919.783 | 1025.5 | 1133.429 | 1239.045 | 1345.294 | 1451.239 | 1558.61 | 1665.592 | 1772.024 | 1875.201
Hydrogen Evolution | Lct_BB009 | Number | SPEN | Braehead Park |  | 140.935 | 156.13 | 172.471 | 189 | 205.251 | 221.503 | 237.746 | 254.045 | 267.891 | 281.919 | 296.212 | 310.955 | 326.532 | 398.047 | 472.823 | 550.212 | 623.872 | 692.891 | 780.068 | 869.01 | 959.687 | 1048.271 | 1137.256 | 1226.273 | 1316.42 | 1406.164 | 1495.368 | 1581.749
Hydrogen Evolution | Lct_BB009 | Number | SPEN | Carntyne |  | 83.093 | 92.052 | 101.687 | 111.432 | 121.013 | 130.595 | 140.172 | 149.782 | 157.945 | 166.216 | 174.643 | 183.335 | 192.519 | 234.683 | 278.771 | 324.398 | 367.827 | 408.52 | 459.919 | 512.357 | 565.819 | 618.048 | 670.512 | 722.995 | 776.145 | 829.057 | 881.651 | 932.58
Hydrogen Evolution | Lct_BB009 | Number | SPEN | Carsfad |  | 0 | 0 | 0 | 0 | 0 | 0 | 0 | 0 | 0 | 0 | 0 | 0 | 0 | 0 | 0 | 0 | 0 | 0 | 0 | 0 | 0 | 0 | 0 | 0 | 0 | 0 | 0 | 0
Hydrogen Evolution | Lct_BB009 | Number | SPEN | Chapelcross |  | 170.243 | 188.598 | 208.337 | 228.304 | 247.933 | 267.565 | 287.187 | 306.875 | 323.601 | 340.546 | 357.811 | 375.619 | 394.436 | 480.822 | 571.149 | 664.631 | 753.61 | 836.981 | 942.287 | 1049.725 | 1159.258 | 1266.265 | 1373.754 | 1481.282 | 1590.176 | 1698.583 | 1806.338 | 1910.682
Hydrogen Evolution | Lct_BB009 | Number | SPEN | Charlotte Street |  | 137.982 | 152.859 | 168.857 | 185.04 | 200.95 | 216.862 | 232.765 | 248.722 | 262.279 | 276.013 | 290.006 | 304.44 | 319.691 | 389.707 | 462.917 | 538.685 | 610.802 | 678.374 | 763.725 | 850.803 | 939.58 | 1026.309 | 1113.43 | 1200.581 | 1288.84 | 1376.703 | 1464.039 | 1548.61
Hydrogen Evolution | Lct_BB009 | Number | SPEN | Clyde’s Mill |  | 412.601 | 457.086 | 504.926 | 553.318 | 600.893 | 648.472 | 696.027 | 743.743 | 784.28 | 825.348 | 867.192 | 910.353 | 955.958 | 1165.323 | 1384.239 | 1610.804 | 1826.452 | 2028.511 | 2283.732 | 2544.117 | 2809.583 | 3068.925 | 3329.438 | 3590.042 | 3853.959 | 4116.694 | 4377.848 | 4630.738 | GSP also referred to as Westburn Road
Hydrogen Evolution | Lct_BB009 | Number | SPEN | Coatbridge |  | 347.766 | 385.261 | 425.583 | 466.371 | 506.47 | 546.573 | 586.655 | 626.873 | 661.04 | 695.655 | 730.923 | 767.302 | 805.741 | 982.207 | 1166.723 | 1357.686 | 1539.448 | 1709.756 | 1924.872 | 2144.341 | 2368.093 | 2586.682 | 2806.259 | 3025.912 | 3248.358 | 3469.807 | 3689.925 | 3903.075
Hydrogen Evolution | Lct_BB009 | Number | SPEN | Cockenzie |  | 211.753 | 234.584 | 259.136 | 283.972 | 308.388 | 332.806 | 357.212 | 381.701 | 402.505 | 423.582 | 445.056 | 467.207 | 490.613 | 598.062 | 710.413 | 826.69 | 937.364 | 1041.064 | 1172.047 | 1305.681 | 1441.922 | 1575.021 | 1708.72 | 1842.466 | 1977.913 | 2112.752 | 2246.781 | 2376.567
Hydrogen Evolution | Lct_BB009 | Number | SPEN | Coylton |  | 205.047 | 227.154 | 250.928 | 274.978 | 298.62 | 322.266 | 345.898 | 369.611 | 389.757 | 410.166 | 430.961 | 452.41 | 475.074 | 579.121 | 687.913 | 800.507 | 907.676 | 1008.092 | 1134.926 | 1264.328 | 1396.254 | 1525.137 | 1654.602 | 1784.112 | 1915.269 | 2045.837 | 2175.621 | 2301.297
Hydrogen Evolution | Lct_BB009 | Number | SPEN | Crookston A |  | 122.961 | 131.084 | 139.614 | 154.062 | 168.532 | 183.2 | 198.041 | 213.087 | 225.988 | 239.11 | 252.495 | 266.201 | 280.33 | 339.628 | 400.916 | 463.665 | 522.398 | 576.311 | 651.551 | 728.747 | 807.958 | 885.936 | 964.813 | 1043.755 | 1124.122 | 1204.618 | 1285.173 | 1363.877
Hydrogen Evolution | Lct_BB009 | Number | SPEN | Crookston B |  | 89.837 | 95.772 | 102.004 | 112.56 | 123.131 | 133.848 | 144.691 | 155.684 | 165.11 | 174.697 | 184.476 | 194.49 | 204.813 | 248.137 | 292.914 | 338.759 | 381.67 | 421.06 | 476.031 | 532.432 | 590.304 | 647.276 | 704.904 | 762.58 | 821.297 | 880.109 | 938.963 | 996.466
Hydrogen Evolution | Lct_BB009 | Number | SPEN | Cumbernauld |  | 218.608 | 238.74 | 260.326 | 285.339 | 310.045 | 334.833 | 359.679 | 384.667 | 406.053 | 427.734 | 449.819 | 472.532 | 496.333 | 604.658 | 717.836 | 834.924 | 946.239 | 1050.367 | 1183.534 | 1319.567 | 1458.445 | 1594.347 | 1731.063 | 1867.388 | 2005.549 | 2143.208 | 2280.16 | 2412.923
Hydrogen Evolution | Lct_BB009 | Number | SPEN | Cupar |  | 203.889 | 222.665 | 242.798 | 266.127 | 289.169 | 312.288 | 335.461 | 358.767 | 378.713 | 398.934 | 419.532 | 440.717 | 462.915 | 563.946 | 669.504 | 778.708 | 882.528 | 979.646 | 1103.846 | 1230.72 | 1360.247 | 1486.999 | 1614.51 | 1741.656 | 1870.514 | 1998.904 | 2126.635 | 2250.46
Hydrogen Evolution | Lct_BB009 | Number | SPEN | Currie |  | 68.412 | 75.788 | 83.72 | 91.744 | 99.632 | 107.522 | 115.406 | 123.318 | 130.039 | 136.849 | 143.787 | 150.943 | 158.505 | 193.219 | 229.517 | 267.083 | 302.839 | 336.342 | 378.66 | 421.834 | 465.85 | 508.851 | 552.046 | 595.256 | 639.015 | 682.578 | 725.88 | 767.811
Hydrogen Evolution | Lct_BB009 | Number | SPEN | Dalmarnock |  | 150.241 | 166.439 | 183.859 | 201.48 | 218.804 | 236.129 | 253.445 | 270.82 | 285.581 | 300.535 | 315.771 | 331.488 | 348.094 | 424.33 | 504.044 | 586.543 | 665.068 | 738.644 | 831.577 | 926.392 | 1023.056 | 1117.49 | 1212.351 | 1307.245 | 1403.346 | 1499.015 | 1594.11 | 1686.194
Hydrogen Evolution | Lct_BB009 | Number | SPEN | Devol Moor |  | 100.557 | 111.399 | 123.058 | 134.852 | 146.447 | 158.043 | 169.632 | 181.261 | 191.141 | 201.15 | 211.348 | 221.867 | 232.981 | 284.007 | 337.36 | 392.577 | 445.134 | 494.379 | 556.58 | 620.04 | 684.738 | 747.944 | 811.434 | 874.948 | 939.268 | 1003.301 | 1066.948 | 1128.581
Hydrogen Evolution | Lct_BB009 | Number | SPEN | Devonside |  | 166.209 | 181.516 | 197.928 | 216.945 | 235.729 | 254.576 | 273.466 | 292.465 | 308.725 | 325.209 | 342 | 359.27 | 377.366 | 459.726 | 545.776 | 634.799 | 719.432 | 798.602 | 899.85 | 1003.277 | 1108.867 | 1212.194 | 1316.14 | 1419.789 | 1524.834 | 1629.497 | 1733.622 | 1834.563
Hydrogen Evolution | Lct_BB009 | Number | SPEN | Dewar Place |  | 222.307 | 246.275 | 272.051 | 298.124 | 323.757 | 349.393 | 375.015 | 400.724 | 422.565 | 444.693 | 467.238 | 490.493 | 515.064 | 627.869 | 745.819 | 867.891 | 984.081 | 1092.95 | 1230.461 | 1370.755 | 1513.787 | 1653.518 | 1793.881 | 1934.293 | 2076.49 | 2218.05 | 2358.758 | 2495.013
Hydrogen Evolution | Lct_BB009 | Number | SPEN | Drumchapel |  | 211.616 | 231.104 | 252 | 276.212 | 300.128 | 324.123 | 348.175 | 372.364 | 393.066 | 414.053 | 435.432 | 457.419 | 480.458 | 585.318 | 694.877 | 808.219 | 915.974 | 1016.772 | 1145.68 | 1277.362 | 1411.798 | 1543.353 | 1675.697 | 1807.662 | 1941.403 | 2074.659 | 2207.231 | 2335.748
Hydrogen Evolution | Lct_BB009 | Number | SPEN | Drumcross |  | 153.235 | 167.346 | 182.477 | 200.01 | 217.328 | 234.703 | 252.119 | 269.635 | 284.625 | 299.822 | 315.303 | 331.224 | 347.908 | 423.838 | 503.172 | 585.245 | 663.272 | 736.261 | 829.606 | 924.959 | 1022.306 | 1117.567 | 1213.399 | 1308.957 | 1405.802 | 1502.294 | 1598.292 | 1691.353
Hydrogen Evolution | Lct_BB009 | Number | SPEN | Dumfries 11 |  | 0 | 0 | 0 | 0 | 0 | 0 | 0 | 0 | 0 | 0 | 0 | 0 | 0 | 0 | 0 | 0 | 0 | 0 | 0 | 0 | 0 | 0 | 0 | 0 | 0 | 0 | 0 | 0
Hydrogen Evolution | Lct_BB009 | Number | SPEN | Dumfries 33 |  | 374.375 | 413.707 | 456.735 | 492.659 | 526.59 | 559.457 | 591.32 | 622.431 | 648.733 | 675.003 | 701.52 | 728.985 | 758.867 | 931.391 | 1113.902 | 1304.952 | 1489.93 | 1666.78 | 1861.705 | 2057.79 | 2254.889 | 2444.049 | 2631.216 | 2818.942 | 3006.867 | 3191.513 | 3372.678 | 3545.377
Hydrogen Evolution | Lct_BB009 | Number | SPEN | Dumfries ICI |  | 14.292 | 15.793 | 17.436 | 18.807 | 20.102 | 21.357 | 22.573 | 23.761 | 24.765 | 25.768 | 26.78 | 27.829 | 28.969 | 35.555 | 42.523 | 49.816 | 56.877 | 63.628 | 71.069 | 78.555 | 86.079 | 93.3 | 100.445 | 107.611 | 114.785 | 121.834 | 128.75 | 135.343
Hydrogen Evolution | Lct_BB009 | Number | SPEN | Dunbar A |  | 82.63 | 91.539 | 101.12 | 110.811 | 120.339 | 129.868 | 139.391 | 148.947 | 157.066 | 165.29 | 173.67 | 182.314 | 191.447 | 233.376 | 277.218 | 322.591 | 365.778 | 406.244 | 457.357 | 509.503 | 562.667 | 614.605 | 666.777 | 718.968 | 771.822 | 824.439 | 876.74 | 927.385
Hydrogen Evolution | Lct_BB009 | Number | SPEN | Dunbar B |  | 61.877 | 68.548 | 75.723 | 82.98 | 90.115 | 97.25 | 104.382 | 111.538 | 117.617 | 123.776 | 130.051 | 136.524 | 143.363 | 174.761 | 207.592 | 241.569 | 273.91 | 304.212 | 342.487 | 381.537 | 421.348 | 460.241 | 499.31 | 538.392 | 577.971 | 617.373 | 656.538 | 694.463
Hydrogen Evolution | Lct_BB009 | Number | SPEN | Dunfermline |  | 211.292 | 230.75 | 251.614 | 275.789 | 299.668 | 323.627 | 347.641 | 371.793 | 392.464 | 413.418 | 434.764 | 456.718 | 479.722 | 584.421 | 693.812 | 806.981 | 914.571 | 1015.214 | 1143.925 | 1275.405 | 1409.635 | 1540.988 | 1673.129 | 1804.892 | 1938.429 | 2071.48 | 2203.849 | 2332.169
Hydrogen Evolution | Lct_BB009 | Number | SPEN | Earlstoun |  | 0 | 0 | 0 | 0 | 0 | 0 | 0 | 0 | 0 | 0 | 0 | 0 | 0 | 0 | 0 | 0 | 0 | 0 | 0 | 0 | 0 | 0 | 0 | 0 | 0 | 0 | 0 | 0
Hydrogen Evolution | Lct_BB009 | Number | SPEN | East Kilbride |  | 256.885 | 284.581 | 314.366 | 344.495 | 374.115 | 403.738 | 433.345 | 463.053 | 488.292 | 513.861 | 539.912 | 566.784 | 595.178 | 725.529 | 861.825 | 1002.884 | 1137.147 | 1262.949 | 1421.848 | 1583.964 | 1749.243 | 1910.709 | 2072.903 | 2235.155 | 2399.47 | 2563.048 | 2725.642 | 2883.091
Hydrogen Evolution | Lct_BB009 | Number | SPEN | East Kilbride South |  | 143.574 | 159.054 | 175.701 | 192.54 | 209.095 | 225.651 | 242.199 | 258.803 | 272.909 | 287.2 | 301.76 | 316.779 | 332.648 | 405.502 | 481.679 | 560.518 | 635.557 | 705.869 | 794.679 | 885.286 | 977.661 | 1067.905 | 1158.557 | 1249.24 | 1341.077 | 1432.501 | 1523.376 | 1611.375
Hydrogen Evolution | Lct_BB009 | Number | SPEN | Easterhouse |  | 496.346 | 549.86 | 607.41 | 665.624 | 722.855 | 780.092 | 837.299 | 894.7 | 943.465 | 992.868 | 1043.205 | 1095.126 | 1149.988 | 1401.848 | 1665.196 | 1937.747 | 2197.165 | 2440.236 | 2747.258 | 3060.494 | 3379.842 | 3691.822 | 4005.21 | 4318.709 | 4636.193 | 4952.255 | 5266.416 | 5570.634
Hydrogen Evolution | Lct_BB009 | Number | SPEN | Eccles |  | 125.726 | 139.282 | 153.859 | 168.605 | 183.102 | 197.6 | 212.091 | 226.631 | 238.983 | 251.498 | 264.248 | 277.4 | 291.296 | 355.094 | 421.801 | 490.839 | 556.551 | 618.122 | 695.891 | 775.235 | 856.127 | 935.153 | 1014.536 | 1093.946 | 1174.366 | 1254.426 | 1334.004 | 1411.064
Hydrogen Evolution | Lct_BB009 | Number | SPEN | Elderslie |  | 197.411 | 218.696 | 241.585 | 264.738 | 287.501 | 310.265 | 333.018 | 355.848 | 375.244 | 394.893 | 414.913 | 435.564 | 457.384 | 557.556 | 662.297 | 770.699 | 873.877 | 970.553 | 1092.665 | 1217.248 | 1344.262 | 1468.346 | 1592.989 | 1717.677 | 1843.95 | 1969.657 | 2094.608 | 2215.604
Hydrogen Evolution | Lct_BB009 | Number | SPEN | Erskine |  | 116.811 | 129.405 | 142.949 | 156.649 | 170.118 | 183.588 | 197.051 | 210.56 | 222.037 | 233.663 | 245.51 | 257.729 | 270.64 | 329.913 | 391.89 | 456.033 | 517.085 | 574.289 | 646.544 | 720.262 | 795.418 | 868.84 | 942.593 | 1016.372 | 1091.09 | 1165.472 | 1239.407 | 1311.002
Hydrogen Evolution | Lct_BB009 | Number | SPEN | Finnieston |  | 203.605 | 222.355 | 242.46 | 265.756 | 288.766 | 311.853 | 334.994 | 358.268 | 378.186 | 398.378 | 418.948 | 440.103 | 462.27 | 563.16 | 668.572 | 777.624 | 881.299 | 978.282 | 1102.309 | 1229.006 | 1358.353 | 1484.928 | 1612.261 | 1739.231 | 1867.91 | 1996.121 | 2123.674 | 2247.326
Hydrogen Evolution | Lct_BB009 | Number | SPEN | Galashiels |  | 146.155 | 161.913 | 178.859 | 196.001 | 212.853 | 229.707 | 246.553 | 263.455 | 277.815 | 292.362 | 307.184 | 322.473 | 338.628 | 412.791 | 490.337 | 570.593 | 646.982 | 718.557 | 808.963 | 901.199 | 995.235 | 1087.101 | 1179.382 | 1271.696 | 1365.183 | 1458.251 | 1550.759 | 1640.34
Hydrogen Evolution | Lct_BB009 | Number | SPEN | Giffnock |  | 502.729 | 556.932 | 615.222 | 674.185 | 732.152 | 790.125 | 848.067 | 906.206 | 955.598 | 1005.638 | 1056.621 | 1109.21 | 1164.778 | 1419.877 | 1686.612 | 1962.668 | 2225.422 | 2471.62 | 2782.59 | 3099.855 | 3423.309 | 3739.301 | 4056.72 | 4374.251 | 4695.819 | 5015.945 | 5334.146 | 5642.276
Hydrogen Evolution | Lct_BB009 | Number | SPEN | Glenlee |  | 0 | 0 | 0 | 0 | 0 | 0 | 0 | 0 | 0 | 0 | 0 | 0 | 0 | 0 | 0 | 0 | 0 | 0 | 0 | 0 | 0 | 0 | 0 | 0 | 0 | 0 | 0 | 0
Hydrogen Evolution | Lct_BB009 | Number | SPEN | Glenluce |  | 74.719 | 82.774 | 91.438 | 100.201 | 108.817 | 117.433 | 126.045 | 134.686 | 142.026 | 149.464 | 157.041 | 164.857 | 173.116 | 211.03 | 250.674 | 291.703 | 330.755 | 367.346 | 413.564 | 460.718 | 508.792 | 555.756 | 602.933 | 650.126 | 697.919 | 745.498 | 792.791 | 838.587
Hydrogen Evolution | Lct_BB009 | Number | SPEN | Glenniston |  | 59.272 | 64.731 | 70.583 | 77.365 | 84.064 | 90.785 | 97.521 | 104.297 | 110.095 | 115.973 | 121.961 | 128.12 | 134.573 | 163.944 | 194.63 | 226.377 | 256.558 | 284.791 | 320.897 | 357.78 | 395.435 | 432.283 | 469.351 | 506.314 | 543.774 | 581.098 | 618.23 | 654.227
Hydrogen Evolution | Lct_BB009 | Number | SPEN | Glenrothes |  | 145.26 | 158.637 | 172.981 | 189.601 | 206.018 | 222.489 | 238.998 | 255.602 | 269.813 | 284.219 | 298.894 | 313.987 | 329.802 | 401.781 | 476.986 | 554.788 | 628.754 | 697.945 | 786.432 | 876.822 | 969.104 | 1059.407 | 1150.252 | 1240.837 | 1332.642 | 1424.113 | 1515.114 | 1603.333
Hydrogen Evolution | Lct_BB009 | Number | SPEN | Gorgie |  | 149.441 | 165.554 | 182.881 | 200.408 | 217.64 | 234.873 | 252.096 | 269.379 | 284.061 | 298.936 | 314.091 | 329.724 | 346.242 | 422.073 | 501.363 | 583.423 | 661.529 | 734.714 | 827.153 | 921.463 | 1017.613 | 1111.545 | 1205.901 | 1300.291 | 1395.88 | 1491.041 | 1585.629 | 1677.224
Hydrogen Evolution | Lct_BB009 | Number | SPEN | Govan |  | 158.835 | 175.96 | 194.376 | 213.005 | 231.319 | 249.636 | 267.942 | 286.311 | 301.916 | 317.726 | 333.834 | 350.449 | 368.005 | 448.602 | 532.876 | 620.094 | 703.11 | 780.895 | 879.144 | 979.382 | 1081.576 | 1181.412 | 1281.699 | 1382.021 | 1483.619 | 1584.761 | 1685.295 | 1782.647
Hydrogen Evolution | Lct_BB009 | Number | SPEN | Grangemouth A |  | 109.952 | 118.98 | 128.599 | 142.042 | 155.506 | 169.155 | 182.968 | 196.974 | 209.004 | 221.247 | 233.747 | 246.57 | 259.844 | 314.947 | 371.951 | 430.346 | 485.056 | 535.337 | 605.272 | 677.065 | 750.744 | 823.299 | 896.69 | 970.048 | 1044.724 | 1119.507 | 1194.302 | 1267.299
Hydrogen Evolution | Lct_BB009 | Number | SPEN | Grangemouth C |  | 73.494 | 79.528 | 85.957 | 94.943 | 103.943 | 113.066 | 122.299 | 131.661 | 139.701 | 147.885 | 156.241 | 164.812 | 173.684 | 210.516 | 248.618 | 287.65 | 324.219 | 357.828 | 404.574 | 452.562 | 501.81 | 550.306 | 599.362 | 648.396 | 698.311 | 748.297 | 798.292 | 847.084
Hydrogen Evolution | Lct_BB009 | Number | SPEN | Haggs Road |  | 209.059 | 231.599 | 255.839 | 280.359 | 304.464 | 328.572 | 352.667 | 376.844 | 397.384 | 418.193 | 439.394 | 461.263 | 484.371 | 590.453 | 701.375 | 816.172 | 925.438 | 1027.819 | 1157.136 | 1289.07 | 1423.578 | 1554.983 | 1686.981 | 1819.025 | 1952.749 | 2085.873 | 2218.196 | 2346.332
Hydrogen Evolution | Lct_BB009 | Number | SPEN | Hawick |  | 104.926 | 116.239 | 128.405 | 140.712 | 152.81 | 164.91 | 177.003 | 189.138 | 199.446 | 209.89 | 220.531 | 231.507 | 243.105 | 296.348 | 352.019 | 409.635 | 464.476 | 515.861 | 580.764 | 646.982 | 714.491 | 780.443 | 846.693 | 912.966 | 980.081 | 1046.896 | 1113.309 | 1177.62
Hydrogen Evolution | Lct_BB009 | Number | SPEN | Helensburgh |  | 115.032 | 125.625 | 136.984 | 150.146 | 163.146 | 176.19 | 189.264 | 202.412 | 213.666 | 225.074 | 236.695 | 248.647 | 261.171 | 318.172 | 377.727 | 439.338 | 497.913 | 552.705 | 622.778 | 694.359 | 767.437 | 838.948 | 910.888 | 982.623 | 1055.324 | 1127.76 | 1199.824 | 1269.685
Hydrogen Evolution | Lct_BB009 | Number | SPEN | Hunterston Farm |  | 23.856 | 26.428 | 29.194 | 31.992 | 34.742 | 37.493 | 40.243 | 43.002 | 45.345 | 47.72 | 50.139 | 52.635 | 55.272 | 67.377 | 80.034 | 93.133 | 105.602 | 117.284 | 132.041 | 147.096 | 162.444 | 177.439 | 192.501 | 207.569 | 222.828 | 238.019 | 253.118 | 267.74
Hydrogen Evolution | Lct_BB009 | Number | SPEN | Inverkeithing |  | 215.111 | 234.921 | 256.162 | 280.774 | 305.085 | 329.477 | 353.925 | 378.514 | 399.558 | 420.892 | 442.624 | 464.974 | 488.394 | 594.986 | 706.354 | 821.568 | 931.103 | 1033.566 | 1164.603 | 1298.46 | 1435.116 | 1568.844 | 1703.373 | 1837.518 | 1973.469 | 2108.925 | 2243.687 | 2374.327
Hydrogen Evolution | Lct_BB009 | Number | SPEN | Johnstone |  | 237.184 | 262.756 | 290.257 | 318.075 | 345.423 | 372.774 | 400.111 | 427.541 | 450.844 | 474.452 | 498.505 | 523.317 | 549.533 | 669.886 | 795.73 | 925.971 | 1049.936 | 1166.09 | 1312.804 | 1462.486 | 1615.09 | 1764.172 | 1913.928 | 2063.736 | 2215.449 | 2366.482 | 2516.607 | 2661.98
Hydrogen Evolution | Lct_BB009 | Number | SPEN | Kaimes |  | 356.238 | 394.647 | 435.951 | 477.733 | 518.809 | 559.889 | 600.947 | 642.145 | 677.145 | 712.603 | 748.731 | 785.996 | 825.371 | 1006.137 | 1195.147 | 1390.763 | 1576.953 | 1751.411 | 1971.767 | 2196.583 | 2425.786 | 2649.7 | 2874.626 | 3099.631 | 3327.497 | 3554.341 | 3779.821 | 3998.164
Hydrogen Evolution | Lct_BB009 | Number | SPEN | Kendoon |  | 0 | 0 | 0 | 0 | 0 | 0 | 0 | 0 | 0 | 0 | 0 | 0 | 0 | 0 | 0 | 0 | 0 | 0 | 0 | 0 | 0 | 0 | 0 | 0 | 0 | 0 | 0 | 0
Hydrogen Evolution | Lct_BB009 | Number | SPEN | Kilbowie 11 |  | 38.14 | 43.739 | 49.829 | 54.623 | 59.362 | 64.121 | 68.893 | 73.695 | 77.788 | 81.938 | 86.164 | 90.508 | 95.056 | 115.972 | 137.891 | 160.643 | 182.368 | 202.795 | 228.477 | 254.705 | 281.476 | 307.667 | 334.009 | 360.321 | 386.988 | 413.56 | 439.999 | 465.634
Hydrogen Evolution | Lct_BB009 | Number | SPEN | Kilbowie 33 |  | 96.288 | 110.422 | 125.797 | 137.9 | 149.866 | 161.879 | 173.927 | 186.049 | 196.384 | 206.859 | 217.529 | 228.497 | 239.977 | 292.782 | 348.119 | 405.557 | 460.406 | 511.973 | 576.812 | 643.026 | 710.612 | 776.732 | 843.236 | 909.663 | 976.986 | 1044.07 | 1110.817 | 1175.535
Hydrogen Evolution | Lct_BB009 | Number | SPEN | Killermont |  | 205.94 | 224.904 | 245.24 | 268.803 | 292.077 | 315.429 | 338.835 | 362.375 | 382.522 | 402.946 | 423.751 | 445.148 | 467.57 | 569.617 | 676.236 | 786.539 | 891.403 | 989.497 | 1114.947 | 1243.096 | 1373.926 | 1501.952 | 1630.745 | 1759.17 | 1889.324 | 2019.005 | 2148.021 | 2273.091
Hydrogen Evolution | Lct_BB009 | Number | SPEN | Kilwinning |  | 184.828 | 204.755 | 226.185 | 247.863 | 269.175 | 290.488 | 311.791 | 333.165 | 351.324 | 369.721 | 388.465 | 407.8 | 428.229 | 522.016 | 620.081 | 721.572 | 818.173 | 908.688 | 1023.015 | 1139.657 | 1258.575 | 1374.749 | 1491.448 | 1608.187 | 1726.411 | 1844.105 | 1961.091 | 2074.375
Hydrogen Evolution | Lct_BB009 | Number | SPEN | Lesmahagow |  | 0 | 0 | 0 | 0 | 0 | 0 | 0 | 0 | 0 | 0 | 0 | 0 | 0 | 0 | 0 | 0 | 0 | 0 | 0 | 0 | 0 | 0 | 0 | 0 | 0 | 0 | 0 | 0
Hydrogen Evolution | Lct_BB009 | Number | SPEN | Leven |  | 167.882 | 183.342 | 199.92 | 219.128 | 238.101 | 257.138 | 276.218 | 295.408 | 311.832 | 328.482 | 345.442 | 362.886 | 381.164 | 464.352 | 551.269 | 641.187 | 726.673 | 806.639 | 908.906 | 1013.373 | 1120.026 | 1224.393 | 1329.385 | 1434.078 | 1540.179 | 1645.895 | 1751.069 | 1853.026
Hydrogen Evolution | Lct_BB009 | Number | SPEN | Livingston East |  | 290.581 | 321.911 | 355.602 | 389.684 | 423.189 | 456.698 | 490.189 | 523.794 | 552.343 | 581.266 | 610.734 | 641.131 | 673.25 | 820.699 | 974.873 | 1134.436 | 1286.31 | 1428.613 | 1608.357 | 1791.738 | 1978.697 | 2161.342 | 2344.813 | 2528.348 | 2714.216 | 2899.251 | 3083.174 | 3261.275
Hydrogen Evolution | Lct_BB009 | Number | SPEN | Maybole |  | 59.347 | 65.746 | 72.627 | 79.588 | 86.431 | 93.275 | 100.115 | 106.978 | 112.809 | 118.716 | 124.735 | 130.943 | 137.503 | 167.617 | 199.105 | 231.694 | 262.712 | 291.776 | 328.486 | 365.939 | 404.123 | 441.426 | 478.898 | 516.383 | 554.344 | 592.135 | 629.699 | 666.074
Hydrogen Evolution | Lct_BB009 | Number | SPEN | Moffat |  | 0 | 0 | 0 | 0 | 0 | 0 | 0 | 0 | 0 | 0 | 0 | 0 | 0 | 0 | 0 | 0 | 0 | 0 | 0 | 0 | 0 | 0 | 0 | 0 | 0 | 0 | 0 | 0
Hydrogen Evolution | Lct_BB009 | Number | SPEN | Newarthill |  | 612.058 | 678.048 | 749.014 | 820.8 | 891.374 | 961.954 | 1032.497 | 1103.28 | 1163.413 | 1224.334 | 1286.405 | 1350.431 | 1418.083 | 1728.659 | 2053.401 | 2389.491 | 2709.387 | 3009.125 | 3387.723 | 3773.983 | 4167.779 | 4552.491 | 4938.939 | 5325.524 | 5717.023 | 6106.767 | 6494.167 | 6869.307
Hydrogen Evolution | Lct_BB009 | Number | SPEN | Newton Stewart |  | 33.493 | 37.104 | 40.987 | 44.915 | 48.777 | 52.639 | 56.5 | 60.373 | 63.663 | 66.997 | 70.394 | 73.897 | 77.599 | 94.594 | 112.365 | 130.756 | 148.261 | 164.663 | 185.38 | 206.517 | 228.066 | 249.118 | 270.265 | 291.419 | 312.843 | 334.17 | 355.369 | 375.897
Hydrogen Evolution | Lct_BB009 | Number | SPEN | Paisley |  | 119.705 | 132.611 | 146.491 | 160.53 | 174.333 | 188.137 | 201.933 | 215.777 | 227.538 | 239.452 | 251.592 | 264.114 | 277.345 | 338.087 | 401.599 | 467.331 | 529.896 | 588.518 | 662.563 | 738.107 | 815.125 | 890.366 | 965.946 | 1041.554 | 1118.122 | 1194.347 | 1270.114 | 1343.483
Hydrogen Evolution | Lct_BB009 | Number | SPEN | Partick |  | 197.708 | 215.915 | 235.438 | 258.059 | 280.403 | 302.821 | 325.292 | 347.891 | 367.233 | 386.84 | 406.814 | 427.356 | 448.882 | 546.85 | 649.208 | 755.102 | 855.775 | 949.948 | 1070.384 | 1193.411 | 1319.012 | 1441.921 | 1565.566 | 1688.858 | 1813.81 | 1938.308 | 2062.167 | 2182.238
Hydrogen Evolution | Lct_BB009 | Number | SPEN | Port Dundas |  | 265.146 | 289.564 | 315.745 | 346.083 | 376.048 | 406.113 | 436.249 | 466.556 | 492.495 | 518.791 | 545.578 | 573.127 | 601.995 | 733.38 | 870.652 | 1012.666 | 1147.678 | 1273.974 | 1435.49 | 1600.482 | 1768.925 | 1933.758 | 2099.579 | 2264.925 | 2432.498 | 2599.462 | 2765.569 | 2926.596
Hydrogen Evolution | Lct_BB009 | Number | SPEN | Portobello |  | 526.58 | 583.354 | 644.41 | 706.17 | 766.887 | 827.611 | 888.302 | 949.199 | 1000.935 | 1053.348 | 1106.75 | 1161.835 | 1220.038 | 1487.24 | 1766.63 | 2055.783 | 2331.003 | 2588.881 | 2914.605 | 3246.921 | 3585.721 | 3916.705 | 4249.183 | 4581.779 | 4918.602 | 5253.916 | 5587.214 | 5909.963
Hydrogen Evolution | Lct_BB009 | Number | SPEN | Ravenscraig |  | 8.708 | 9.647 | 10.656 | 11.678 | 12.682 | 13.686 | 14.689 | 15.696 | 16.552 | 17.419 | 18.302 | 19.213 | 20.175 | 24.594 | 29.214 | 33.995 | 38.546 | 42.811 | 48.197 | 53.693 | 59.295 | 64.768 | 70.266 | 75.766 | 81.336 | 86.881 | 92.393 | 97.73
Hydrogen Evolution | Lct_BB009 | Number | SPEN | Redhouse |  | 93.111 | 101.686 | 110.88 | 121.533 | 132.056 | 142.614 | 153.197 | 163.84 | 172.949 | 182.183 | 191.59 | 201.264 | 211.402 | 257.54 | 305.746 | 355.616 | 403.029 | 447.38 | 504.099 | 562.039 | 621.191 | 679.075 | 737.306 | 795.371 | 854.217 | 912.85 | 971.181 | 1027.729
Hydrogen Evolution | Lct_BB009 | Number | SPEN | Saltcoats A |  | 57.38 | 62.346 | 67.659 | 75.334 | 83.089 | 91.005 | 99.066 | 107.285 | 114.349 | 121.565 | 128.958 | 136.566 | 144.47 | 174.572 | 205.505 | 236.95 | 266.094 | 292.533 | 331.906 | 372.55 | 414.474 | 456.016 | 498.241 | 540.307 | 583.277 | 626.468 | 669.813 | 712.275
Hydrogen Evolution | Lct_BB009 | Number | SPEN | Saltcoats B |  | 48.226 | 52.4 | 56.865 | 63.317 | 69.834 | 76.488 | 83.263 | 90.17 | 96.107 | 102.172 | 108.386 | 114.78 | 121.424 | 146.724 | 172.722 | 199.151 | 223.646 | 245.867 | 278.959 | 313.119 | 348.356 | 383.27 | 418.759 | 454.115 | 490.23 | 526.531 | 562.962 | 598.65
Hydrogen Evolution | Lct_BB009 | Number | SPEN | Shrubhill |  | 305.683 | 338.641 | 374.084 | 409.936 | 445.183 | 480.433 | 515.665 | 551.016 | 581.049 | 611.475 | 642.475 | 674.452 | 708.24 | 863.352 | 1025.539 | 1193.395 | 1353.162 | 1502.861 | 1691.946 | 1884.858 | 2081.533 | 2273.671 | 2466.677 | 2659.751 | 2855.279 | 3049.93 | 3243.412 | 3430.77
Hydrogen Evolution | Lct_BB009 | Number | SPEN | Sighthill |  | 505.02 | 559.47 | 618.025 | 677.257 | 735.488 | 793.725 | 851.931 | 910.335 | 959.953 | 1010.22 | 1061.435 | 1114.264 | 1170.085 | 1426.346 | 1694.297 | 1971.611 | 2235.562 | 2482.881 | 2795.269 | 3113.979 | 3438.907 | 3756.339 | 4075.204 | 4394.182 | 4717.215 | 5038.799 | 5358.45 | 5667.985
Hydrogen Evolution | Lct_BB009 | Number | SPEN | Spango Valley |  | 115.063 | 127.468 | 140.809 | 154.304 | 167.572 | 180.84 | 194.102 | 207.409 | 218.713 | 230.166 | 241.835 | 253.871 | 266.589 | 324.975 | 386.024 | 449.207 | 509.345 | 565.694 | 636.867 | 709.481 | 783.512 | 855.835 | 928.484 | 1001.16 | 1074.758 | 1148.028 | 1220.856 | 1291.38
Hydrogen Evolution | Lct_BB009 | Number | SPEN | St Andrews Cross |  | 186.94 | 207.095 | 228.77 | 250.695 | 272.25 | 293.807 | 315.353 | 336.972 | 355.339 | 373.946 | 392.904 | 412.459 | 433.122 | 527.98 | 627.165 | 729.817 | 827.522 | 919.07 | 1034.704 | 1152.679 | 1272.955 | 1390.457 | 1508.489 | 1626.562 | 1746.137 | 1865.175 | 1983.498 | 2098.076
Hydrogen Evolution | Lct_BB009 | Number | SPEN | Stirling |  | 258.245 | 282.027 | 307.527 | 337.075 | 366.261 | 395.543 | 424.894 | 454.413 | 479.677 | 505.289 | 531.378 | 558.21 | 586.327 | 714.292 | 847.992 | 986.309 | 1117.808 | 1240.816 | 1398.129 | 1558.826 | 1722.885 | 1883.428 | 2044.933 | 2205.976 | 2369.188 | 2531.806 | 2693.59 | 2850.426
Hydrogen Evolution | Lct_BB009 | Number | SPEN | Strathaven |  | 368.548 | 408.283 | 451.015 | 494.24 | 536.735 | 579.235 | 621.712 | 664.334 | 700.543 | 737.226 | 774.602 | 813.155 | 853.89 | 1040.902 | 1236.444 | 1438.819 | 1631.442 | 1811.927 | 2039.898 | 2272.482 | 2509.605 | 2741.256 | 2973.954 | 3206.734 | 3442.472 | 3677.155 | 3910.426 | 4136.314
Hydrogen Evolution | Lct_BB009 | Number | SPEN | Strathleven |  | 221.447 | 241.84 | 263.707 | 289.044 | 314.071 | 339.181 | 364.349 | 389.662 | 411.326 | 433.288 | 455.66 | 478.669 | 502.778 | 612.509 | 727.158 | 845.766 | 958.526 | 1064.007 | 1198.903 | 1336.702 | 1477.384 | 1615.051 | 1753.542 | 1891.637 | 2031.592 | 2171.038 | 2309.769 | 2444.257
Hydrogen Evolution | Lct_BB009 | Number | SPEN | Telford Road |  | 162.877 | 180.438 | 199.323 | 218.426 | 237.206 | 255.989 | 274.761 | 293.597 | 309.6 | 325.812 | 342.329 | 359.368 | 377.371 | 460.019 | 546.437 | 635.875 | 721.004 | 800.768 | 901.518 | 1004.307 | 1109.101 | 1211.478 | 1314.317 | 1417.192 | 1521.375 | 1625.091 | 1728.184 | 1828.013
Hydrogen Evolution | Lct_BB009 | Number | SPEN | Tongland |  | 26.297 | 29.133 | 32.182 | 35.266 | 38.298 | 41.331 | 44.362 | 47.403 | 49.987 | 52.604 | 55.271 | 58.022 | 60.929 | 74.273 | 88.226 | 102.666 | 116.41 | 129.289 | 145.555 | 162.151 | 179.071 | 195.6 | 212.204 | 228.814 | 245.635 | 262.381 | 279.026 | 295.144
Hydrogen Evolution | Lct_BB009 | Number | SPEN | West George Street |  | 114.466 | 125.007 | 136.31 | 149.407 | 162.344 | 175.323 | 188.333 | 201.417 | 212.615 | 223.967 | 235.531 | 247.424 | 259.887 | 316.607 | 375.869 | 437.177 | 495.463 | 549.987 | 619.715 | 690.943 | 763.662 | 834.822 | 906.408 | 977.79 | 1050.133 | 1122.212 | 1193.922 | 1263.439
Hydrogen Evolution | Lct_BB009 | Number | SPEN | Westfield |  | 72.565 | 79.248 | 86.413 | 94.716 | 102.917 | 111.145 | 119.393 | 127.687 | 134.786 | 141.983 | 149.314 | 156.854 | 164.754 | 200.712 | 238.28 | 277.147 | 314.097 | 348.662 | 392.865 | 438.02 | 484.12 | 529.231 | 574.613 | 619.865 | 665.727 | 711.422 | 756.882 | 800.952
Hydrogen Evolution | Lct_BB009 | Number | SPEN | Whitehouse |  | 410.043 | 454.252 | 501.795 | 549.888 | 597.168 | 644.452 | 691.712 | 739.132 | 779.418 | 820.232 | 861.816 | 904.709 | 950.032 | 1158.099 | 1375.657 | 1600.818 | 1815.129 | 2015.936 | 2269.574 | 2528.346 | 2792.166 | 3049.9 | 3308.797 | 3567.786 | 3830.067 | 4091.173 | 4350.708 | 4602.03
Hydrogen Evolution | Lct_BB009 | Number | SPEN | Wishaw |  | 430.709 | 477.146 | 527.086 | 577.602 | 627.265 | 676.932 | 726.574 | 776.384 | 818.7 | 861.571 | 905.251 | 950.306 | 997.913 | 1216.467 | 1444.99 | 1681.498 | 1906.611 | 2117.538 | 2383.959 | 2655.773 | 2932.89 | 3203.613 | 3475.559 | 3747.601 | 4023.101 | 4297.366 | 4569.982 | 4833.97
Hydrogen Evolution | Lct_BB009 | Number | SPEN Manweb | Birkenhead |  | 1880.839 | 2046.541 | 2224.133 | 2397.658 | 2564.527 | 2728.236 | 2888.838 | 3047.222 | 3186.168 | 3325.324 | 3465.532 | 3608.296 | 3756.565 | 4622.319 | 5544.454 | 6518.21 | 7469.352 | 8386.423 | 9406.586 | 10440.4 | 11487.728 | 12502.803 | 13515.835 | 14566.153 | 15628.942 | 16686.049 | 17736.099 | 18752.324
Hydrogen Evolution | Lct_BB009 | Number | SPEN Manweb | Capenhurst |  | 1489.355 | 1620.567 | 1761.195 | 1898.602 | 2030.738 | 2160.372 | 2287.546 | 2412.963 | 2522.989 | 2633.181 | 2744.205 | 2857.254 | 2974.661 | 3660.214 | 4390.413 | 5161.489 | 5914.657 | 6640.845 | 7448.668 | 8267.301 | 9096.635 | 9900.429 | 10702.605 | 11534.306 | 12375.883 | 13212.96 | 14044.449 | 14849.154
Hydrogen Evolution | Lct_BB009 | Number | SPEN Manweb | Carrington |  | 1545.099 | 1606.845 | 1669.741 | 1781.831 | 1886.822 | 1987.506 | 2084.062 | 2177.263 | 2259.858 | 2341.486 | 2422.782 | 2504.883 | 2589.997 | 3213.171 | 3886.23 | 4607.116 | 5324.302 | 6029.582 | 6738.772 | 7452.558 | 8170.879 | 8861.238 | 9545.32 | 10238.581 | 10934.243 | 11619.67 | 12294.099 | 12939.229
Hydrogen Evolution | Lct_BB009 | Number | SPEN Manweb | Connah's Quay |  | 504.598 | 525.992 | 548.022 | 582.554 | 614.705 | 645.373 | 674.599 | 702.633 | 727.061 | 751.11 | 775.071 | 799.613 | 826.193 | 1101.482 | 1425.102 | 1799.255 | 2206.187 | 2642.305 | 3072.227 | 3530.259 | 4015.775 | 4512.626 | 5030.202 | 5534.825 | 6059.039 | 6595.484 | 7142.663 | 7688.521
Hydrogen Evolution | Lct_BB009 | Number | SPEN Manweb | Fiddlers Ferry |  | 1584.984 | 1702.175 | 1826.905 | 1967.508 | 2100.257 | 2228.722 | 2353.141 | 2474.486 | 2578.888 | 2683.026 | 2787.856 | 2895.589 | 3010.72 | 3709.807 | 4455.363 | 5242.732 | 6013.127 | 6757.846 | 7566.598 | 8384.061 | 9209.628 | 10006.733 | 10799.405 | 11621.377 | 12450.969 | 13273.638 | 14088.065 | 14872.727
Hydrogen Evolution | Lct_BB009 | Number | SPEN Manweb | Frodsham |  | 2306.988 | 2510.234 | 2728.064 | 2940.906 | 3145.583 | 3346.384 | 3543.374 | 3737.644 | 3908.071 | 4078.757 | 4250.732 | 4425.843 | 4607.706 | 5669.617 | 6800.684 | 7995.068 | 9161.714 | 10286.57 | 11537.875 | 12805.925 | 14090.55 | 15335.615 | 16578.174 | 17866.467 | 19170.057 | 20466.677 | 21754.641 | 23001.116
Hydrogen Evolution | Lct_BB009 | Number | SPEN Manweb | Kirkby (_D) |  | 1332.524 | 1431.049 | 1535.911 | 1654.118 | 1765.723 | 1873.726 | 1978.327 | 2080.344 | 2168.116 | 2255.667 | 2343.799 | 2434.372 | 2531.165 | 3118.899 | 3745.702 | 4407.657 | 5055.341 | 5681.439 | 6361.371 | 7048.627 | 7742.696 | 8412.835 | 9079.249 | 9770.295 | 10467.747 | 11159.38 | 11844.083 | 12503.761
Hydrogen Evolution | Lct_BB009 | Number | SPEN Manweb | Legacy |  | 1043.875 | 1081.656 | 1120.184 | 1192.4 | 1259.925 | 1324.544 | 1386.356 | 1445.856 | 1498.236 | 1549.823 | 1601.048 | 1652.69 | 1706.29 | 2175.82 | 2703.344 | 3290.005 | 3900.725 | 4529.25 | 5155.412 | 5805.216 | 6478.37 | 7148.901 | 7833.198 | 8502.635 | 9187.294 | 9876.376 | 10568.698 | 11247.828
Hydrogen Evolution | Lct_BB009 | Number | SPEN Manweb | Lister Drive |  | 7066.204 | 7588.67 | 8144.744 | 8771.58 | 9363.405 | 9936.132 | 10490.819 | 11031.802 | 11497.246 | 11961.517 | 12428.872 | 12909.168 | 13422.446 | 16539.129 | 19862.983 | 23373.246 | 26807.834 | 30127.954 | 33733.548 | 37377.979 | 41058.537 | 44612.201 | 48146.11 | 51810.64 | 55509.142 | 59176.78 | 62807.676 | 66305.867
Hydrogen Evolution | Lct_BB009 | Number | SPEN Manweb | Pentir |  | 296.825 | 321.37 | 347.668 | 366.771 | 384.043 | 400.069 | 414.901 | 428.714 | 441.202 | 453.272 | 465.078 | 476.922 | 489.447 | 659.226 | 860.599 | 1095.226 | 1352.367 | 1629.736 | 1889.988 | 2166.584 | 2459.097 | 2757.665 | 3068.026 | 3364.949 | 3672.374 | 3985.832 | 4304.39 | 4620.75
Hydrogen Evolution | Lct_BB009 | Number | SPEN Manweb | Rainhill |  | 822.231 | 883.026 | 947.731 | 1020.671 | 1089.536 | 1156.179 | 1220.723 | 1283.672 | 1337.832 | 1391.855 | 1446.237 | 1502.125 | 1561.85 | 1924.511 | 2311.278 | 2719.736 | 3119.389 | 3505.721 | 3925.272 | 4349.342 | 4777.616 | 5191.124 | 5602.333 | 6028.742 | 6459.104 | 6885.874 | 7308.369 | 7715.422
Hydrogen Evolution | Lct_BB009 | Number | SPEN Manweb | St. Asaph |  | 60.285 | 65.27 | 70.611 | 74.491 | 77.999 | 81.254 | 84.266 | 87.071 | 89.608 | 92.059 | 94.457 | 96.862 | 99.406 | 133.888 | 174.787 | 222.439 | 274.664 | 330.998 | 383.854 | 440.031 | 499.44 | 560.079 | 623.113 | 683.418 | 745.855 | 809.518 | 874.217 | 938.469
Hydrogen Evolution | Lct_BB009 | Number | SPEN Manweb | Trawsfynydd |  | 289.312 | 294.05 | 298.275 | 315.077 | 330.394 | 344.71 | 358.067 | 370.605 | 381.851 | 392.756 | 403.435 | 414.1 | 425.181 | 572.826 | 748.045 | 952.322 | 1176.273 | 1417.88 | 1645.147 | 1886.811 | 2142.497 | 2403.602 | 2675.136 | 2933.912 | 3201.828 | 3474.998 | 3752.645 | 4028.466
Hydrogen Evolution | Lct_BB009 | Number | SPEN Manweb | Wylfa |  | 66.487 | 76.152 | 86.632 | 91.428 | 95.786 | 99.847 | 103.623 | 107.155 | 110.348 | 113.432 | 116.438 | 119.406 | 122.418 | 164.448 | 214.209 | 272.156 | 335.602 | 403.968 | 469.086 | 538.312 | 611.598 | 686.473 | 764.409 | 838.386 | 914.988 | 993.126 | 1072.641 | 1151.812
Hydrogen Evolution | Lct_BB009 | Number | SPTL | Direct(SPTL) |  | 1030.126 | 1141.19 | 1260.63 | 1381.449 | 1500.227 | 1619.017 | 1737.745 | 1856.876 | 1958.084 | 2060.617 | 2165.086 | 2272.845 | 2386.706 | 2909.421 | 3455.978 | 4021.636 | 4560.036 | 5064.511 | 5701.71 | 6351.806 | 7014.585 | 7662.074 | 8312.486 | 8963.128 | 9622.04 | 10278 | 10930.015 | 11561.394
Hydrogen Evolution | Lct_BB009 | Number | SSEN (SHEPD) | Abernethy |  | 173.358 | 184.667 | 196.63 | 211.915 | 226.612 | 241.029 | 255.169 | 269.112 | 281.158 | 293.207 | 305.335 | 317.675 | 330.488 | 406.838 | 488.213 | 574.222 | 658.343 | 739.57 | 828.309 | 917.956 | 1008.528 | 1096.005 | 1183.067 | 1269.065 | 1355.374 | 1440.435 | 1524.17 | 1604.336
Hydrogen Evolution | Lct_BB009 | Number | SSEN (SHEPD) | Alness |  | 220.691 | 250.925 | 283.672 | 300.559 | 316.085 | 330.715 | 344.488 | 357.538 | 369.151 | 380.472 | 391.605 | 402.721 | 414.148 | 516.327 | 627.536 | 747.63 | 868.338 | 988.316 | 1097.227 | 1205.247 | 1312.432 | 1413.561 | 1512.225 | 1609.018 | 1704.476 | 1796.673 | 1885.618 | 1968.683
Hydrogen Evolution | Lct_BB009 | Number | SSEN (SHEPD) | Arbroath |  | 262.866 | 280.014 | 298.154 | 321.33 | 343.616 | 365.475 | 386.917 | 408.058 | 426.323 | 444.594 | 462.984 | 481.695 | 501.124 | 616.894 | 740.284 | 870.701 | 998.255 | 1121.421 | 1255.977 | 1391.909 | 1529.246 | 1661.888 | 1793.901 | 1924.301 | 2055.173 | 2184.151 | 2311.121 | 2432.677
Hydrogen Evolution | Lct_BB009 | Number | SSEN (SHEPD) | Ardkinglas |  | 0 | 0 | 0 | 0 | 0 | 0 | 0 | 0 | 0 | 0 | 0 | 0 | 0 | 0 | 0 | 0 | 0 | 0 | 0 | 0 | 0 | 0 | 0 | 0 | 0 | 0 | 0 | 0
Hydrogen Evolution | Lct_BB009 | Number | SSEN (SHEPD) | Ardmore |  | 297.274 | 323.373 | 351.33 | 373.798 | 394.769 | 414.8 | 433.928 | 452.309 | 468.565 | 484.554 | 500.398 | 516.292 | 532.608 | 661.12 | 800.049 | 949.08 | 1097.604 | 1243.915 | 1385.829 | 1527.655 | 1669.462 | 1804.602 | 1937.599 | 2067.932 | 2197.389 | 2323.474 | 2446.155 | 2561.96
Hydrogen Evolution | Lct_BB009 | Number | SSEN (SHEPD) | Beauly |  | 138.989 | 151.191 | 164.262 | 174.767 | 184.572 | 193.937 | 202.88 | 211.474 | 219.075 | 226.55 | 233.958 | 241.389 | 249.018 | 309.103 | 374.058 | 443.736 | 513.178 | 581.585 | 647.936 | 714.245 | 780.547 | 843.73 | 905.912 | 966.848 | 1027.376 | 1086.326 | 1143.684 | 1197.828
Hydrogen Evolution | Lct_BB009 | Number | SSEN (SHEPD) | Berryburn |  | 0 | 0 | 0 | 0 | 0 | 0 | 0 | 0 | 0 | 0 | 0 | 0 | 0 | 0 | 0 | 0 | 0 | 0 | 0 | 0 | 0 | 0 | 0 | 0 | 0 | 0 | 0 | 0
Hydrogen Evolution | Lct_BB009 | Number | SSEN (SHEPD) | Boat of Garten |  | 142.062 | 154.534 | 167.895 | 178.632 | 188.653 | 198.226 | 207.367 | 216.151 | 223.919 | 231.56 | 239.132 | 246.727 | 254.524 | 315.938 | 382.33 | 453.549 | 524.526 | 594.446 | 662.264 | 730.04 | 797.808 | 862.389 | 925.946 | 988.229 | 1050.095 | 1110.349 | 1168.976 | 1224.317
Hydrogen Evolution | Lct_BB009 | Number | SSEN (SHEPD) | Braco West |  | 229.617 | 244.596 | 260.441 | 280.687 | 300.153 | 319.248 | 337.977 | 356.444 | 372.399 | 388.359 | 404.423 | 420.768 | 437.739 | 538.866 | 646.648 | 760.569 | 871.99 | 979.577 | 1097.113 | 1215.853 | 1335.818 | 1451.682 | 1566.998 | 1680.904 | 1795.223 | 1907.887 | 2018.797 | 2124.978
Hydrogen Evolution | Lct_BB009 | Number | SSEN (SHEPD) | Bridge of Dun |  | 220.115 | 234.474 | 249.664 | 269.071 | 287.732 | 306.037 | 323.991 | 341.694 | 356.989 | 372.288 | 387.687 | 403.355 | 419.624 | 516.566 | 619.889 | 729.095 | 835.905 | 939.04 | 1051.712 | 1165.538 | 1280.539 | 1391.608 | 1502.152 | 1611.345 | 1720.933 | 1828.935 | 1935.254 | 2037.041
Hydrogen Evolution | Lct_BB009 | Number | SSEN (SHEPD) | Broadford-Skye |  | 73.371 | 79.813 | 86.713 | 92.259 | 97.434 | 102.378 | 107.099 | 111.636 | 115.648 | 119.595 | 123.505 | 127.428 | 131.455 | 163.174 | 197.463 | 234.246 | 270.904 | 307.016 | 342.042 | 377.046 | 412.046 | 445.401 | 478.226 | 510.394 | 542.346 | 573.465 | 603.745 | 632.327
Hydrogen Evolution | Lct_BB009 | Number | SSEN (SHEPD) | Brora |  | 53.029 | 60.293 | 68.162 | 72.22 | 75.95 | 79.466 | 82.775 | 85.911 | 88.701 | 91.422 | 94.097 | 96.768 | 99.513 | 124.065 | 150.787 | 179.644 | 208.648 | 237.477 | 263.647 | 289.602 | 315.357 | 339.657 | 363.365 | 386.623 | 409.56 | 431.713 | 453.085 | 473.044
Hydrogen Evolution | Lct_BB009 | Number | SSEN (SHEPD) | Burghmuir |  | 443.986 | 472.95 | 503.588 | 542.734 | 580.375 | 617.296 | 653.511 | 689.219 | 720.069 | 750.93 | 781.991 | 813.594 | 846.409 | 1041.948 | 1250.356 | 1470.633 | 1686.076 | 1894.105 | 2121.373 | 2350.967 | 2582.931 | 2806.966 | 3029.939 | 3250.188 | 3471.234 | 3689.081 | 3903.535 | 4108.847
Hydrogen Evolution | Lct_BB009 | Number | SSEN (SHEPD) | Carradale |  | 98.539 | 119.968 | 143.412 | 151.156 | 158.104 | 164.505 | 170.384 | 175.816 | 180.641 | 185.265 | 189.743 | 194.177 | 198.76 | 248.875 | 303.763 | 363.389 | 423.781 | 484.287 | 536.965 | 589.065 | 640.609 | 689.051 | 736.146 | 781.876 | 826.772 | 869.901 | 911.272 | 949.625
Hydrogen Evolution | Lct_BB009 | Number | SSEN (SHEPD) | Cassley |  | 6.28 | 7.141 | 8.072 | 8.553 | 8.995 | 9.411 | 9.803 | 10.175 | 10.505 | 10.827 | 11.144 | 11.46 | 11.785 | 14.693 | 17.858 | 21.275 | 24.71 | 28.125 | 31.224 | 34.298 | 37.348 | 40.226 | 43.034 | 45.788 | 48.505 | 51.128 | 53.659 | 56.023
Hydrogen Evolution | Lct_BB009 | Number | SSEN (SHEPD) | Ceannacroc |  | 22.37 | 24.334 | 26.438 | 28.128 | 29.706 | 31.214 | 32.653 | 34.036 | 35.26 | 36.463 | 37.655 | 38.851 | 40.079 | 49.749 | 60.204 | 71.418 | 82.595 | 93.605 | 104.284 | 114.956 | 125.627 | 135.796 | 145.804 | 155.612 | 165.354 | 174.842 | 184.073 | 192.788
Hydrogen Evolution | Lct_BB009 | Number | SSEN (SHEPD) | Charleston |  | 98.348 | 104.764 | 111.551 | 120.222 | 128.56 | 136.738 | 144.76 | 152.67 | 159.504 | 166.34 | 173.22 | 180.221 | 187.49 | 230.804 | 276.968 | 325.762 | 373.485 | 419.566 | 469.909 | 520.767 | 572.149 | 621.776 | 671.167 | 719.955 | 768.919 | 817.175 | 864.679 | 910.158
Hydrogen Evolution | Lct_BB009 | Number | SSEN (SHEPD) | Clachan |  | 29.238 | 35.597 | 42.553 | 44.851 | 46.912 | 48.812 | 50.556 | 52.168 | 53.599 | 54.971 | 56.3 | 57.616 | 58.976 | 73.846 | 90.132 | 107.824 | 125.744 | 143.697 | 159.327 | 174.786 | 190.08 | 204.454 | 218.428 | 231.997 | 245.318 | 258.115 | 270.391 | 281.771
Hydrogen Evolution | Lct_BB009 | Number | SSEN (SHEPD) | Clayhills |  | 86.533 | 90.8 | 95.249 | 102.874 | 110.24 | 117.493 | 124.634 | 131.699 | 137.813 | 143.944 | 150.128 | 156.431 | 162.983 | 200.308 | 239.972 | 281.766 | 322.478 | 361.617 | 405.204 | 449.279 | 493.849 | 536.945 | 579.877 | 622.353 | 665.024 | 707.124 | 748.612 | 788.382
Hydrogen Evolution | Lct_BB009 | Number | SSEN (SHEPD) | Coupar Angus |  | 191.453 | 203.942 | 217.154 | 234.035 | 250.266 | 266.187 | 281.803 | 297.201 | 310.504 | 323.811 | 337.205 | 350.833 | 364.983 | 449.303 | 539.171 | 634.158 | 727.059 | 816.764 | 914.765 | 1013.769 | 1113.796 | 1210.403 | 1306.552 | 1401.526 | 1496.844 | 1590.783 | 1683.258 | 1771.792
Hydrogen Evolution | Lct_BB009 | Number | SSEN (SHEPD) | Craigiebuckler |  | 229.419 | 240.731 | 252.526 | 272.742 | 292.27 | 311.5 | 330.432 | 349.165 | 365.374 | 381.628 | 398.023 | 414.734 | 432.106 | 531.062 | 636.22 | 747.026 | 854.964 | 958.731 | 1074.289 | 1191.142 | 1309.307 | 1423.564 | 1537.386 | 1650 | 1763.131 | 1874.747 | 1984.742 | 2090.181
Hydrogen Evolution | Lct_BB009 | Number | SSEN (SHEPD) | Dallas |  | 0 | 0 | 0 | 0 | 0 | 0 | 0 | 0 | 0 | 0 | 0 | 0 | 0 | 0 | 0 | 0 | 0 | 0 | 0 | 0 | 0 | 0 | 0 | 0 | 0 | 0 | 0 | 0
Hydrogen Evolution | Lct_BB009 | Number | SSEN (SHEPD) | Dounreay |  | 69.265 | 78.754 | 89.032 | 94.332 | 99.204 | 103.796 | 108.119 | 112.215 | 115.86 | 119.413 | 122.907 | 126.396 | 129.982 | 162.051 | 196.955 | 234.647 | 272.532 | 310.187 | 344.369 | 378.272 | 411.912 | 443.652 | 474.618 | 504.997 | 534.957 | 563.893 | 591.809 | 617.879
Hydrogen Evolution | Lct_BB009 | Number | SSEN (SHEPD) | Dudhope |  | 281.807 | 300.191 | 319.638 | 344.485 | 368.376 | 391.811 | 414.797 | 437.461 | 457.043 | 476.631 | 496.346 | 516.405 | 537.233 | 661.346 | 793.627 | 933.441 | 1070.187 | 1202.227 | 1346.479 | 1492.207 | 1639.439 | 1781.639 | 1923.164 | 2062.961 | 2203.263 | 2341.535 | 2477.654 | 2607.969
Hydrogen Evolution | Lct_BB009 | Number | SSEN (SHEPD) | Dunbeath |  | 0 | 0 | 0 | 0 | 0 | 0 | 0 | 0 | 0 | 0 | 0 | 0 | 0 | 0 | 0 | 0 | 0 | 0 | 0 | 0 | 0 | 0 | 0 | 0 | 0 | 0 | 0 | 0
Hydrogen Evolution | Lct_BB009 | Number | SSEN (SHEPD) | Dunoon |  | 206.569 | 225.592 | 245.989 | 269.624 | 292.969 | 316.392 | 339.87 | 363.482 | 383.691 | 404.177 | 425.046 | 446.509 | 468.999 | 571.357 | 678.303 | 788.942 | 894.127 | 992.521 | 1118.354 | 1246.894 | 1378.124 | 1506.541 | 1635.728 | 1764.545 | 1895.097 | 2025.175 | 2154.584 | 2280.036
Hydrogen Evolution | Lct_BB009 | Number | SSEN (SHEPD) | Dunvegan |  | 50.766 | 55.223 | 59.997 | 63.834 | 67.415 | 70.836 | 74.102 | 77.241 | 80.017 | 82.748 | 85.453 | 88.168 | 90.954 | 112.9 | 136.625 | 162.075 | 187.439 | 212.424 | 236.659 | 260.879 | 285.095 | 308.173 | 330.885 | 353.142 | 375.25 | 396.782 | 417.732 | 437.508
Hydrogen Evolution | Lct_BB009 | Number | SSEN (SHEPD) | Dyce |  | 236.264 | 247.913 | 260.06 | 280.879 | 300.99 | 320.793 | 340.29 | 359.582 | 376.274 | 393.013 | 409.898 | 427.108 | 444.998 | 546.906 | 655.201 | 769.313 | 880.471 | 987.334 | 1106.34 | 1226.679 | 1348.37 | 1466.035 | 1583.253 | 1699.227 | 1815.733 | 1930.679 | 2043.955 | 2152.54
Hydrogen Evolution | Lct_BB009 | Number | SSEN (SHEPD) | Elgin |  | 314.038 | 341.608 | 371.142 | 394.878 | 417.03 | 438.191 | 458.398 | 477.815 | 494.988 | 511.879 | 528.616 | 545.407 | 562.643 | 698.402 | 845.165 | 1002.6 | 1159.499 | 1314.062 | 1463.978 | 1613.802 | 1763.606 | 1906.366 | 2046.863 | 2184.546 | 2321.304 | 2454.498 | 2584.098 | 2706.433
Hydrogen Evolution | Lct_BB009 | Number | SSEN (SHEPD) | Fasnakyle |  | 11.2 | 12.183 | 13.237 | 14.083 | 14.873 | 15.628 | 16.349 | 17.041 | 17.654 | 18.256 | 18.853 | 19.452 | 20.066 | 24.908 | 30.142 | 35.757 | 41.353 | 46.865 | 52.212 | 57.556 | 62.898 | 67.99 | 73.001 | 77.911 | 82.788 | 87.539 | 92.161 | 96.524
Hydrogen Evolution | Lct_BB009 | Number | SSEN (SHEPD) | Fetteresso |  | 0 | 0 | 0 | 0 | 0 | 0 | 0 | 0 | 0 | 0 | 0 | 0 | 0 | 0 | 0 | 0 | 0 | 0 | 0 | 0 | 0 | 0 | 0 | 0 | 0 | 0 | 0 | 0
Hydrogen Evolution | Lct_BB009 | Number | SSEN (SHEPD) | Fiddes |  | 111.897 | 117.414 | 123.167 | 133.028 | 142.552 | 151.931 | 161.165 | 170.302 | 178.208 | 186.135 | 194.132 | 202.283 | 210.756 | 259.021 | 310.311 | 364.355 | 417.001 | 467.612 | 523.975 | 580.969 | 638.603 | 694.331 | 749.846 | 804.773 | 859.951 | 914.391 | 968.04 | 1019.467
Hydrogen Evolution | Lct_BB009 | Number | SSEN (SHEPD) | Finstown |  | 0 | 0 | 0 | 0 | 0 | 0 | 0 | 0 | 0 | 0 | 0 | 0 | 0 | 0 | 0 | 0 | 0 | 0 | 0 | 0 | 0 | 0 | 0 | 0 | 0 | 0 | 0 | 0
Hydrogen Evolution | Lct_BB009 | Number | SSEN (SHEPD) | Fort Augustus |  | 24.565 | 26.722 | 29.032 | 30.888 | 32.621 | 34.277 | 35.857 | 37.376 | 38.719 | 40.041 | 41.35 | 42.663 | 44.012 | 54.631 | 66.111 | 78.426 | 90.699 | 102.79 | 114.517 | 126.236 | 137.954 | 149.122 | 160.112 | 170.882 | 181.579 | 191.998 | 202.136 | 211.705
Hydrogen Evolution | Lct_BB009 | Number | SSEN (SHEPD) | Fort William |  | 170.272 | 185.22 | 201.233 | 214.103 | 226.114 | 237.588 | 248.544 | 259.072 | 268.383 | 277.541 | 286.616 | 295.72 | 305.065 | 378.674 | 458.249 | 543.61 | 628.681 | 712.485 | 793.77 | 875.004 | 956.228 | 1033.632 | 1109.81 | 1184.461 | 1258.612 | 1330.83 | 1401.099 | 1467.429
Hydrogen Evolution | Lct_BB009 | Number | SSEN (SHEPD) | Fraserburgh |  | 126.621 | 132.864 | 139.374 | 150.532 | 161.309 | 171.923 | 182.372 | 192.711 | 201.657 | 210.627 | 219.676 | 228.9 | 238.488 | 293.103 | 351.142 | 412.298 | 471.871 | 529.142 | 592.921 | 657.414 | 722.632 | 785.692 | 848.512 | 910.666 | 973.105 | 1034.709 | 1095.417 | 1153.61
Hydrogen Evolution | Lct_BB009 | Number | SSEN (SHEPD) | Glenfarclas |  | 0 | 0 | 0 | 0 | 0 | 0 | 0 | 0 | 0 | 0 | 0 | 0 | 0 | 0 | 0 | 0 | 0 | 0 | 0 | 0 | 0 | 0 | 0 | 0 | 0 | 0 | 0 | 0
Hydrogen Evolution | Lct_BB009 | Number | SSEN (SHEPD) | Grudie Bridge |  | 104.101 | 113.241 | 123.031 | 130.899 | 138.242 | 145.257 | 151.956 | 158.392 | 164.085 | 169.684 | 175.232 | 180.798 | 186.512 | 231.515 | 280.166 | 332.354 | 384.365 | 435.602 | 485.298 | 534.963 | 584.622 | 631.946 | 678.52 | 724.16 | 769.495 | 813.648 | 856.609 | 897.162
Hydrogen Evolution | Lct_BB009 | Number | SSEN (SHEPD) | Inverness |  | 586.547 | 638.041 | 693.203 | 737.535 | 778.911 | 818.434 | 856.176 | 892.443 | 924.517 | 956.064 | 987.326 | 1018.687 | 1050.88 | 1304.444 | 1578.563 | 1872.612 | 2165.662 | 2454.347 | 2734.354 | 3014.187 | 3293.985 | 3560.626 | 3823.041 | 4080.198 | 4335.628 | 4584.403 | 4826.464 | 5054.955
Hydrogen Evolution | Lct_BB009 | Number | SSEN (SHEPD) | Keith |  | 278.038 | 302.447 | 328.595 | 349.61 | 369.223 | 387.958 | 405.848 | 423.04 | 438.244 | 453.198 | 468.017 | 482.883 | 498.143 | 618.338 | 748.278 | 887.664 | 1026.577 | 1163.421 | 1296.151 | 1428.799 | 1561.43 | 1687.825 | 1812.215 | 1934.114 | 2055.195 | 2173.12 | 2287.863 | 2396.173
Hydrogen Evolution | Lct_BB009 | Number | SSEN (SHEPD) | Killin |  | 32.471 | 34.589 | 36.83 | 39.693 | 42.446 | 45.146 | 47.795 | 50.406 | 52.663 | 54.92 | 57.191 | 59.503 | 61.903 | 76.203 | 91.445 | 107.556 | 123.312 | 138.526 | 155.148 | 171.939 | 188.904 | 205.289 | 221.596 | 237.704 | 253.871 | 269.803 | 285.487 | 300.503
Hydrogen Evolution | Lct_BB009 | Number | SSEN (SHEPD) | Kinlochleven |  | 12.072 | 13.132 | 14.267 | 15.18 | 16.031 | 16.845 | 17.621 | 18.368 | 19.028 | 19.677 | 20.321 | 20.966 | 21.629 | 26.847 | 32.489 | 38.541 | 44.573 | 50.514 | 56.277 | 62.037 | 67.795 | 73.283 | 78.684 | 83.977 | 89.234 | 94.354 | 99.336 | 104.039
Hydrogen Evolution | Lct_BB009 | Number | SSEN (SHEPD) | Kintore |  | 462.052 | 484.833 | 508.589 | 549.304 | 588.634 | 627.362 | 665.492 | 703.22 | 735.864 | 768.6 | 801.62 | 835.277 | 870.264 | 1069.561 | 1281.351 | 1504.513 | 1721.901 | 1930.888 | 2163.624 | 2398.966 | 2636.952 | 2867.065 | 3096.303 | 3323.108 | 3550.955 | 3775.751 | 3997.28 | 4209.635
Hydrogen Evolution | Lct_BB009 | Number | SSEN (SHEPD) | Lairg |  | 9.048 | 10.287 | 11.63 | 12.322 | 12.959 | 13.558 | 14.123 | 14.658 | 15.134 | 15.598 | 16.055 | 16.51 | 16.979 | 21.168 | 25.727 | 30.651 | 35.599 | 40.518 | 44.983 | 49.412 | 53.806 | 57.952 | 61.997 | 65.965 | 69.879 | 73.659 | 77.305 | 80.711
Hydrogen Evolution | Lct_BB009 | Number | SSEN (SHEPD) | Lunanhead |  | 187.314 | 199.534 | 212.46 | 228.975 | 244.855 | 260.432 | 275.711 | 290.776 | 303.791 | 316.811 | 329.916 | 343.249 | 357.093 | 439.59 | 527.515 | 620.448 | 711.342 | 799.108 | 894.99 | 991.854 | 1089.718 | 1184.236 | 1278.307 | 1371.228 | 1464.486 | 1556.394 | 1646.87 | 1733.489
Hydrogen Evolution | Lct_BB009 | Number | SSEN (SHEPD) | Lyndhurst |  | 147.735 | 157.373 | 167.568 | 180.594 | 193.118 | 205.404 | 217.454 | 229.336 | 239.602 | 249.87 | 260.206 | 270.722 | 281.641 | 346.706 | 416.053 | 489.35 | 561.038 | 630.259 | 705.882 | 782.279 | 859.465 | 934.012 | 1008.206 | 1081.493 | 1155.046 | 1227.534 | 1298.893 | 1367.21
Hydrogen Evolution | Lct_BB009 | Number | SSEN (SHEPD) | Macduff |  | 114.364 | 124.404 | 135.16 | 143.803 | 151.871 | 159.577 | 166.936 | 174.007 | 180.261 | 186.412 | 192.507 | 198.622 | 204.899 | 254.339 | 307.786 | 365.119 | 422.257 | 478.545 | 533.14 | 587.702 | 642.256 | 694.246 | 745.411 | 795.551 | 845.354 | 893.86 | 941.057 | 985.608
Hydrogen Evolution | Lct_BB009 | Number | SSEN (SHEPD) | Milton of Craigie |  | 304.604 | 324.475 | 345.495 | 372.352 | 398.175 | 423.506 | 448.352 | 472.85 | 494.015 | 515.187 | 536.497 | 558.179 | 580.693 | 714.845 | 857.827 | 1008.951 | 1156.759 | 1299.481 | 1455.402 | 1612.918 | 1772.061 | 1925.763 | 2078.737 | 2229.843 | 2381.495 | 2530.953 | 2678.082 | 2818.939
Hydrogen Evolution | Lct_BB009 | Number | SSEN (SHEPD) | Mybster |  | 56.825 | 64.609 | 73.041 | 77.389 | 81.387 | 85.154 | 88.7 | 92.061 | 95.051 | 97.966 | 100.832 | 103.694 | 106.637 | 132.946 | 161.581 | 192.503 | 223.584 | 254.476 | 282.519 | 310.333 | 337.931 | 363.97 | 389.375 | 414.298 | 438.877 | 462.616 | 485.518 | 506.906
Hydrogen Evolution | Lct_BB009 | Number | SSEN (SHEPD) | Nairn |  | 195.512 | 212.677 | 231.064 | 245.841 | 259.633 | 272.807 | 285.387 | 297.476 | 308.167 | 318.683 | 329.103 | 339.557 | 350.287 | 434.807 | 526.179 | 624.194 | 721.875 | 818.102 | 911.436 | 1004.712 | 1097.977 | 1186.855 | 1274.325 | 1360.043 | 1445.185 | 1528.109 | 1608.794 | 1684.957
Hydrogen Evolution | Lct_BB009 | Number | SSEN (SHEPD) | Orrin |  | 0 | 0 | 0 | 0 | 0 | 0 | 0 | 0 | 0 | 0 | 0 | 0 | 0 | 0 | 0 | 0 | 0 | 0 | 0 | 0 | 0 | 0 | 0 | 0 | 0 | 0 | 0 | 0
Hydrogen Evolution | Lct_BB009 | Number | SSEN (SHEPD) | Persley |  | 304.277 | 319.279 | 334.924 | 361.736 | 387.636 | 413.14 | 438.25 | 463.095 | 484.593 | 506.15 | 527.895 | 550.059 | 573.1 | 704.344 | 843.815 | 990.775 | 1133.933 | 1271.558 | 1424.823 | 1579.804 | 1736.526 | 1888.064 | 2039.025 | 2188.384 | 2338.429 | 2486.465 | 2632.35 | 2772.193
Hydrogen Evolution | Lct_BB009 | Number | SSEN (SHEPD) | Peterhead Grange |  | 137.12 | 143.881 | 150.931 | 163.014 | 174.685 | 186.179 | 197.494 | 208.69 | 218.378 | 228.093 | 237.892 | 247.88 | 258.263 | 317.408 | 380.259 | 446.486 | 510.999 | 573.019 | 642.086 | 711.928 | 782.553 | 850.843 | 918.872 | 986.18 | 1053.797 | 1120.508 | 1186.25 | 1249.269
Hydrogen Evolution | Lct_BB009 | Number | SSEN (SHEPD) | Peterhead Shell |  | 67.261 | 70.578 | 74.036 | 79.963 | 85.688 | 91.326 | 96.876 | 102.368 | 107.12 | 111.886 | 116.693 | 121.592 | 126.685 | 155.697 | 186.527 | 219.013 | 250.659 | 281.081 | 314.961 | 349.22 | 383.864 | 417.361 | 450.732 | 483.748 | 516.916 | 549.64 | 581.888 | 612.801
Hydrogen Evolution | Lct_BB009 | Number | SSEN (SHEPD) | Port Ann |  | 143.216 | 174.361 | 208.434 | 219.69 | 229.788 | 239.09 | 247.635 | 255.53 | 262.542 | 269.262 | 275.772 | 282.216 | 288.876 | 361.713 | 441.488 | 528.148 | 615.921 | 703.86 | 780.421 | 856.144 | 931.058 | 1001.462 | 1069.91 | 1136.374 | 1201.625 | 1264.308 | 1324.437 | 1380.179
Hydrogen Evolution | Lct_BB009 | Number | SSEN (SHEPD) | Quoich |  | 2.8 | 3.046 | 3.309 | 3.521 | 3.718 | 3.907 | 4.087 | 4.26 | 4.413 | 4.564 | 4.713 | 4.863 | 5.017 | 6.227 | 7.536 | 8.939 | 10.338 | 11.716 | 13.053 | 14.389 | 15.725 | 16.997 | 18.25 | 19.478 | 20.697 | 21.885 | 23.04 | 24.131
Hydrogen Evolution | Lct_BB009 | Number | SSEN (SHEPD) | Rannoch |  | 3.654 | 3.892 | 4.144 | 4.466 | 4.776 | 5.08 | 5.378 | 5.672 | 5.926 | 6.18 | 6.435 | 6.696 | 6.966 | 8.575 | 10.29 | 12.103 | 13.876 | 15.588 | 17.458 | 19.347 | 21.256 | 23.1 | 24.935 | 26.748 | 28.567 | 30.36 | 32.124 | 33.814
Hydrogen Evolution | Lct_BB009 | Number | SSEN (SHEPD) | Redmoss |  | 260.676 | 273.528 | 286.93 | 309.901 | 332.09 | 353.939 | 375.451 | 396.735 | 415.153 | 433.621 | 452.25 | 471.238 | 490.977 | 603.415 | 722.9 | 848.801 | 971.445 | 1089.349 | 1220.652 | 1353.425 | 1487.689 | 1617.513 | 1746.841 | 1874.798 | 2003.343 | 2130.166 | 2255.146 | 2374.95
Hydrogen Evolution | Lct_BB009 | Number | SSEN (SHEPD) | Rothienorman |  | 0 | 0 | 0 | 0 | 0 | 0 | 0 | 0 | 0 | 0 | 0 | 0 | 0 | 0 | 0 | 0 | 0 | 0 | 0 | 0 | 0 | 0 | 0 | 0 | 0 | 0 | 0 | 0
Hydrogen Evolution | Lct_BB009 | Number | SSEN (SHEPD) | Shin |  | 9.502 | 10.803 | 12.213 | 12.94 | 13.609 | 14.239 | 14.832 | 15.393 | 15.893 | 16.381 | 16.86 | 17.339 | 17.831 | 22.23 | 27.018 | 32.188 | 37.385 | 42.551 | 47.24 | 51.891 | 56.505 | 60.86 | 65.107 | 69.275 | 73.385 | 77.354 | 81.183 | 84.76
Hydrogen Evolution | Lct_BB009 | Number | SSEN (SHEPD) | Sloy |  | 24.092 | 29.332 | 35.063 | 36.957 | 38.656 | 40.22 | 41.658 | 42.986 | 44.165 | 45.296 | 46.391 | 47.475 | 48.596 | 60.848 | 74.268 | 88.846 | 103.612 | 118.405 | 131.285 | 144.023 | 156.625 | 168.469 | 179.983 | 191.164 | 202.14 | 212.685 | 222.8 | 232.177
Hydrogen Evolution | Lct_BB009 | Number | SSEN (SHEPD) | St Fergus Gas Terminal |  | 29.034 | 30.465 | 31.958 | 34.517 | 36.988 | 39.422 | 41.818 | 44.188 | 46.24 | 48.297 | 50.371 | 52.486 | 54.685 | 67.208 | 80.516 | 94.539 | 108.199 | 121.331 | 135.956 | 150.744 | 165.698 | 180.158 | 194.563 | 208.814 | 223.132 | 237.257 | 251.177 | 264.521
Hydrogen Evolution | Lct_BB009 | Number | SSEN (SHEPD) | Strichen |  | 107.109 | 112.39 | 117.897 | 127.335 | 136.452 | 145.43 | 154.269 | 163.015 | 170.582 | 178.171 | 185.825 | 193.627 | 201.738 | 247.937 | 297.033 | 348.764 | 399.158 | 447.603 | 501.554 | 556.11 | 611.278 | 664.621 | 717.761 | 770.337 | 823.155 | 875.265 | 926.618 | 975.845
Hydrogen Evolution | Lct_BB009 | Number | SSEN (SHEPD) | Tarland |  | 130.708 | 137.152 | 143.872 | 155.39 | 166.516 | 177.472 | 188.258 | 198.931 | 208.165 | 217.426 | 226.767 | 236.288 | 246.185 | 302.563 | 362.475 | 425.605 | 487.101 | 546.22 | 612.058 | 678.633 | 745.955 | 811.051 | 875.899 | 940.059 | 1004.513 | 1068.105 | 1130.772 | 1190.844
Hydrogen Evolution | Lct_BB009 | Number | SSEN (SHEPD) | Taynuilt |  | 236.68 | 288.151 | 344.459 | 363.061 | 379.75 | 395.123 | 409.243 | 422.291 | 433.879 | 444.985 | 455.743 | 466.392 | 477.4 | 597.77 | 729.606 | 872.822 | 1017.876 | 1163.205 | 1289.732 | 1414.871 | 1538.674 | 1655.026 | 1768.143 | 1877.981 | 1985.816 | 2089.407 | 2188.777 | 2280.897
Hydrogen Evolution | Lct_BB009 | Number | SSEN (SHEPD) | Thurso |  | 258.831 | 294.289 | 332.695 | 352.501 | 370.71 | 387.868 | 404.022 | 419.328 | 432.947 | 446.225 | 459.282 | 472.318 | 485.721 | 605.557 | 735.986 | 876.834 | 1018.403 | 1159.115 | 1286.848 | 1413.536 | 1539.244 | 1657.85 | 1773.566 | 1887.086 | 1999.041 | 2107.171 | 2211.487 | 2308.907
Hydrogen Evolution | Lct_BB009 | Number | SSEN (SHEPD) | Tummel Bridge |  | 62.56 | 66.641 | 70.958 | 76.474 | 81.778 | 86.98 | 92.083 | 97.114 | 101.461 | 105.81 | 110.186 | 114.639 | 119.263 | 146.815 | 176.181 | 207.219 | 237.576 | 266.888 | 298.911 | 331.262 | 363.947 | 395.515 | 426.933 | 457.967 | 489.113 | 519.809 | 550.026 | 578.956
Hydrogen Evolution | Lct_BB009 | Number | SSEN (SHEPD) | Willowdale |  | 139.715 | 146.604 | 153.787 | 166.099 | 177.991 | 189.702 | 201.232 | 212.64 | 222.511 | 232.41 | 242.394 | 252.571 | 263.151 | 323.414 | 387.455 | 454.935 | 520.669 | 583.863 | 654.238 | 725.4 | 797.363 | 866.944 | 936.261 | 1004.843 | 1073.739 | 1141.713 | 1208.699 | 1272.911
Hydrogen Evolution | Lct_BB009 | Number | SSEN (SHEPD) | Woodhill |  | 300.713 | 315.54 | 331.001 | 357.499 | 383.096 | 408.301 | 433.117 | 457.671 | 478.917 | 500.222 | 521.712 | 543.617 | 566.387 | 696.094 | 833.931 | 979.17 | 1120.651 | 1256.665 | 1408.134 | 1561.3 | 1716.186 | 1865.949 | 2015.142 | 2162.752 | 2311.04 | 2457.342 | 2601.518 | 2739.723
Hydrogen Evolution | Lct_BB009 | Number | SSEN South | Acton Lane 66kV |  | 1142.983 | 1202.266 | 1264.179 | 1325.846 | 1378.904 | 1425.847 | 1467.039 | 1503.257 | 1536.652 | 1567.804 | 1597.243 | 1625.996 | 1656.031 | 2094.316 | 2580.988 | 3116.503 | 3667.56 | 4228.553 | 4703.261 | 5176.189 | 5647.425 | 6094.517 | 6532.751 | 6948.137 | 7357.369 | 7752.086 | 8132.218 | 8486.282
Hydrogen Evolution | Lct_BB009 | Number | SSEN South | Axminster_H |  | 1074.519 | 1192.933 | 1320.586 | 1407.619 | 1489.368 | 1567.89 | 1643.299 | 1716.16 | 1781.187 | 1845.401 | 1909.228 | 1973.29 | 2038.717 | 2523.313 | 3044.864 | 3601.845 | 4153.621 | 4693.68 | 5237.95 | 5783.874 | 6331.638 | 6856.037 | 7374.071 | 7887.852 | 8400.633 | 8902.789 | 9393.97 | 9860.504
Hydrogen Evolution | Lct_BB009 | Number | SSEN South | Botley Wood |  | 2159.606 | 2183.815 | 2203.699 | 2354.972 | 2497.017 | 2633.56 | 2764.836 | 2891.871 | 3003.916 | 3114.828 | 3225.456 | 3337.334 | 3453.431 | 4270.701 | 5148.624 | 6083.863 | 7008.008 | 7910.339 | 8833.318 | 9760.638 | 10692.314 | 11585.825 | 12469.654 | 13350.993 | 14232.258 | 15097.054 | 15944.552 | 16751.252
Hydrogen Evolution | Lct_BB009 | Number | SSEN South | Bramley |  | 2465.934 | 2736.506 | 3028.182 | 3198.387 | 3353.439 | 3498.204 | 3633.144 | 3759.685 | 3875.417 | 3987.503 | 4096.843 | 4204.54 | 4312.42 | 5382.481 | 6549.86 | 7813.921 | 9087.872 | 10357.227 | 11528.729 | 12697.152 | 13863.276 | 14971.894 | 16060.718 | 17116.259 | 18161.28 | 19175.173 | 20157.803 | 21080.677
Hydrogen Evolution | Lct_BB009 | Number | SSEN South | Chickerell |  | 830.78 | 922.334 | 1021.03 | 1088.321 | 1151.526 | 1212.236 | 1270.54 | 1326.874 | 1377.151 | 1426.798 | 1476.147 | 1525.678 | 1576.263 | 1950.935 | 2354.18 | 2784.818 | 3211.432 | 3628.986 | 4049.796 | 4471.885 | 4895.397 | 5300.844 | 5701.369 | 6098.605 | 6495.07 | 6883.319 | 7263.083 | 7623.79
Hydrogen Evolution | Lct_BB009 | Number | SSEN South | Cowley |  | 5327.897 | 5700.642 | 6095.105 | 6513.877 | 6904.075 | 7276.999 | 7633.535 | 7976.856 | 8279.105 | 8578.075 | 8876.604 | 9180.76 | 9502.78 | 11737.088 | 14130.577 | 16671.177 | 19172.223 | 21605.374 | 24100.013 | 26602.306 | 29111.033 | 31510.729 | 33878.399 | 36238.622 | 38593.918 | 40899.621 | 43152.916 | 45289.604
Hydrogen Evolution | Lct_BB009 | Number | SSEN South | Ealing |  | 9903.382 | 10417.042 | 10953.491 | 11487.806 | 11947.528 | 12354.26 | 12711.166 | 13024.983 | 13314.329 | 13584.246 | 13839.328 | 14088.452 | 14348.691 | 18146.22 | 22362.993 | 27002.963 | 31777.598 | 36638.328 | 40751.439 | 44849.129 | 48932.154 | 52805.986 | 56603.07 | 60202.187 | 63747.976 | 67168.006 | 70461.661 | 73529.453
Hydrogen Evolution | Lct_BB009 | Number | SSEN South | Fawley |  | 2734.793 | 2765.45 | 2790.63 | 2982.192 | 3162.069 | 3334.979 | 3501.219 | 3662.089 | 3803.976 | 3944.428 | 4084.52 | 4226.195 | 4373.214 | 5408.154 | 6519.902 | 7704.231 | 8874.513 | 10017.169 | 11185.973 | 12360.275 | 13540.092 | 14671.579 | 15790.806 | 16906.88 | 18022.859 | 19117.985 | 20191.204 | 21212.76
Hydrogen Evolution | Lct_BB009 | Number | SSEN South | Fleet |  | 9481.263 | 10320.298 | 11218.923 | 11995.762 | 12732.294 | 13445.558 | 14136.223 | 14808.84 | 15407.724 | 16002.081 | 16595.457 | 17192.825 | 17803.179 | 21980.445 | 26458.048 | 31220.022 | 35911.842 | 40477.073 | 45233.94 | 50019.189 | 54833.963 | 59459.994 | 64043.537 | 68615.717 | 73193.662 | 77693.1 | 82109.798 | 86322.659
Hydrogen Evolution | Lct_BB009 | Number | SSEN South | Iver 132kV |  | 1903.988 | 1880.358 | 1847.913 | 1963.251 | 2070.192 | 2171.752 | 2268.164 | 2360.282 | 2442.831 | 2523.811 | 2603.849 | 2683.914 | 2765.796 | 3441.97 | 4176.112 | 4966.906 | 5759.003 | 6543.375 | 7304.876 | 8069.336 | 8836.959 | 9572.571 | 10299.837 | 11014.68 | 11727.749 | 12425.588 | 13107.662 | 13754.836
Hydrogen Evolution | Lct_BB009 | Number | SSEN South | Iver 66kV |  | 1861.901 | 1838.794 | 1807.066 | 1919.854 | 2024.431 | 2123.746 | 2218.027 | 2308.109 | 2388.833 | 2468.023 | 2546.292 | 2624.588 | 2704.659 | 3365.887 | 4083.8 | 4857.115 | 5631.703 | 6398.736 | 7143.405 | 7890.967 | 8641.622 | 9360.973 | 10072.163 | 10771.205 | 11468.512 | 12150.926 | 12817.923 | 13450.791
Hydrogen Evolution | Lct_BB009 | Number | SSEN South | Laleham |  | 1892.492 | 1869.005 | 1836.756 | 1951.397 | 2057.692 | 2158.639 | 2254.469 | 2346.031 | 2428.081 | 2508.572 | 2588.127 | 2667.709 | 2749.096 | 3421.188 | 4150.897 | 4936.917 | 5724.231 | 6503.867 | 7260.77 | 8020.615 | 8783.602 | 9514.773 | 10237.648 | 10948.174 | 11656.938 | 12350.564 | 13028.52 | 13671.786
Hydrogen Evolution | Lct_BB009 | Number | SSEN South | Lovedean |  | 5288.013 | 5347.292 | 5395.98 | 5766.386 | 6114.198 | 6448.537 | 6769.981 | 7081.04 | 7355.393 | 7626.972 | 7897.855 | 8171.8 | 8456.076 | 10457.244 | 12606.926 | 14896.953 | 17159.817 | 19369.266 | 21629.273 | 23899.91 | 26181.213 | 28369.063 | 30533.208 | 32691.257 | 34849.122 | 36966.663 | 39041.848 | 41017.135
Hydrogen Evolution | Lct_BB009 | Number | SSEN South | Mannington |  | 7419.698 | 8237.368 | 9118.823 | 9719.798 | 10284.286 | 10826.493 | 11347.205 | 11850.322 | 12299.341 | 12742.743 | 13183.481 | 13625.838 | 14077.619 | 17423.818 | 21025.198 | 24871.23 | 28681.319 | 32410.498 | 36168.757 | 39938.435 | 43720.826 | 47341.873 | 50918.968 | 54466.69 | 58007.517 | 61474.973 | 64866.645 | 68088.123
Hydrogen Evolution | Lct_BB009 | Number | SSEN South | Melksham |  | 4770.145 | 5211.713 | 5685.414 | 6054.475 | 6400.439 | 6732.117 | 7050.019 | 7356.578 | 7630.839 | 7901.269 | 8169.656 | 8438.47 | 8712.108 | 10791.916 | 13033.572 | 15431.246 | 17811.029 | 20144.881 | 22478.504 | 24818.491 | 27165.822 | 29412.289 | 31631.028 | 33835.96 | 36036.782 | 38192.287 | 40301.26 | 42305.438
Hydrogen Evolution | Lct_BB009 | Number | SSEN South | Minety |  | 2339.578 | 2556.15 | 2788.483 | 2969.494 | 3139.176 | 3301.852 | 3457.771 | 3608.126 | 3742.641 | 3875.277 | 4006.911 | 4138.754 | 4272.963 | 5293.031 | 6392.48 | 7568.449 | 8735.644 | 9880.311 | 11024.866 | 12172.542 | 13323.82 | 14425.628 | 15513.837 | 16595.273 | 17674.694 | 18731.889 | 19766.261 | 20749.235
Hydrogen Evolution | Lct_BB009 | Number | SSEN South | North Hyde |  | 2210.786 | 2183.349 | 2145.676 | 2279.598 | 2403.771 | 2521.696 | 2633.643 | 2740.605 | 2836.455 | 2930.483 | 3023.419 | 3116.386 | 3211.46 | 3996.59 | 4849.027 | 5767.246 | 6686.977 | 7597.738 | 8481.943 | 9369.584 | 10260.897 | 11115.042 | 11959.495 | 12789.524 | 13617.493 | 14427.778 | 15219.758 | 15971.214
Hydrogen Evolution | Lct_BB009 | Number | SSEN South | Nursling |  | 4635.565 | 4687.53 | 4730.21 | 5054.915 | 5359.813 | 5652.9 | 5934.683 | 6207.363 | 6447.866 | 6685.937 | 6923.397 | 7163.542 | 7412.744 | 9167.002 | 11051.451 | 13058.929 | 15042.595 | 16979.436 | 18960.598 | 20951.077 | 22950.908 | 24868.815 | 26765.942 | 28657.725 | 30549.348 | 32405.621 | 34224.764 | 35956.336
Hydrogen Evolution | Lct_BB009 | Number | UKPN Eastern | Amersham Main |  | 1649.877 | 1629.401 | 1601.286 | 1701.231 | 1793.899 | 1881.905 | 1965.449 | 2045.273 | 2116.804 | 2186.977 | 2256.333 | 2325.713 | 2396.666 | 2982.596 | 3618.757 | 4304.011 | 4990.392 | 5670.08 | 6329.949 | 6992.383 | 7657.556 | 8294.992 | 8925.195 | 9544.633 | 10162.534 | 10767.238 | 11358.281 | 11919.081
Hydrogen Evolution | Lct_BB009 | Number | UKPN Eastern | Braintree |  | 2853.908 | 3298.693 | 3781.823 | 4024.181 | 4250.558 | 4466.927 | 4673.671 | 4872.452 | 5050.462 | 5225.713 | 5399.435 | 5573.421 | 5750.92 | 7121.533 | 8597.832 | 10175.75 | 11740.685 | 13274.258 | 14800.42 | 16328.312 | 17858.579 | 19320.117 | 20761.091 | 22186.027 | 23605.32 | 24992.005 | 26345.377 | 27627.474
Hydrogen Evolution | Lct_BB009 | Number | UKPN Eastern | Bramford |  | 5737.03 | 6549.804 | 7430.131 | 7900.692 | 8339.278 | 8757.649 | 9156.598 | 9539.416 | 9882.806 | 10220.452 | 10554.761 | 10889.209 | 11230.094 | 13918.655 | 16818.683 | 19922.943 | 23007.468 | 26036.201 | 29024.597 | 32015.131 | 35009.225 | 37867.46 | 40684.406 | 43465.262 | 46233.556 | 48936.545 | 51573.041 | 54068.995
Hydrogen Evolution | Lct_BB009 | Number | UKPN Eastern | Brimsdown |  | 2170.901 | 2242.97 | 2313.597 | 2459.748 | 2595.563 | 2724.813 | 2847.774 | 2965.51 | 3070.47 | 3173.538 | 3275.502 | 3377.584 | 3482.03 | 4329.277 | 5247.749 | 6235.653 | 7223.408 | 8199.723 | 9153.82 | 10111.482 | 11073.05 | 11994.423 | 12905.33 | 13803.005 | 14698.735 | 15575.692 | 16433.309 | 17247.737
Hydrogen Evolution | Lct_BB009 | Number | UKPN Eastern | Burwell Main |  | 6505.396 | 6263.758 | 5975.671 | 6325.589 | 6647.05 | 6949.596 | 7234.039 | 7503.133 | 7747.007 | 7984.539 | 8217.582 | 8448.606 | 8681.915 | 10819.426 | 13145.594 | 15657.946 | 18182.176 | 20689.476 | 23053.846 | 25417.508 | 27781.769 | 30035.983 | 32255.388 | 34422.066 | 36573.775 | 38668.884 | 40706.734 | 42629.258
Hydrogen Evolution | Lct_BB009 | Number | UKPN Eastern | Clacton |  | 431.384 | 492.499 | 558.693 | 594.076 | 627.055 | 658.513 | 688.511 | 717.296 | 743.117 | 768.506 | 793.643 | 818.791 | 844.423 | 1046.584 | 1264.646 | 1498.064 | 1729.998 | 1957.738 | 2182.444 | 2407.311 | 2632.445 | 2847.364 | 3059.179 | 3268.279 | 3476.435 | 3679.681 | 3877.927 | 4065.605
Hydrogen Evolution | Lct_BB009 | Number | UKPN Eastern | Eaton Socon |  | 4263.813 | 4410.73 | 4559.855 | 4885.858 | 5193.974 | 5491.931 | 5780.109 | 6060.598 | 6306.112 | 6550.102 | 6794.505 | 7043.186 | 7303.861 | 9010.426 | 10835.669 | 12770.433 | 14670.677 | 16514.291 | 18453.737 | 20405.951 | 22370.071 | 24257.301 | 26126.55 | 28015.11 | 29908.947 | 31773.313 | 33605.581 | 35355.065
Hydrogen Evolution | Lct_BB009 | Number | UKPN Eastern | Elstree |  | 3662.985 | 3617.526 | 3555.106 | 3776.999 | 3982.736 | 4178.123 | 4363.605 | 4540.827 | 4699.638 | 4855.431 | 5009.413 | 5163.447 | 5320.973 | 6621.831 | 8034.209 | 9555.579 | 11079.453 | 12588.466 | 14053.479 | 15524.186 | 17000.976 | 18416.182 | 19815.332 | 21190.582 | 22562.419 | 23904.957 | 25217.165 | 26462.229
Hydrogen Evolution | Lct_BB009 | Number | UKPN Eastern | Loudwater |  | 328.51 | 324.433 | 318.835 | 338.735 | 357.186 | 374.709 | 391.344 | 407.238 | 421.48 | 435.452 | 449.262 | 463.076 | 477.204 | 593.87 | 720.537 | 856.979 | 993.645 | 1128.979 | 1260.366 | 1392.265 | 1524.709 | 1651.629 | 1777.11 | 1900.447 | 2023.479 | 2143.882 | 2261.566 | 2373.228
Hydrogen Evolution | Lct_BB009 | Number | UKPN Eastern | Mill Hill |  | 12681.373 | 12523.99 | 12307.891 | 13076.091 | 13788.361 | 14464.797 | 15106.941 | 15720.488 | 16270.297 | 16809.657 | 17342.748 | 17876.018 | 18421.38 | 22924.992 | 27814.688 | 33081.72 | 38357.422 | 43581.673 | 48653.595 | 53745.229 | 58857.923 | 63757.414 | 68601.315 | 73362.473 | 78111.819 | 82759.727 | 87302.633 | 91613.085
Hydrogen Evolution | Lct_BB009 | Number | UKPN Eastern | Norwich Main |  | 6468.717 | 7284.502 | 8167.61 | 8649.908 | 9092.165 | 9507.925 | 9898.377 | 10267.442 | 10599.082 | 10922.062 | 11239.204 | 11554.957 | 11877.521 | 14790.126 | 17954.693 | 21366.426 | 24788.077 | 28181.043 | 31389.136 | 34593.552 | 37796.006 | 40845.88 | 43845.873 | 46811.189 | 49758.838 | 52632.345 | 55431.364 | 58077.644
Hydrogen Evolution | Lct_BB009 | Number | UKPN Eastern | Pelham |  | 1471.617 | 1554.088 | 1640.705 | 1751.333 | 1855.698 | 1956.327 | 2053.343 | 2147.431 | 2231.45 | 2314.618 | 2397.451 | 2480.668 | 2565.555 | 3169.265 | 3816.939 | 4506.436 | 5186.682 | 5849.538 | 6532.132 | 7217.65 | 7906.371 | 8566.798 | 9220.158 | 9870.767 | 10521.216 | 11159.451 | 11785.047 | 12380.867
Hydrogen Evolution | Lct_BB009 | Number | UKPN Eastern | Rayleigh |  | 4377.808 | 4818.755 | 5292.672 | 5679.97 | 6044.021 | 6394.761 | 6732.893 | 7061.153 | 7346.858 | 7630.876 | 7915.72 | 8206.85 | 8515.262 | 10505.922 | 12634.304 | 14888.994 | 17102.975 | 19251.044 | 21514.849 | 23794.154 | 26087.925 | 28292.566 | 30476.829 | 32678.078 | 34885.241 | 37057.853 | 39193.068 | 41232.118
Hydrogen Evolution | Lct_BB009 | Number | UKPN Eastern | Rye House |  | 1767.307 | 1936.451 | 2118.059 | 2266.836 | 2407.939 | 2544.671 | 2677.162 | 2806.294 | 2920.951 | 3034.883 | 3148.833 | 3264.01 | 3382.738 | 4176.263 | 5026.589 | 5930.303 | 6820.207 | 7685.706 | 8592.076 | 9504.801 | 10423.844 | 11307.764 | 12184.167 | 13059.843 | 13937.355 | 14800.572 | 15648.433 | 16457.518
Hydrogen Evolution | Lct_BB009 | Number | UKPN Eastern | Sheringham Shoal |  | 3235.141 | 3643.132 | 4084.793 | 4326 | 4547.182 | 4755.112 | 4950.385 | 5134.962 | 5300.822 | 5462.351 | 5620.961 | 5778.875 | 5940.196 | 7396.851 | 8979.517 | 10685.796 | 12397.035 | 14093.928 | 15698.362 | 17300.958 | 18902.572 | 20427.878 | 21928.237 | 23411.254 | 24885.434 | 26322.535 | 27722.383 | 29045.843
Hydrogen Evolution | Lct_BB009 | Number | UKPN Eastern | Sundon |  | 3547.57 | 3883.216 | 4243.594 | 4527.454 | 4794.884 | 5052.43 | 5300.424 | 5540.648 | 5755.225 | 5967.464 | 6178.712 | 6390.849 | 6607.26 | 8176.708 | 9865.604 | 11669.05 | 13455.253 | 15203.048 | 16986.351 | 18779.329 | 20582.627 | 22314.258 | 24029.329 | 25731.938 | 27435.041 | 29107.153 | 30746.987 | 32309.602
Hydrogen Evolution | Lct_BB009 | Number | UKPN Eastern | Tilbury |  | 497.019 | 524.537 | 553.324 | 599.759 | 645.116 | 690.173 | 734.901 | 779.48 | 818.408 | 857.595 | 897.22 | 937.542 | 979.037 | 1194.11 | 1419.479 | 1653.611 | 1877.273 | 2087.569 | 2340.097 | 2595.54 | 2854.024 | 3104.149 | 3353.533 | 3609.751 | 3868.508 | 4125.354 | 4380.072 | 4626.205
Hydrogen Evolution | Lct_BB009 | Number | UKPN Eastern | Tottenham |  | 12948.656 | 12761.152 | 12514.734 | 13154.491 | 13714.884 | 14219.541 | 14671.653 | 15078.477 | 15446.421 | 15793.81 | 16125.497 | 16450.171 | 16784.07 | 21173.265 | 26031.588 | 31363.523 | 36831.497 | 42378.641 | 47169.338 | 51947.196 | 56714.846 | 61246.287 | 65696.064 | 69966.736 | 74188.141 | 78276.41 | 82232.062 | 85940.526
Hydrogen Evolution | Lct_BB009 | Number | UKPN Eastern | Walpole (_A) |  | 2675.857 | 2966.625 | 3279.882 | 3478.114 | 3661.606 | 3835.492 | 4000.153 | 4157.049 | 4298.085 | 4435.979 | 4571.728 | 4706.614 | 4842.806 | 6016.068 | 7286.471 | 8651.975 | 10015.693 | 11361.803 | 12660.526 | 13958.563 | 15256.91 | 16494.7 | 17713.522 | 18924.062 | 20129.17 | 21306.044 | 22454.659 | 23543.434
Hydrogen Evolution | Lct_BB009 | Number | UKPN Eastern | Warley |  | 4105.719 | 3869.637 | 3595.334 | 3851.771 | 4095.606 | 4332.412 | 4562.386 | 4787.002 | 4985.994 | 5183.952 | 5382.117 | 5582.462 | 5788.731 | 7142.069 | 8590.642 | 10128.641 | 11641.167 | 13110.141 | 14666.502 | 16235.534 | 17817.473 | 19341.374 | 20854.586 | 22369.861 | 23890.503 | 25388.948 | 26863.629 | 28274.669
Hydrogen Evolution | Lct_BB009 | Number | UKPN Eastern | Watford South |  | 2966.369 | 2929.555 | 2879.006 | 3058.699 | 3225.31 | 3383.539 | 3533.747 | 3677.265 | 3805.874 | 3932.038 | 4056.736 | 4181.476 | 4309.045 | 5362.509 | 6506.285 | 7738.325 | 8972.393 | 10194.426 | 11380.827 | 12571.838 | 13767.776 | 14913.843 | 16046.906 | 17160.614 | 18271.56 | 19358.777 | 20421.433 | 21429.714
Hydrogen Evolution | Lct_BB009 | Number | UKPN Eastern | West Thurrock |  | 2277.878 | 2244.893 | 2201.544 | 2314.088 | 2412.67 | 2501.448 | 2580.981 | 2652.548 | 2717.276 | 2778.387 | 2836.736 | 2893.851 | 2952.59 | 3724.72 | 4579.378 | 5517.351 | 6479.257 | 7455.089 | 8297.85 | 9138.353 | 9977.059 | 10774.213 | 11557.001 | 12308.282 | 13050.895 | 13770.088 | 14465.951 | 15118.33
Hydrogen Evolution | Lct_BB009 | Number | UKPN Eastern | Wymondley |  | 2867.2 | 3027.881 | 3196.641 | 3412.181 | 3615.519 | 3811.578 | 4000.597 | 4183.911 | 4347.609 | 4509.647 | 4671.033 | 4833.169 | 4998.558 | 6174.786 | 7436.67 | 8780.04 | 10105.387 | 11396.851 | 12726.772 | 14062.39 | 15404.248 | 16690.98 | 17963.944 | 19231.546 | 20498.838 | 21742.333 | 22961.201 | 24122.058
Hydrogen Evolution | Lct_BB009 | Number | UKPN London | Acton Lane 22kV |  | 2018.816 | 2123.526 | 2232.882 | 2341.802 | 2435.517 | 2518.43 | 2591.186 | 2655.157 | 2714.141 | 2769.164 | 2821.163 | 2871.947 | 2924.997 | 3699.127 | 4558.721 | 5504.585 | 6477.899 | 7468.765 | 8307.227 | 9142.546 | 9974.875 | 10764.56 | 11538.6 | 12272.284 | 12995.097 | 13692.274 | 14363.689 | 14989.062
Hydrogen Evolution | Lct_BB009 | Number | UKPN London | Barking |  | 3450.229 | 3400.268 | 3334.608 | 3505.075 | 3654.394 | 3788.862 | 3909.329 | 4017.73 | 4115.77 | 4208.333 | 4296.713 | 4383.224 | 4472.193 | 5641.714 | 6936.236 | 8356.955 | 9813.922 | 11291.984 | 12568.487 | 13841.569 | 15111.931 | 16319.355 | 17505.018 | 18642.959 | 19767.771 | 20857.109 | 21911.111 | 22899.248
Hydrogen Evolution | Lct_BB009 | Number | UKPN London | Barking West |  | 8223.728 | 8104.644 | 7948.143 | 8354.455 | 8710.362 | 9030.871 | 9318.008 | 9576.384 | 9810.066 | 10030.694 | 10241.349 | 10447.551 | 10659.611 | 13447.201 | 16532.736 | 19919.063 | 23391.789 | 26914.796 | 29957.381 | 32991.813 | 36019.76 | 38897.692 | 41723.758 | 44436.074 | 47117.1 | 49713.571 | 52225.818 | 54581.073
Hydrogen Evolution | Lct_BB009 | Number | UKPN London | Beddington (_C) |  | 6192.551 | 6460.812 | 6737.9 | 7191.687 | 7619.398 | 8031.504 | 8428.539 | 8813.352 | 9156.781 | 9496.675 | 9835.22 | 10175.592 | 10523.605 | 13036.245 | 15744.507 | 18640.908 | 21515.403 | 24334.185 | 27207.699 | 30101.044 | 33015.045 | 35818.21 | 38598.605 | 41353.798 | 44112.449 | 46823.798 | 49485.359 | 52024.187
Hydrogen Evolution | Lct_BB009 | Number | UKPN London | Canal Bank |  | 1824.044 | 1918.652 | 2017.457 | 2115.869 | 2200.543 | 2275.456 | 2341.193 | 2398.992 | 2452.285 | 2502 | 2548.982 | 2594.866 | 2642.798 | 3342.242 | 4118.904 | 4973.512 | 5852.923 | 6748.191 | 7505.76 | 8260.489 | 9012.516 | 9726.014 | 10425.375 | 11088.275 | 11741.352 | 12371.267 | 12977.905 | 13542.943
Hydrogen Evolution | Lct_BB009 | Number | UKPN London | City Road |  | 14523.012 | 15276.279 | 16062.966 | 16846.523 | 17520.69 | 18117.151 | 18640.543 | 19100.746 | 19525.064 | 19920.888 | 20294.958 | 20660.291 | 21041.925 | 26610.887 | 32794.657 | 39599.034 | 46600.893 | 53729.007 | 59760.76 | 65769.9 | 71757.534 | 77438.392 | 83006.7 | 88284.697 | 93484.491 | 98499.862 | 103329.907 | 107828.732
Hydrogen Evolution | Lct_BB009 | Number | UKPN London | Greenford |  | 1747.281 | 1837.907 | 1932.555 | 2026.825 | 2107.935 | 2179.696 | 2242.666 | 2298.034 | 2349.084 | 2396.706 | 2441.711 | 2485.665 | 2531.579 | 3201.588 | 3945.565 | 4764.207 | 5606.609 | 6464.201 | 7189.889 | 7912.856 | 8633.235 | 9316.706 | 9986.636 | 10621.638 | 11247.231 | 11850.637 | 12431.745 | 12973.004
Hydrogen Evolution | Lct_BB009 | Number | UKPN London | Hackney 132kV |  | 4325.811 | 4263.171 | 4180.849 | 4394.575 | 4581.788 | 4750.381 | 4901.42 | 5037.329 | 5160.25 | 5276.303 | 5387.111 | 5495.577 | 5607.124 | 7073.44 | 8696.48 | 10477.742 | 12304.45 | 14157.608 | 15758.056 | 17354.214 | 18946.963 | 20460.8 | 21947.356 | 23374.077 | 24784.339 | 26150.123 | 27471.605 | 28710.506
Hydrogen Evolution | Lct_BB009 | Number | UKPN London | Hackney 66kV |  | 5903.188 | 5817.706 | 5705.366 | 5997.026 | 6252.505 | 6482.574 | 6688.688 | 6874.156 | 7041.899 | 7200.27 | 7351.484 | 7499.5 | 7651.722 | 9652.72 | 11867.591 | 14298.377 | 16791.182 | 19320.08 | 21504.12 | 23682.307 | 25855.84 | 27921.688 | 29950.305 | 31897.27 | 33821.774 | 35685.583 | 37488.933 | 39179.592
Hydrogen Evolution | Lct_BB009 | Number | UKPN London | Hurst |  | 1981.078 | 2066.898 | 2155.542 | 2300.715 | 2437.545 | 2569.383 | 2696.4 | 2819.506 | 2929.374 | 3038.11 | 3146.415 | 3255.305 | 3366.639 | 4170.465 | 5036.874 | 5963.47 | 6883.058 | 7784.823 | 8704.098 | 9629.717 | 10561.944 | 11458.713 | 12348.198 | 13229.62 | 14112.149 | 14979.545 | 15831.013 | 16643.217
Hydrogen Evolution | Lct_BB009 | Number | UKPN London | Islington |  | 5885.999 | 6191.288 | 6510.123 | 6827.689 | 7100.921 | 7342.659 | 7554.784 | 7741.298 | 7913.269 | 8073.692 | 8225.298 | 8373.363 | 8528.034 | 10785.066 | 13291.272 | 16049.003 | 18886.771 | 21775.708 | 24220.304 | 26655.734 | 29082.449 | 31384.831 | 33641.598 | 35780.705 | 37888.118 | 39920.786 | 41878.345 | 43701.663
Hydrogen Evolution | Lct_BB009 | Number | UKPN London | Littlebrook (_C) |  | 181.034 | 188.876 | 196.976 | 210.243 | 222.746 | 234.794 | 246.401 | 257.65 | 267.69 | 277.627 | 287.524 | 297.474 | 307.648 | 381.103 | 460.277 | 544.95 | 628.984 | 711.388 | 795.393 | 879.977 | 965.165 | 1047.113 | 1128.396 | 1208.941 | 1289.588 | 1368.852 | 1446.66 | 1520.881
Hydrogen Evolution | Lct_BB009 | Number | UKPN London | Lodge Road |  | 12661.518 | 13318.235 | 14004.088 | 14687.212 | 15274.968 | 15794.977 | 16251.284 | 16652.499 | 17022.43 | 17367.52 | 17693.643 | 18012.149 | 18344.866 | 23200.024 | 28591.187 | 34523.41 | 40627.803 | 46842.268 | 52100.898 | 57339.814 | 62559.98 | 67512.692 | 72367.279 | 76968.767 | 81502.074 | 85874.598 | 90085.55 | 94007.736
Hydrogen Evolution | Lct_BB009 | Number | UKPN London | New Cross |  | 11501.181 | 12026.679 | 12570.962 | 13185.004 | 13723.808 | 14208.92 | 14643.122 | 15033.04 | 15395.527 | 15736.734 | 16060.579 | 16372.242 | 16680.41 | 21071.208 | 25943.514 | 31307.106 | 36823.33 | 42433.392 | 47240.93 | 52035.78 | 56822.514 | 61374.355 | 65847.102 | 70094.011 | 74287.372 | 78343.57 | 82264.117 | 85935.491
Hydrogen Evolution | Lct_BB009 | Number | UKPN London | Perivale |  | 1269.99 | 1335.861 | 1404.654 | 1473.174 | 1532.127 | 1584.286 | 1630.055 | 1670.298 | 1707.403 | 1742.017 | 1774.728 | 1806.675 | 1840.048 | 2327.035 | 2867.786 | 3462.807 | 4075.096 | 4698.427 | 5225.884 | 5751.363 | 6274.963 | 6771.735 | 7258.665 | 7720.209 | 8174.914 | 8613.492 | 9035.864 | 9429.271
Hydrogen Evolution | Lct_BB009 | Number | UKPN London | Redbridge |  | 4721.292 | 4652.925 | 4563.076 | 4796.342 | 5000.671 | 5184.677 | 5349.524 | 5497.859 | 5632.018 | 5758.681 | 5879.62 | 5998.001 | 6119.746 | 7720.118 | 9491.542 | 11435.653 | 13429.366 | 15451.945 | 17198.712 | 18940.797 | 20679.16 | 22331.398 | 23953.859 | 25511.016 | 27050.209 | 28540.859 | 29983.154 | 31335.321
Hydrogen Evolution | Lct_BB009 | Number | UKPN London | St John's Wood |  | 13391.521 | 14086.1 | 14811.496 | 15534.006 | 16155.649 | 16705.64 | 17188.254 | 17612.602 | 18003.861 | 18368.847 | 18713.773 | 19050.643 | 19402.543 | 24537.626 | 30239.617 | 36513.864 | 42970.206 | 49542.967 | 55104.785 | 60645.751 | 66166.887 | 71405.148 | 76539.628 | 81406.415 | 86201.091 | 90825.714 | 95279.449 | 99427.77
Hydrogen Evolution | Lct_BB009 | Number | UKPN London | Wesley Avenue (Willesden) |  | 320.366 | 336.983 | 354.337 | 371.621 | 386.493 | 399.65 | 411.196 | 421.348 | 430.708 | 439.44 | 447.691 | 455.75 | 464.169 | 587.016 | 723.425 | 873.524 | 1027.98 | 1185.221 | 1318.277 | 1450.834 | 1582.916 | 1708.231 | 1831.064 | 1947.493 | 2062.196 | 2172.831 | 2279.378 | 2378.619
Hydrogen Evolution | Lct_BB009 | Number | UKPN London | West Ham |  | 15197.083 | 14977.021 | 14687.814 | 15438.659 | 16096.36 | 16688.647 | 17219.264 | 17696.73 | 18128.565 | 18536.275 | 18925.557 | 19306.607 | 19698.485 | 24849.827 | 30551.758 | 36809.54 | 43226.982 | 49737.342 | 55359.904 | 60967.397 | 66562.91 | 71881.199 | 77103.643 | 82115.882 | 87070.298 | 91868.461 | 96510.98 | 100863.388
Hydrogen Evolution | Lct_BB009 | Number | UKPN London | Willesden 132kV |  | 10533.709 | 11080.062 | 11650.655 | 12218.978 | 12707.959 | 13140.579 | 13520.202 | 13853.992 | 14161.755 | 14448.851 | 14720.168 | 14985.148 | 15261.951 | 19301.184 | 23786.344 | 28721.638 | 33800.167 | 38970.27 | 43345.171 | 47703.669 | 52046.569 | 56166.962 | 60205.72 | 64033.912 | 67805.383 | 71443.089 | 74946.377 | 78209.427
Hydrogen Evolution | Lct_BB009 | Number | UKPN London | Willesden 66kV |  | 2841.848 | 2989.246 | 3143.184 | 3296.51 | 3428.43 | 3545.145 | 3647.562 | 3737.614 | 3820.644 | 3898.099 | 3971.296 | 4042.784 | 4117.462 | 5207.191 | 6417.224 | 7748.698 | 9118.814 | 10513.636 | 11693.924 | 12869.786 | 14041.44 | 15153.064 | 16242.665 | 17275.458 | 18292.948 | 19274.351 | 20219.489 | 21099.814
Hydrogen Evolution | Lct_BB009 | Number | UKPN London | Wimbledon North |  | 5023.311 | 5252.83 | 5490.554 | 5758.746 | 5994.076 | 6205.956 | 6395.6 | 6565.903 | 6724.224 | 6873.251 | 7014.696 | 7150.819 | 7285.416 | 9203.162 | 11331.213 | 13673.842 | 16083.134 | 18533.412 | 20633.175 | 22727.397 | 24818.074 | 26806.158 | 28759.696 | 30614.597 | 32446.109 | 34217.713 | 35930.07 | 37533.597
Hydrogen Evolution | Lct_BB009 | Number | UKPN London | Wimbledon South |  | 19412.284 | 20299.247 | 21217.914 | 22254.326 | 23163.747 | 23982.544 | 24715.412 | 25373.536 | 25985.361 | 26561.267 | 27107.87 | 27633.911 | 28154.052 | 35565.066 | 43788.794 | 52841.74 | 62152.307 | 71621.256 | 79735.667 | 87828.659 | 95907.955 | 103590.787 | 111140.119 | 118308.27 | 125386.04 | 132232.299 | 138849.598 | 145046.332
Hydrogen Evolution | Lct_BB009 | Number | UKPN South East | Beddington (_J) |  | 7904.784 | 8247.218 | 8600.921 | 9180.179 | 9726.152 | 10252.204 | 10759.019 | 11250.232 | 11688.619 | 12122.494 | 12554.646 | 12989.13 | 13433.369 | 16640.75 | 20097.844 | 23795.096 | 27464.385 | 31062.556 | 34730.594 | 38423.945 | 42143.663 | 45721.9 | 49271.071 | 52788.071 | 56309.486 | 59770.52 | 63167.999 | 66408.81
Hydrogen Evolution | Lct_BB009 | Number | UKPN South East | Bolney |  | 11502.558 | 12400.3 | 13356.35 | 14223.493 | 15021.937 | 15776.888 | 16490.763 | 17170.809 | 17769.841 | 18358.034 | 18941.273 | 19531.576 | 20152.585 | 25024.876 | 30291.648 | 35935.511 | 41558.187 | 47097.451 | 52535.476 | 57987.827 | 63453.825 | 68681.275 | 73839.499 | 78945.974 | 84037.052 | 89016.131 | 93879.002 | 98488.441
Hydrogen Evolution | Lct_BB009 | Number | UKPN South East | Canterbury |  | 1278.988 | 1401.943 | 1533.964 | 1647.255 | 1755.73 | 1861.693 | 1965.192 | 2066.821 | 2156.784 | 2246.567 | 2336.682 | 2427.908 | 2521.722 | 3102.269 | 3720.574 | 4373.743 | 5011.804 | 5626.959 | 6294.837 | 6968.124 | 7646.929 | 8300.804 | 8950.067 | 9602.709 | 10257.961 | 10903.984 | 11540.09 | 12149.127
Hydrogen Evolution | Lct_BB009 | Number | UKPN South East | Chessington |  | 4180.87 | 4361.984 | 4549.059 | 4855.431 | 5144.198 | 5422.429 | 5690.486 | 5950.29 | 6182.154 | 6411.632 | 6640.199 | 6869.999 | 7104.959 | 8801.355 | 10629.825 | 12585.315 | 14526.016 | 16429.102 | 18369.141 | 20322.568 | 22289.941 | 24182.484 | 26059.654 | 27919.808 | 29782.298 | 31612.851 | 33409.791 | 35123.868
Hydrogen Evolution | Lct_BB009 | Number | UKPN South East | Kemsley |  | 1418.51 | 1550.208 | 1691.411 | 1801.346 | 1904.588 | 2003.714 | 2098.856 | 2190.721 | 2272.797 | 2353.771 | 2434.184 | 2514.797 | 2597.001 | 3212.904 | 3875.272 | 4582.2 | 5281.963 | 5966.282 | 6657.417 | 7350.348 | 8045.432 | 8710.598 | 9367.571 | 10019.631 | 10670.357 | 11307.583 | 11931.065 | 12523.721
Hydrogen Evolution | Lct_BB009 | Number | UKPN South East | Kingsnorth |  | 2576.677 | 2764.07 | 2963.171 | 3195.633 | 3417.534 | 3634.105 | 3845.554 | 4053.258 | 4233.784 | 4414.438 | 4596.588 | 4783.162 | 4980.08 | 6111.426 | 7309.716 | 8566.857 | 9785.452 | 10951.049 | 12253.297 | 13567.573 | 14893.199 | 16171.033 | 17440.118 | 18728.84 | 20024.767 | 21304.59 | 22566.421 | 23776.087
Hydrogen Evolution | Lct_BB009 | Number | UKPN South East | Littlebrook (_J) |  | 1122.957 | 1171.603 | 1221.85 | 1304.14 | 1381.701 | 1456.432 | 1528.431 | 1598.212 | 1660.49 | 1722.126 | 1783.518 | 1845.241 | 1908.35 | 2363.992 | 2855.108 | 3380.341 | 3901.601 | 4412.759 | 4933.842 | 5458.521 | 5986.945 | 6495.271 | 6999.468 | 7499.094 | 7999.348 | 8491.024 | 8973.671 | 9434.062
Hydrogen Evolution | Lct_BB009 | Number | UKPN South East | Ninfield |  | 5147.738 | 5549.505 | 5977.366 | 6365.438 | 6722.765 | 7060.628 | 7380.109 | 7684.45 | 7952.534 | 8215.768 | 8476.785 | 8740.963 | 9018.884 | 11199.379 | 13556.417 | 16082.214 | 18598.53 | 21077.516 | 23511.194 | 25951.284 | 28397.481 | 30736.922 | 33045.381 | 35330.681 | 37609.09 | 39837.377 | 42013.657 | 44076.518
Hydrogen Evolution | Lct_BB009 | Number | UKPN South East | Northfleet East |  | 2270.953 | 2436.112 | 2611.589 | 2816.47 | 3012.042 | 3202.916 | 3389.277 | 3572.337 | 3731.444 | 3890.663 | 4051.2 | 4215.637 | 4389.191 | 5386.302 | 6442.415 | 7550.395 | 8624.403 | 9651.701 | 10799.437 | 11957.774 | 13126.113 | 14252.331 | 15370.839 | 16506.653 | 17648.818 | 18776.789 | 19888.903 | 20955.042
Hydrogen Evolution | Lct_BB009 | Number | UKPN South East | Richborough |  | 1712.804 | 1877.464 | 2054.266 | 2205.983 | 2351.251 | 2493.156 | 2631.761 | 2767.86 | 2888.338 | 3008.575 | 3129.255 | 3251.424 | 3377.059 | 4154.52 | 4982.546 | 5857.261 | 6711.745 | 7535.553 | 8429.966 | 9331.624 | 10240.671 | 11116.332 | 11985.817 | 12859.826 | 13737.333 | 14602.479 | 15454.343 | 16269.958
Hydrogen Evolution | Lct_BB009 | Number | UKPN South East | Sellindge |  | 1831.809 | 1979.854 | 2137.931 | 2285.268 | 2424.716 | 2559.581 | 2689.998 | 2816.854 | 2929.616 | 3041.494 | 3153.23 | 3266.015 | 3382.135 | 4176.262 | 5027.491 | 5932.51 | 6824.122 | 7691.722 | 8590.45 | 9493.681 | 10401.436 | 11272.364 | 12134.127 | 12992.639 | 13851.195 | 14693.811 | 15519.575 | 16305.452
Hydrogen Evolution | Lct_BB009 | Number | UKPN South East | West Weybridge |  | 2641.56 | 2755.992 | 2874.19 | 3067.762 | 3250.211 | 3426.003 | 3595.367 | 3759.517 | 3906.013 | 4051.002 | 4195.416 | 4340.608 | 4489.061 | 5560.879 | 6716.144 | 7951.663 | 9177.838 | 10380.248 | 11606.004 | 12840.22 | 14083.247 | 15278.995 | 16465.03 | 17640.314 | 18817.073 | 19973.655 | 21108.999 | 22191.988
Hydrogen Evolution | Srg_BB001 | MW | Electricity North West | Bredbury | 0 | 0 | 0 | 0 | 35 | 35 | 42.5 | 42.5 | 42.5 | 42.5 | 42.5 | 42.5 | 42.5 | 42.5 | 42.5 | 42.5 | 42.5 | 42.5 | 42.5 | 42.5 | 42.5 | 42.5 | 42.5 | 42.5 | 42.5 | 42.5 | 42.5 | 42.5 | 42.5
Hydrogen Evolution | Srg_BB001 | MW | Electricity North West | Harker | 0 | 9.5 | 9.5 | 9.5 | 9.5 | 9.5 | 9.5 | 9.5 | 9.5 | 9.5 | 9.5 | 9.5 | 9.5 | 9.5 | 9.5 | 9.5 | 9.5 | 9.5 | 9.5 | 9.5 | 9.5 | 9.5 | 9.5 | 9.5 | 9.5 | 9.5 | 9.5 | 9.5 | 9.5
Hydrogen Evolution | Srg_BB001 | MW | Electricity North West | Heysham (NGET) | 0 | 0 | 0 | 0 | 75 | 75 | 75 | 75 | 75 | 75 | 75 | 75 | 75 | 75 | 75 | 75 | 75 | 75 | 75 | 75 | 75 | 75 | 75 | 75 | 75 | 75 | 75 | 75 | 75
Hydrogen Evolution | Srg_BB001 | MW | Electricity North West | Hutton | 0 | 10 | 10 | 10 | 10 | 10 | 10 | 10 | 10 | 10 | 10 | 10 | 10 | 10 | 10 | 10 | 10 | 10 | 10 | 10 | 10 | 10 | 10 | 10 | 10 | 10 | 10 | 10 | 10
Hydrogen Evolution | Srg_BB001 | MW | Electricity North West | Kearsley 132kV | 0 | 19 | 19 | 19 | 19 | 19 | 49 | 49 | 49 | 49 | 49 | 49 | 49 | 49 | 49 | 49 | 49 | 49 | 49 | 49 | 49 | 49 | 49 | 49 | 49 | 49 | 49 | 49 | 49
Hydrogen Evolution | Srg_BB001 | MW | Electricity North West | Kearsley 33kV | 0 | 0 | 0 | 0 | 0 | 0 | 7 | 7 | 7 | 7 | 7 | 7 | 7 | 7 | 7 | 7 | 7 | 7 | 7 | 7 | 7 | 7 | 7 | 7 | 7 | 7 | 7 | 7 | 7
Hydrogen Evolution | Srg_BB001 | MW | Electricity North West | Macclesfield | 0 | 20 | 20 | 20 | 20 | 20 | 20 | 20 | 20 | 20 | 20 | 20 | 20 | 20 | 20 | 20 | 20 | 20 | 20 | 20 | 20 | 20 | 20 | 20 | 20 | 20 | 20 | 20 | 20
Hydrogen Evolution | Srg_BB001 | MW | Electricity North West | Padiham | 0 | 0 | 0 | 8 | 8 | 8 | 8 | 8 | 8 | 8 | 8 | 8 | 8 | 8 | 8 | 8 | 8 | 8 | 8 | 8 | 8 | 8 | 8 | 8 | 8 | 8 | 8 | 8 | 8
Hydrogen Evolution | Srg_BB001 | MW | Electricity North West | Penwortham East | 0 | 2.28 | 52.18 | 52.18 | 52.18 | 77.18 | 77.18 | 77.18 | 77.18 | 77.18 | 77.18 | 77.18 | 77.18 | 77.18 | 77.18 | 77.18 | 77.18 | 77.18 | 77.18 | 77.18 | 77.18 | 77.18 | 77.18 | 77.18 | 77.18 | 77.18 | 77.18 | 77.18 | 77.18
Hydrogen Evolution | Srg_BB001 | MW | Electricity North West | Penwortham West | 0 | 0 | 0 | 13.095 | 13.095 | 13.095 | 13.095 | 13.095 | 13.095 | 13.095 | 13.095 | 13.095 | 13.095 | 13.095 | 13.095 | 13.095 | 13.095 | 13.095 | 13.095 | 13.095 | 13.095 | 13.095 | 13.095 | 13.095 | 13.095 | 13.095 | 13.095 | 13.095 | 13.095
Hydrogen Evolution | Srg_BB001 | MW | Electricity North West | Rochdale | 0 | 18 | 18 | 18 | 18 | 18 | 18 | 18 | 18 | 18 | 18 | 18 | 88 | 88 | 88 | 88 | 88 | 88 | 88 | 88 | 88 | 88 | 88 | 88 | 88 | 88 | 88 | 88 | 88
Hydrogen Evolution | Srg_BB001 | MW | Electricity North West | Roosecote | 0 | 49 | 49 | 49 | 49 | 49 | 49 | 49 | 49 | 49 | 49 | 49 | 49 | 49 | 49 | 49 | 49 | 49 | 49 | 49 | 49 | 49 | 49 | 49 | 49 | 49 | 49 | 49 | 49
Hydrogen Evolution | Srg_BB001 | MW | Electricity North West | South Manchester | 0 | 0 | 0 | 0 | 0 | 0 | 100 | 100 | 100 | 100 | 100 | 100 | 100 | 100 | 100 | 100 | 100 | 100 | 100 | 100 | 100 | 100 | 100 | 100 | 100 | 100 | 100 | 100 | 100
Hydrogen Evolution | Srg_BB001 | MW | Electricity North West | Stalybridge | 0 | 0 | 0 | 14 | 30 | 72 | 72 | 72 | 72 | 72 | 72 | 72 | 72 | 72 | 72 | 72 | 72 | 72 | 72 | 72 | 72 | 72 | 72 | 72 | 72 | 72 | 72 | 72 | 72
Hydrogen Evolution | Srg_BB001 | MW | Electricity North West | Washway Farm | 0 | 69.9 | 69.9 | 69.9 | 69.9 | 69.9 | 69.9 | 69.9 | 69.9 | 69.9 | 69.9 | 69.9 | 69.9 | 69.9 | 69.9 | 69.9 | 69.9 | 69.9 | 69.9 | 69.9 | 69.9 | 69.9 | 69.9 | 69.9 | 69.9 | 69.9 | 69.9 | 69.9 | 69.9
Hydrogen Evolution | Srg_BB001 | MW | Electricity North West | Whitegate | 0 | 20 | 20 | 50 | 50 | 50 | 50 | 50 | 50 | 50 | 50 | 50 | 50 | 50 | 50 | 50 | 50 | 50 | 50 | 50 | 50 | 50 | 50 | 50 | 50 | 50 | 50 | 50 | 50
Hydrogen Evolution | Srg_BB001 | MW | IDNO - Refer to Comment Field | Tynemouth 2 | 0 | 25 | 25 | 25 | 25 | 25 | 25 | 25 | 25 | 25 | 25 | 25 | 25 | 25 | 25 | 25 | 25 | 25 | 25 | 25 | 25 | 25 | 25 | 25 | 25 | 25 | 25 | 25 | 25 | Note: TYNE2 is operated by an IDNO allocated to GSP Group/licence area F
Hydrogen Evolution | Srg_BB001 | MW | NGED East Midlands | Berkswell | 0 | 0 | 0 | 0 | 0 | 0 | 0 | 0 | 40 | 40 | 40 | 40 | 40 | 40 | 40 | 40 | 139 | 139 | 139 | 139 | 139 | 139 | 139 | 139 | 139 | 139 | 139 | 139 | 139
Hydrogen Evolution | Srg_BB001 | MW | NGED East Midlands | Bicker Fen | 0 | 6.65 | 6.65 | 6.65 | 6.65 | 6.65 | 6.65 | 6.65 | 6.65 | 6.65 | 6.65 | 6.65 | 6.65 | 6.65 | 6.65 | 6.65 | 6.65 | 6.65 | 6.65 | 6.65 | 6.65 | 6.65 | 6.65 | 6.65 | 6.65 | 6.65 | 6.65 | 6.65 | 6.65
Hydrogen Evolution | Srg_BB001 | MW | NGED East Midlands | Chesterfield | 0 | 88.302 | 138.202 | 138.202 | 198.202 | 198.202 | 198.202 | 198.202 | 198.202 | 198.202 | 198.202 | 198.202 | 198.202 | 198.202 | 198.202 | 198.202 | 198.202 | 198.202 | 198.202 | 198.202 | 198.202 | 198.202 | 198.202 | 198.202 | 198.202 | 198.202 | 198.202 | 198.202 | 198.202
Hydrogen Evolution | Srg_BB001 | MW | NGED East Midlands | Coventry | 0 | 11.925 | 11.925 | 11.925 | 11.925 | 11.925 | 11.925 | 11.925 | 11.925 | 11.925 | 11.925 | 11.925 | 11.925 | 11.925 | 11.925 | 11.925 | 11.925 | 11.925 | 11.925 | 11.925 | 11.925 | 11.925 | 11.925 | 11.925 | 11.925 | 11.925 | 11.925 | 11.925 | 11.925
Hydrogen Evolution | Srg_BB001 | MW | NGED East Midlands | Drakelow | 0 | 9.5 | 9.5 | 9.5 | 99.5 | 116.5 | 116.5 | 116.5 | 116.5 | 116.5 | 116.5 | 116.5 | 116.5 | 116.5 | 116.5 | 116.5 | 116.5 | 116.5 | 116.5 | 116.5 | 116.5 | 116.5 | 116.5 | 116.5 | 116.5 | 116.5 | 116.5 | 116.5 | 116.5
Hydrogen Evolution | Srg_BB001 | MW | NGED East Midlands | East Claydon (_B) | 0 | 84.9 | 84.9 | 84.9 | 84.9 | 84.9 | 84.9 | 84.9 | 84.9 | 84.9 | 84.9 | 84.9 | 84.9 | 84.9 | 84.9 | 84.9 | 84.9 | 84.9 | 84.9 | 84.9 | 84.9 | 84.9 | 84.9 | 84.9 | 84.9 | 84.9 | 84.9 | 84.9 | 84.9
Hydrogen Evolution | Srg_BB001 | MW | NGED East Midlands | Enderby | 0 | 57.405 | 57.405 | 57.405 | 57.405 | 57.405 | 57.405 | 57.405 | 57.405 | 57.405 | 57.405 | 57.405 | 57.405 | 57.405 | 57.405 | 57.405 | 57.405 | 57.405 | 57.405 | 57.405 | 57.405 | 57.405 | 57.405 | 57.405 | 57.405 | 57.405 | 57.405 | 57.405 | 57.405
Hydrogen Evolution | Srg_BB001 | MW | NGED East Midlands | Grendon | 0 | 21.93 | 71.83 | 121.73 | 121.73 | 121.73 | 121.73 | 121.73 | 121.73 | 121.73 | 121.73 | 121.73 | 121.73 | 121.73 | 121.73 | 121.73 | 121.73 | 121.73 | 121.73 | 121.73 | 121.73 | 121.73 | 121.73 | 121.73 | 121.73 | 121.73 | 121.73 | 121.73 | 121.73
Hydrogen Evolution | Srg_BB001 | MW | NGED East Midlands | Ratcliffe | 0 | 21 | 41 | 41 | 41 | 41 | 41 | 41 | 41 | 41 | 41 | 41 | 41 | 41 | 41 | 41 | 41 | 41 | 41 | 41 | 41 | 41 | 41 | 41 | 41 | 41 | 41 | 41 | 41
Hydrogen Evolution | Srg_BB001 | MW | NGED East Midlands | Staythorpe | 0 | 49.9 | 49.9 | 49.9 | 49.9 | 49.9 | 49.9 | 49.9 | 49.9 | 49.9 | 49.9 | 79.9 | 79.9 | 79.9 | 79.9 | 79.9 | 79.9 | 79.9 | 79.9 | 79.9 | 79.9 | 79.9 | 79.9 | 79.9 | 79.9 | 79.9 | 79.9 | 79.9 | 79.9
Hydrogen Evolution | Srg_BB001 | MW | NGED East Midlands | West Burton | 0 | 36.6 | 36.6 | 36.6 | 36.6 | 36.6 | 36.6 | 36.6 | 36.6 | 36.6 | 36.6 | 36.6 | 36.6 | 36.6 | 36.6 | 36.6 | 36.6 | 36.6 | 36.6 | 36.6 | 36.6 | 36.6 | 36.6 | 36.6 | 36.6 | 36.6 | 36.6 | 36.6 | 36.6
Hydrogen Evolution | Srg_BB001 | MW | NGED East Midlands | Willington | 0 | 0 | 0 | 0 | 0 | 0 | 0 | 0 | 0 | 0 | 0 | 0 | 0 | 0 | 40 | 40 | 40 | 40 | 40 | 40 | 40 | 40 | 40 | 40 | 40 | 40 | 40 | 40 | 40
Hydrogen Evolution | Srg_BB001 | MW | NGED South Wales | Aberthaw | 0 | 20 | 20 | 20 | 20 | 20 | 20 | 20 | 20 | 20 | 20 | 20 | 20 | 20 | 20 | 20 | 20 | 20 | 20 | 20 | 20 | 20 | 20 | 20 | 20 | 20 | 20 | 20 | 20
Hydrogen Evolution | Srg_BB001 | MW | NGED South Wales | Swansea North | 0 | 43.244 | 43.244 | 65.004 | 65.004 | 65.004 | 65.004 | 65.004 | 65.004 | 65.004 | 65.004 | 65.004 | 65.004 | 65.004 | 65.004 | 65.004 | 65.004 | 65.004 | 65.004 | 65.004 | 65.004 | 65.004 | 65.004 | 65.004 | 65.004 | 65.004 | 65.004 | 65.004 | 65.004
Hydrogen Evolution | Srg_BB001 | MW | NGED South Wales | Uskmouth | 0 | 0 | 0 | 20.6 | 20.6 | 20.6 | 20.6 | 20.6 | 20.6 | 20.6 | 20.6 | 20.6 | 20.6 | 20.6 | 20.6 | 20.6 | 20.6 | 20.6 | 20.6 | 20.6 | 20.6 | 20.6 | 20.6 | 20.6 | 20.6 | 20.6 | 20.6 | 20.6 | 20.6
Hydrogen Evolution | Srg_BB001 | MW | NGED South West | Abham | 0 | 27.9 | 27.9 | 27.9 | 27.9 | 27.9 | 27.9 | 27.9 | 43.3 | 43.3 | 43.3 | 43.3 | 43.3 | 43.3 | 43.3 | 43.3 | 43.3 | 43.3 | 43.3 | 43.3 | 43.3 | 43.3 | 43.3 | 43.3 | 43.3 | 43.3 | 43.3 | 43.3 | 43.3
Hydrogen Evolution | Srg_BB001 | MW | NGED South West | Alverdiscott | 0 | 53.65 | 53.65 | 83.65 | 83.65 | 83.65 | 83.65 | 83.65 | 83.65 | 83.65 | 83.65 | 83.65 | 83.65 | 83.65 | 83.65 | 83.65 | 83.65 | 83.65 | 83.65 | 83.65 | 83.65 | 83.65 | 83.65 | 83.65 | 83.65 | 83.65 | 83.65 | 83.65 | 83.65
Hydrogen Evolution | Srg_BB001 | MW | NGED South West | Axminster | 0 | 0 | 30 | 30 | 30 | 30 | 30 | 30 | 30 | 30 | 30 | 30 | 30 | 30 | 30 | 30 | 30 | 30 | 30 | 30 | 30 | 30 | 30 | 30 | 30 | 30 | 30 | 30 | 30
Hydrogen Evolution | Srg_BB001 | MW | NGED South West | Bridgewater | 0 | 0 | 0 | 0 | 49.9 | 49.9 | 49.9 | 49.9 | 49.9 | 49.9 | 49.9 | 49.9 | 49.9 | 49.9 | 49.9 | 49.9 | 49.9 | 49.9 | 49.9 | 49.9 | 49.9 | 49.9 | 49.9 | 49.9 | 49.9 | 49.9 | 49.9 | 49.9 | 49.9
Hydrogen Evolution | Srg_BB001 | MW | NGED South West | Exeter | 0 | 0 | 0 | 0 | 0 | 0 | 35 | 35 | 35 | 35 | 35 | 35 | 35 | 35 | 35 | 35 | 35 | 35 | 35 | 35 | 35 | 35 | 35 | 35 | 35 | 35 | 35 | 35 | 35
Hydrogen Evolution | Srg_BB001 | MW | NGED South West | Indian Queens | 0 | 52.5 | 52.5 | 52.5 | 102 | 102 | 102 | 102 | 102 | 102 | 102 | 102 | 102 | 102 | 102 | 102 | 102 | 102 | 102 | 102 | 102 | 102 | 102 | 102 | 102 | 102 | 102 | 102 | 102
Hydrogen Evolution | Srg_BB001 | MW | NGED South West | Landulph | 0 | 62.899 | 62.899 | 62.899 | 62.899 | 62.899 | 112.799 | 112.799 | 112.799 | 112.799 | 112.799 | 112.799 | 112.799 | 112.799 | 112.799 | 112.799 | 112.799 | 112.799 | 112.799 | 112.799 | 112.799 | 112.799 | 112.799 | 112.799 | 112.799 | 112.799 | 112.799 | 112.799 | 112.799
Hydrogen Evolution | Srg_BB001 | MW | NGED South West | Seabank | 0 | 6 | 6 | 6 | 6 | 6 | 6 | 6 | 6 | 6 | 6 | 6 | 6 | 6 | 6 | 6 | 6 | 6 | 6 | 6 | 6 | 6 | 6 | 6 | 6 | 6 | 6 | 6 | 6
Hydrogen Evolution | Srg_BB001 | MW | NGED South West | Taunton | 0 | 29.999 | 29.999 | 29.999 | 29.999 | 29.999 | 45.399 | 45.399 | 65.399 | 65.399 | 65.399 | 65.399 | 65.399 | 65.399 | 65.399 | 65.399 | 65.399 | 65.399 | 65.399 | 65.399 | 65.399 | 65.399 | 65.399 | 65.399 | 65.399 | 65.399 | 65.399 | 65.399 | 65.399
Hydrogen Evolution | Srg_BB001 | MW | NGED West Midlands | Bishops Wood | 0 | 44.793 | 44.793 | 44.793 | 44.793 | 74.793 | 74.793 | 74.793 | 74.793 | 74.793 | 109.793 | 109.793 | 109.793 | 109.793 | 109.793 | 109.793 | 109.793 | 109.793 | 109.793 | 109.793 | 109.793 | 109.793 | 109.793 | 109.793 | 109.793 | 109.793 | 109.793 | 109.793 | 109.793
Hydrogen Evolution | Srg_BB001 | MW | NGED West Midlands | Bushbury | 0 | 0 | 0 | 0 | 0 | 0 | 0 | 0 | 0 | 70.4 | 70.4 | 119.9 | 119.9 | 119.9 | 119.9 | 119.9 | 119.9 | 119.9 | 119.9 | 119.9 | 119.9 | 119.9 | 119.9 | 119.9 | 119.9 | 119.9 | 119.9 | 119.9 | 119.9
Hydrogen Evolution | Srg_BB001 | MW | NGED West Midlands | Bustleholme | 0 | 41 | 41 | 41 | 41 | 41 | 41 | 41 | 41 | 41 | 41 | 41 | 41 | 41 | 41 | 41 | 41 | 41 | 41 | 41 | 41 | 41 | 41 | 41 | 41 | 41 | 41 | 41 | 41
Hydrogen Evolution | Srg_BB001 | MW | NGED West Midlands | Cellarhead | 0 | 5.18 | 5.18 | 5.18 | 5.18 | 5.18 | 45.18 | 45.18 | 185.08 | 185.08 | 185.08 | 185.08 | 185.08 | 185.08 | 185.08 | 185.08 | 185.08 | 185.08 | 185.08 | 185.08 | 185.08 | 185.08 | 185.08 | 185.08 | 185.08 | 185.08 | 185.08 | 185.08 | 185.08
Hydrogen Evolution | Srg_BB001 | MW | NGED West Midlands | Feckenham | 0 | 5.99 | 5.99 | 5.99 | 5.99 | 5.99 | 5.99 | 5.99 | 5.99 | 5.99 | 5.99 | 5.99 | 5.99 | 5.99 | 5.99 | 5.99 | 5.99 | 5.99 | 5.99 | 5.99 | 5.99 | 5.99 | 5.99 | 5.99 | 5.99 | 5.99 | 5.99 | 5.99 | 5.99
Hydrogen Evolution | Srg_BB001 | MW | NGED West Midlands | Iron Acton | 0 | 67.437 | 67.437 | 127.337 | 127.337 | 127.337 | 127.337 | 127.337 | 127.337 | 226.737 | 326.137 | 326.137 | 326.137 | 326.137 | 326.137 | 326.137 | 326.137 | 326.137 | 326.137 | 326.137 | 326.137 | 326.137 | 326.137 | 326.137 | 326.137 | 326.137 | 326.137 | 326.137 | 326.137
Hydrogen Evolution | Srg_BB001 | MW | NGED West Midlands | Ironbridge | 0 | 3.661 | 3.661 | 3.661 | 3.661 | 3.661 | 3.661 | 3.661 | 3.661 | 3.661 | 3.661 | 3.661 | 3.661 | 3.661 | 3.661 | 3.661 | 3.661 | 3.661 | 3.661 | 3.661 | 3.661 | 3.661 | 3.661 | 3.661 | 3.661 | 3.661 | 3.661 | 3.661 | 3.661
Hydrogen Evolution | Srg_BB001 | MW | NGED West Midlands | Kitwell | 0 | 0 | 0 | 0 | 0 | 0 | 0 | 0 | 0 | 0 | 20 | 20 | 20 | 20 | 20 | 20 | 20 | 20 | 20 | 20 | 20 | 20 | 20 | 20 | 20 | 20 | 20 | 20 | 20
Hydrogen Evolution | Srg_BB001 | MW | NGED West Midlands | Ocker Hill | 0 | 19.418 | 19.418 | 19.418 | 19.418 | 118.818 | 118.818 | 118.818 | 118.818 | 118.818 | 118.818 | 118.818 | 118.818 | 118.818 | 118.818 | 118.818 | 118.818 | 118.818 | 118.818 | 118.818 | 118.818 | 118.818 | 118.818 | 118.818 | 118.818 | 118.818 | 118.818 | 118.818 | 118.818
Hydrogen Evolution | Srg_BB001 | MW | NGED West Midlands | Oldbury | 0 | 0 | 0 | 0 | 0 | 0 | 0 | 0 | 0 | 0 | 0 | 0 | 0 | 99 | 99 | 99 | 99 | 99 | 99 | 99 | 99 | 99 | 99 | 99 | 99 | 99 | 99 | 99 | 99
Hydrogen Evolution | Srg_BB001 | MW | NGED West Midlands | Penn | 0 | 0 | 0 | 0 | 0 | 0 | 5.366 | 5.366 | 5.366 | 5.366 | 134.166 | 134.166 | 134.166 | 134.166 | 134.166 | 134.166 | 134.166 | 134.166 | 134.166 | 134.166 | 134.166 | 134.166 | 134.166 | 134.166 | 134.166 | 134.166 | 134.166 | 134.166 | 134.166
Hydrogen Evolution | Srg_BB001 | MW | NGED West Midlands | Walham | 0 | 3.135 | 3.135 | 3.135 | 3.135 | 9.135 | 9.135 | 109.035 | 109.035 | 109.035 | 109.035 | 109.035 | 109.035 | 109.035 | 109.035 | 109.035 | 109.035 | 109.035 | 109.035 | 109.035 | 109.035 | 109.035 | 109.035 | 109.035 | 109.035 | 109.035 | 109.035 | 109.035 | 109.035
Hydrogen Evolution | Srg_BB001 | MW | NGED West Midlands | Willenhall | 0 | 56.895 | 56.895 | 56.895 | 56.895 | 56.895 | 56.895 | 56.895 | 56.895 | 56.895 | 56.895 | 56.895 | 56.895 | 56.895 | 56.895 | 56.895 | 56.895 | 56.895 | 56.895 | 56.895 | 56.895 | 56.895 | 56.895 | 56.895 | 56.895 | 56.895 | 56.895 | 56.895 | 56.895
Hydrogen Evolution | Srg_BB001 | MW | NGET | Direct(NGET) | 0 | 909.3 | 1323.2 | 2590.795 | 4052.975 | 6587.56 | 8337.155 | 8732.555 | 9103.055 | 9103.055 | 9103.055 | 9103.055 | 9103.055 | 9103.055 | 9103.055 | 9103.055 | 9103.055 | 10943.055 | 10943.055 | 10943.055 | 10943.055 | 10943.055 | 10943.055 | 10943.055 | 10943.055 | 10943.055 | 10943.055 | 10943.055 | 10943.055
Hydrogen Evolution | Srg_BB001 | MW | NPg Northeast | Fourstones | 0 | 0 | 20 | 20 | 20 | 20 | 20 | 20 | 20 | 20 | 20 | 20 | 20 | 20 | 20 | 20 | 20 | 20 | 20 | 20 | 20 | 20 | 20 | 20 | 20 | 20 | 20 | 20 | 20
Hydrogen Evolution | Srg_BB001 | MW | NPg Northeast | Hart Moor | 0 | 0 | 0 | 0 | 0 | 0 | 50 | 50 | 50 | 50 | 50 | 50 | 50 | 50 | 50 | 50 | 50 | 50 | 50 | 50 | 50 | 50 | 50 | 50 | 50 | 50 | 50 | 50 | 50
Hydrogen Evolution | Srg_BB001 | MW | NPg Northeast | Hawthorn Pit | 0 | 0 | 0 | 49.9 | 49.9 | 49.9 | 49.9 | 49.9 | 49.9 | 49.9 | 49.9 | 49.9 | 49.9 | 49.9 | 49.9 | 49.9 | 49.9 | 49.9 | 49.9 | 49.9 | 49.9 | 49.9 | 49.9 | 49.9 | 49.9 | 49.9 | 49.9 | 49.9 | 49.9
Hydrogen Evolution | Srg_BB001 | MW | NPg Northeast | Knaresborough | 0 | 0 | 0 | 33 | 33 | 33 | 33 | 33 | 33 | 33 | 33 | 33 | 33 | 33 | 33 | 33 | 33 | 33 | 33 | 33 | 33 | 33 | 33 | 33 | 33 | 33 | 33 | 33 | 33
Hydrogen Evolution | Srg_BB001 | MW | NPg Northeast | Lackenby | 0 | 6 | 6 | 6 | 6 | 6 | 6 | 6 | 6 | 6 | 6 | 6 | 6 | 6 | 6 | 6 | 6 | 6 | 6 | 6 | 6 | 6 | 6 | 6 | 6 | 6 | 6 | 6 | 6
Hydrogen Evolution | Srg_BB001 | MW | NPg Northeast | Norton | 0 | 16.245 | 16.245 | 16.245 | 16.245 | 16.245 | 43.245 | 43.245 | 43.245 | 43.245 | 43.245 | 43.245 | 43.245 | 43.245 | 43.245 | 43.245 | 43.245 | 43.245 | 43.245 | 43.245 | 43.245 | 43.245 | 43.245 | 43.245 | 43.245 | 43.245 | 43.245 | 43.245 | 43.245
Hydrogen Evolution | Srg_BB001 | MW | NPg Northeast | Osbaldwick | 0 | 0 | 49.9 | 49.9 | 49.9 | 49.9 | 49.9 | 49.9 | 49.9 | 49.9 | 49.9 | 49.9 | 49.9 | 49.9 | 49.9 | 49.9 | 49.9 | 49.9 | 49.9 | 49.9 | 49.9 | 49.9 | 49.9 | 49.9 | 49.9 | 49.9 | 49.9 | 49.9 | 49.9
Hydrogen Evolution | Srg_BB001 | MW | NPg Northeast | South Shields | 0 | 35 | 35 | 35 | 35 | 35 | 35 | 35 | 35 | 35 | 35 | 35 | 35 | 35 | 35 | 35 | 35 | 35 | 35 | 35 | 35 | 35 | 35 | 35 | 35 | 35 | 35 | 35 | 35
Hydrogen Evolution | Srg_BB001 | MW | NPg Northeast | Spennymoor | 0 | 49.9 | 49.9 | 49.9 | 49.9 | 49.9 | 49.9 | 49.9 | 49.9 | 49.9 | 49.9 | 49.9 | 49.9 | 49.9 | 49.9 | 49.9 | 49.9 | 49.9 | 49.9 | 49.9 | 49.9 | 49.9 | 49.9 | 49.9 | 49.9 | 49.9 | 49.9 | 49.9 | 49.9
Hydrogen Evolution | Srg_BB001 | MW | NPg Northeast | Stella South | 0 | 0 | 0 | 0 | 0 | 0 | 0 | 0 | 99.8 | 99.8 | 99.8 | 99.8 | 99.8 | 99.8 | 99.8 | 99.8 | 99.8 | 99.8 | 99.8 | 99.8 | 99.8 | 99.8 | 99.8 | 99.8 | 99.8 | 99.8 | 99.8 | 99.8 | 99.8
Hydrogen Evolution | Srg_BB001 | MW | NPg Northeast | Tynemouth 1 | 0 | 17.5 | 17.5 | 17.5 | 17.5 | 17.5 | 17.5 | 17.5 | 17.5 | 17.5 | 17.5 | 17.5 | 17.5 | 17.5 | 17.5 | 17.5 | 17.5 | 17.5 | 17.5 | 17.5 | 17.5 | 17.5 | 17.5 | 17.5 | 17.5 | 17.5 | 17.5 | 17.5 | 17.5
Hydrogen Evolution | Srg_BB001 | MW | NPg Northeast | West Boldon | 0 | 6.555 | 6.555 | 6.555 | 6.555 | 6.555 | 6.555 | 6.555 | 6.555 | 6.555 | 6.555 | 6.555 | 6.555 | 6.555 | 6.555 | 6.555 | 6.555 | 6.555 | 6.555 | 6.555 | 6.555 | 6.555 | 6.555 | 6.555 | 6.555 | 6.555 | 6.555 | 6.555 | 6.555
Hydrogen Evolution | Srg_BB001 | MW | NPg Yorkshire | Bradford West | 0 | 0 | 0 | 84.9 | 84.9 | 84.9 | 84.9 | 84.9 | 84.9 | 84.9 | 84.9 | 84.9 | 84.9 | 84.9 | 84.9 | 84.9 | 84.9 | 84.9 | 84.9 | 84.9 | 84.9 | 84.9 | 84.9 | 84.9 | 84.9 | 84.9 | 84.9 | 84.9 | 84.9
Hydrogen Evolution | Srg_BB001 | MW | NPg Yorkshire | Camblesforth | 0 | 0 | 35 | 35 | 35 | 35 | 35 | 35 | 35 | 35 | 35 | 35 | 35 | 35 | 35 | 35 | 35 | 35 | 35 | 35 | 35 | 35 | 35 | 35 | 35 | 35 | 35 | 35 | 35
Hydrogen Evolution | Srg_BB001 | MW | NPg Yorkshire | Creyke Beck | 0 | 49.9 | 49.9 | 57.9 | 57.9 | 57.9 | 57.9 | 57.9 | 85.9 | 85.9 | 85.9 | 85.9 | 85.9 | 85.9 | 85.9 | 85.9 | 85.9 | 85.9 | 85.9 | 85.9 | 85.9 | 85.9 | 85.9 | 85.9 | 85.9 | 85.9 | 85.9 | 85.9 | 85.9
Hydrogen Evolution | Srg_BB001 | MW | NPg Yorkshire | Drax | 0 | 0 | 0 | 0 | 0 | 0 | 0 | 80 | 80 | 80 | 80 | 80 | 80 | 80 | 80 | 80 | 80 | 80 | 80 | 80 | 80 | 80 | 80 | 80 | 80 | 80 | 80 | 80 | 80
Hydrogen Evolution | Srg_BB001 | MW | NPg Yorkshire | Elland | 0 | 0 | 0 | 69 | 169 | 169 | 169 | 169 | 169 | 169 | 169 | 169 | 169 | 169 | 169 | 169 | 169 | 169 | 169 | 169 | 169 | 169 | 169 | 169 | 169 | 169 | 169 | 169 | 169
Hydrogen Evolution | Srg_BB001 | MW | NPg Yorkshire | Ferrybridge B (_M) | 0 | 2.4 | 2.4 | 2.4 | 2.4 | 2.4 | 2.4 | 2.4 | 2.4 | 2.4 | 2.4 | 2.4 | 2.4 | 2.4 | 2.4 | 2.4 | 2.4 | 2.4 | 2.4 | 2.4 | 2.4 | 2.4 | 2.4 | 2.4 | 2.4 | 2.4 | 2.4 | 2.4 | 2.4
Hydrogen Evolution | Srg_BB001 | MW | NPg Yorkshire | Grimsby West | 0 | 0 | 0 | 0 | 0 | 80 | 80 | 80 | 80 | 80 | 80 | 80 | 80 | 80 | 80 | 80 | 80 | 80 | 80 | 80 | 80 | 80 | 80 | 80 | 80 | 80 | 80 | 80 | 80
Hydrogen Evolution | Srg_BB001 | MW | NPg Yorkshire | Keadby | 0 | 0 | 0 | 50 | 50 | 130 | 229 | 229 | 229 | 229 | 229 | 229 | 229 | 229 | 229 | 229 | 229 | 229 | 229 | 229 | 229 | 229 | 229 | 229 | 229 | 229 | 229 | 229 | 229
Hydrogen Evolution | Srg_BB001 | MW | NPg Yorkshire | Pitsmoor | 0 | 0 | 0 | 0 | 0 | 0 | 0 | 0 | 0 | 40 | 40 | 89.5 | 89.5 | 89.5 | 89.5 | 89.5 | 89.5 | 89.5 | 89.5 | 89.5 | 89.5 | 89.5 | 89.5 | 89.5 | 89.5 | 89.5 | 89.5 | 89.5 | 89.5
Hydrogen Evolution | Srg_BB001 | MW | NPg Yorkshire | Saltend North | 0 | 7.2 | 7.2 | 7.2 | 7.2 | 7.2 | 7.2 | 7.2 | 7.2 | 7.2 | 7.2 | 7.2 | 7.2 | 7.2 | 7.2 | 7.2 | 7.2 | 7.2 | 7.2 | 7.2 | 7.2 | 7.2 | 7.2 | 7.2 | 7.2 | 7.2 | 7.2 | 7.2 | 7.2
Hydrogen Evolution | Srg_BB001 | MW | NPg Yorkshire | Thurcroft | 0 | 50 | 50 | 50 | 50 | 50 | 50 | 50 | 50 | 50 | 50 | 50 | 50 | 50 | 50 | 50 | 50 | 50 | 50 | 50 | 50 | 50 | 50 | 50 | 50 | 50 | 50 | 50 | 50
Hydrogen Evolution | Srg_BB001 | MW | NPg Yorkshire | West Melton | 0 | 61.2 | 61.2 | 71.2 | 71.2 | 121.1 | 121.1 | 161.1 | 161.1 | 161.1 | 161.1 | 161.1 | 161.1 | 161.1 | 161.1 | 161.1 | 161.1 | 161.1 | 161.1 | 161.1 | 161.1 | 161.1 | 161.1 | 161.1 | 161.1 | 161.1 | 161.1 | 161.1 | 161.1
Hydrogen Evolution | Srg_BB001 | MW | SHETL | Direct(SHETL) | 0 | 0 | 200 | 248 | 348 | 348 | 397.9 | 397.9 | 397.9 | 397.9 | 397.9 | 697.9 | 697.9 | 697.9 | 1697.9 | 1697.9 | 1797.9 | 2097.9 | 2097.9 | 2097.9 | 2097.9 | 2097.9 | 2097.9 | 2097.9 | 2097.9 | 2097.9 | 2097.9 | 2097.9 | 2097.9
Hydrogen Evolution | Srg_BB001 | MW | SPEN | Ayr | 0 | 0 | 0 | 0 | 0 | 0 | 49.9 | 49.9 | 49.9 | 49.9 | 49.9 | 49.9 | 49.9 | 49.9 | 49.9 | 49.9 | 49.9 | 49.9 | 49.9 | 49.9 | 49.9 | 49.9 | 49.9 | 49.9 | 49.9 | 49.9 | 49.9 | 49.9 | 49.9
Hydrogen Evolution | Srg_BB001 | MW | SPEN | Braehead Park | 0 | 0 | 0 | 0 | 0 | 0 | 0 | 0 | 0 | 0 | 0 | 0 | 0 | 0 | 0 | 0 | 0 | 0 | 0 | 0 | 0 | 0 | 0 | 0 | 0 | 0 | 0 | 0 | 0
Hydrogen Evolution | Srg_BB001 | MW | SPEN | Carntyne | 0 | 0 | 0 | 0 | 0 | 0 | 0 | 0 | 0 | 0 | 0 | 0 | 0 | 0 | 0 | 0 | 0 | 0 | 0 | 0 | 0 | 0 | 0 | 0 | 0 | 0 | 0 | 0 | 0
Hydrogen Evolution | Srg_BB001 | MW | SPEN | Clyde’s Mill | 0 | 0 | 0 | 0 | 0 | 0 | 0 | 0 | 0 | 0 | 0 | 0 | 0 | 0 | 0 | 0 | 0 | 0 | 0 | 0 | 0 | 0 | 0 | 0 | 0 | 0 | 0 | 0 | 0 | GSP also referred to as Westburn Road
Hydrogen Evolution | Srg_BB001 | MW | SPEN | Coatbridge | 0 | 0 | 0 | 0 | 0 | 0 | 0 | 0 | 0 | 0 | 0 | 0 | 0 | 0 | 0 | 0 | 0 | 0 | 0 | 0 | 0 | 0 | 0 | 0 | 0 | 0 | 0 | 0 | 0
Hydrogen Evolution | Srg_BB001 | MW | SPEN | Cockenzie | 0 | 0 | 0 | 0 | 0 | 0 | 0 | 0 | 0 | 0 | 0 | 0 | 0 | 0 | 0 | 0 | 0 | 0 | 0 | 0 | 0 | 0 | 0 | 0 | 0 | 0 | 0 | 0 | 0
Hydrogen Evolution | Srg_BB001 | MW | SPEN | Cupar | 0 | 0 | 49.9 | 49.9 | 49.9 | 49.9 | 49.9 | 49.9 | 49.9 | 49.9 | 49.9 | 49.9 | 49.9 | 49.9 | 49.9 | 49.9 | 49.9 | 49.9 | 49.9 | 49.9 | 49.9 | 49.9 | 49.9 | 49.9 | 49.9 | 49.9 | 49.9 | 49.9 | 49.9
Hydrogen Evolution | Srg_BB001 | MW | SPEN | Dalmarnock | 0 | 0 | 0 | 0 | 0 | 0 | 0 | 0 | 0 | 0 | 0 | 0 | 0 | 0 | 0 | 0 | 0 | 0 | 0 | 0 | 0 | 0 | 0 | 0 | 0 | 0 | 0 | 0 | 0
Hydrogen Evolution | Srg_BB001 | MW | SPEN | Devol Moor | 0 | 0 | 0 | 0 | 0 | 0 | 0 | 0 | 0 | 0 | 0 | 0 | 0 | 0 | 0 | 0 | 0 | 0 | 0 | 0 | 0 | 0 | 0 | 0 | 0 | 0 | 0 | 0 | 0
Hydrogen Evolution | Srg_BB001 | MW | SPEN | Drumcross | 0 | 30.9 | 30.9 | 30.9 | 30.9 | 60.8 | 60.8 | 60.8 | 60.8 | 60.8 | 60.8 | 60.8 | 60.8 | 60.8 | 60.8 | 60.8 | 60.8 | 60.8 | 60.8 | 60.8 | 60.8 | 60.8 | 60.8 | 60.8 | 60.8 | 60.8 | 60.8 | 60.8 | 60.8
Hydrogen Evolution | Srg_BB001 | MW | SPEN | Dunfermline | 0 | 0 | 0 | 0 | 0 | 29.9 | 29.9 | 29.9 | 29.9 | 29.9 | 29.9 | 29.9 | 29.9 | 29.9 | 29.9 | 29.9 | 29.9 | 29.9 | 29.9 | 29.9 | 29.9 | 29.9 | 29.9 | 29.9 | 29.9 | 29.9 | 29.9 | 29.9 | 29.9
Hydrogen Evolution | Srg_BB001 | MW | SPEN | East Kilbride | 0 | 0 | 0 | 0 | 0 | 0 | 49.9 | 49.9 | 49.9 | 49.9 | 49.9 | 49.9 | 49.9 | 49.9 | 49.9 | 49.9 | 49.9 | 49.9 | 49.9 | 49.9 | 49.9 | 49.9 | 49.9 | 49.9 | 49.9 | 49.9 | 49.9 | 49.9 | 49.9
Hydrogen Evolution | Srg_BB001 | MW | SPEN | Elderslie | 0 | 0 | 0 | 0 | 0 | 0 | 0 | 0 | 0 | 0 | 0 | 0 | 0 | 0 | 0 | 0 | 0 | 0 | 0 | 0 | 0 | 0 | 0 | 0 | 0 | 0 | 0 | 0 | 0
Hydrogen Evolution | Srg_BB001 | MW | SPEN | Erskine | 0 | 0 | 0 | 40 | 40 | 69.9 | 69.9 | 69.9 | 69.9 | 69.9 | 69.9 | 69.9 | 69.9 | 69.9 | 69.9 | 69.9 | 69.9 | 69.9 | 69.9 | 69.9 | 69.9 | 69.9 | 69.9 | 69.9 | 69.9 | 69.9 | 69.9 | 69.9 | 69.9
Hydrogen Evolution | Srg_BB001 | MW | SPEN | Galashiels | 0 | 0 | 0 | 0 | 0 | 0 | 0 | 0 | 0 | 0 | 0 | 0 | 0 | 0 | 0 | 0 | 0 | 0 | 0 | 0 | 0 | 0 | 0 | 0 | 0 | 0 | 0 | 0 | 0
Hydrogen Evolution | Srg_BB001 | MW | SPEN | Giffnock | 0 | 0 | 0 | 0 | 0 | 0 | 0 | 0 | 0 | 0 | 0 | 0 | 0 | 0 | 0 | 0 | 0 | 0 | 0 | 0 | 0 | 0 | 0 | 0 | 0 | 0 | 0 | 0 | 0
Hydrogen Evolution | Srg_BB001 | MW | SPEN | Glenluce | 0 | 0 | 0 | 0 | 0 | 0 | 0 | 0 | 0 | 0 | 0 | 0 | 0 | 0 | 0 | 0 | 0 | 0 | 0 | 0 | 0 | 0 | 0 | 0 | 0 | 0 | 0 | 0 | 0
Hydrogen Evolution | Srg_BB001 | MW | SPEN | Glenniston | 0 | 99.95 | 99.95 | 99.95 | 99.95 | 99.95 | 99.95 | 99.95 | 99.95 | 99.95 | 99.95 | 99.95 | 99.95 | 99.95 | 99.95 | 99.95 | 99.95 | 99.95 | 99.95 | 99.95 | 99.95 | 99.95 | 99.95 | 99.95 | 99.95 | 99.95 | 99.95 | 99.95 | 99.95
Hydrogen Evolution | Srg_BB001 | MW | SPEN | Glenrothes | 0 | 0 | 0 | 49.99 | 49.99 | 49.99 | 99.89 | 99.89 | 99.89 | 99.89 | 99.89 | 99.89 | 99.89 | 99.89 | 99.89 | 99.89 | 99.89 | 99.89 | 99.89 | 99.89 | 99.89 | 99.89 | 99.89 | 99.89 | 99.89 | 99.89 | 99.89 | 99.89 | 99.89
Hydrogen Evolution | Srg_BB001 | MW | SPEN | Govan | 0 | 0 | 0 | 0 | 0 | 0 | 0 | 0 | 0 | 0 | 0 | 0 | 0 | 0 | 0 | 0 | 0 | 0 | 0 | 0 | 0 | 0 | 0 | 0 | 0 | 0 | 0 | 0 | 0
Hydrogen Evolution | Srg_BB001 | MW | SPEN | Helensburgh | 0 | 0 | 0 | 0 | 39.9 | 39.9 | 39.9 | 39.9 | 39.9 | 39.9 | 39.9 | 39.9 | 39.9 | 39.9 | 39.9 | 39.9 | 39.9 | 39.9 | 39.9 | 39.9 | 39.9 | 39.9 | 39.9 | 39.9 | 39.9 | 39.9 | 39.9 | 39.9 | 39.9
Hydrogen Evolution | Srg_BB001 | MW | SPEN | Inverkeithing | 0 | 0 | 0 | 0 | 0 | 42 | 42 | 42 | 42 | 42 | 42 | 42 | 42 | 42 | 42 | 42 | 42 | 42 | 42 | 42 | 42 | 42 | 42 | 42 | 42 | 42 | 42 | 42 | 42
Hydrogen Evolution | Srg_BB001 | MW | SPEN | Kaimes | 0 | 0 | 0 | 0 | 0 | 0 | 0 | 0 | 0 | 0 | 0 | 0 | 0 | 0 | 0 | 0 | 0 | 0 | 0 | 0 | 0 | 0 | 0 | 0 | 0 | 0 | 0 | 0 | 0
Hydrogen Evolution | Srg_BB001 | MW | SPEN | Kellwood Road | 0 | 0 | 0 | 0 | 0 | 0 | 0 | 0 | 0 | 0 | 0 | 0 | 0 | 0 | 0 | 0 | 0 | 0 | 0 | 0 | 0 | 0 | 0 | 0 | 0 | 0 | 0 | 0 | 0
Hydrogen Evolution | Srg_BB001 | MW | SPEN | Kilwinning | 0 | 0 | 0 | 0 | 27 | 27 | 27 | 27 | 27 | 27 | 27 | 27 | 27 | 27 | 27 | 27 | 27 | 27 | 27 | 27 | 27 | 27 | 27 | 27 | 27 | 27 | 27 | 27 | 27
Hydrogen Evolution | Srg_BB001 | MW | SPEN | Paisley | 0 | 1.814 | 1.814 | 1.814 | 1.814 | 1.814 | 1.814 | 1.814 | 1.814 | 1.814 | 1.814 | 1.814 | 1.814 | 1.814 | 1.814 | 1.814 | 1.814 | 1.814 | 1.814 | 1.814 | 1.814 | 1.814 | 1.814 | 1.814 | 1.814 | 1.814 | 1.814 | 1.814 | 1.814
Hydrogen Evolution | Srg_BB001 | MW | SPEN | Redhouse | 0 | 16 | 16 | 16 | 16 | 16 | 16 | 16 | 16 | 16 | 16 | 16 | 16 | 16 | 16 | 16 | 16 | 16 | 16 | 16 | 16 | 16 | 16 | 16 | 16 | 16 | 16 | 16 | 16
Hydrogen Evolution | Srg_BB001 | MW | SPEN | Stirling | 0 | 0 | 0 | 0 | 0 | 0 | 0 | 0 | 0 | 0 | 0 | 0 | 0 | 0 | 0 | 0 | 0 | 0 | 0 | 0 | 0 | 0 | 0 | 0 | 0 | 0 | 0 | 0 | 0
Hydrogen Evolution | Srg_BB001 | MW | SPEN | Tongland | 0 | 0 | 0 | 0 | 0 | 0 | 0 | 0 | 0 | 0 | 0 | 0 | 0 | 0 | 0 | 0 | 0 | 0 | 0 | 0 | 0 | 0 | 0 | 0 | 0 | 0 | 0 | 0 | 0
Hydrogen Evolution | Srg_BB001 | MW | SPEN | Well Street Paisley | 0 | 0 | 0 | 0 | 0 | 0 | 0 | 0 | 0 | 0 | 0 | 0 | 0 | 0 | 0 | 0 | 0 | 0 | 0 | 0 | 0 | 0 | 0 | 0 | 0 | 0 | 0 | 0 | 0
Hydrogen Evolution | Srg_BB001 | MW | SPEN Manweb | Capenhurst | 0 | 35 | 35 | 35 | 35 | 35 | 35 | 35 | 35 | 35 | 35 | 35 | 35 | 35 | 35 | 35 | 35 | 35 | 35 | 35 | 35 | 35 | 35 | 35 | 35 | 35 | 35 | 35 | 35
Hydrogen Evolution | Srg_BB001 | MW | SPEN Manweb | Carrington | 0 | 12 | 12 | 12 | 28 | 28 | 28 | 28 | 28 | 28 | 28 | 28 | 28 | 28 | 28 | 28 | 28 | 28 | 28 | 28 | 28 | 28 | 28 | 28 | 28 | 28 | 28 | 28 | 28
Hydrogen Evolution | Srg_BB001 | MW | SPEN Manweb | Frodsham | 0 | 31 | 31 | 31 | 31 | 31 | 31 | 31 | 31 | 31 | 31 | 31 | 31 | 31 | 31 | 31 | 31 | 31 | 31 | 31 | 31 | 31 | 31 | 31 | 31 | 31 | 31 | 31 | 31
Hydrogen Evolution | Srg_BB001 | MW | SPEN Manweb | Lister Drive | 0 | 20 | 20 | 20 | 20 | 20 | 20 | 20 | 20 | 20 | 20 | 20 | 20 | 20 | 20 | 20 | 20 | 20 | 20 | 20 | 20 | 20 | 20 | 20 | 20 | 20 | 20 | 20 | 20
Hydrogen Evolution | Srg_BB001 | MW | SPEN Manweb | Wylfa | 0 | 0 | 0 | 0 | 0 | 0 | 0 | 0 | 0 | 0 | 0 | 0 | 0 | 0 | 0 | 0 | 0 | 0 | 0 | 0 | 0 | 0 | 0 | 0 | 0 | 0 | 0 | 0 | 0
Hydrogen Evolution | Srg_BB001 | MW | SPTL | Direct(SPTL) | 0 | 139.95 | 139.95 | 239.95 | 1189.95 | 2889.95 | 3733.45 | 3950.45 | 3950.45 | 3970.45 | 3970.45 | 3970.45 | 3970.45 | 3970.45 | 3970.45 | 3970.45 | 3970.45 | 3970.45 | 3970.45 | 3970.45 | 3970.45 | 3970.45 | 3970.45 | 3970.45 | 3970.45 | 3970.45 | 3970.45 | 3970.45 | 3970.45
Hydrogen Evolution | Srg_BB001 | MW | SSEN (SHEPD) | Abernethy | 0 | 49 | 49 | 49 | 49 | 49 | 49 | 49 | 49 | 49 | 49 | 49 | 49 | 49 | 49 | 49 | 49 | 49 | 49 | 49 | 49 | 49 | 49 | 49 | 49 | 49 | 49 | 49 | 49
Hydrogen Evolution | Srg_BB001 | MW | SSEN (SHEPD) | Alness | 0 | 0 | 0 | 0 | 0 | 0 | 49.9 | 49.9 | 49.9 | 49.9 | 49.9 | 49.9 | 49.9 | 49.9 | 49.9 | 49.9 | 49.9 | 49.9 | 49.9 | 49.9 | 49.9 | 49.9 | 49.9 | 49.9 | 49.9 | 49.9 | 49.9 | 49.9 | 49.9
Hydrogen Evolution | Srg_BB001 | MW | SSEN (SHEPD) | Arbroath | 0 | 0 | 35 | 35 | 35 | 35 | 35 | 35 | 35 | 35 | 35 | 35 | 35 | 35 | 35 | 35 | 35 | 35 | 35 | 35 | 35 | 35 | 35 | 35 | 35 | 35 | 35 | 35 | 35
Hydrogen Evolution | Srg_BB001 | MW | SSEN (SHEPD) | Boat of Garten | 0 | 0 | 0 | 0 | 0 | 0 | 49.9 | 49.9 | 49.9 | 49.9 | 49.9 | 49.9 | 49.9 | 49.9 | 49.9 | 49.9 | 49.9 | 49.9 | 49.9 | 49.9 | 49.9 | 49.9 | 49.9 | 49.9 | 49.9 | 49.9 | 49.9 | 49.9 | 49.9
Hydrogen Evolution | Srg_BB001 | MW | SSEN (SHEPD) | Braco West | 0 | 0 | 0 | 0 | 49.9 | 49.9 | 49.9 | 49.9 | 49.9 | 49.9 | 49.9 | 49.9 | 49.9 | 49.9 | 49.9 | 49.9 | 49.9 | 49.9 | 49.9 | 49.9 | 49.9 | 49.9 | 49.9 | 49.9 | 49.9 | 49.9 | 49.9 | 49.9 | 49.9
Hydrogen Evolution | Srg_BB001 | MW | SSEN (SHEPD) | Bridge of Dun | 0 | 0 | 0 | 0 | 0 | 0 | 0 | 0 | 0 | 0 | 0 | 0 | 0 | 0 | 0 | 0 | 0 | 0 | 0 | 0 | 0 | 0 | 0 | 0 | 0 | 0 | 0 | 0 | 0
Hydrogen Evolution | Srg_BB001 | MW | SSEN (SHEPD) | Brora | 0 | 0 | 0 | 0 | 0 | 0 | 0 | 0 | 0 | 0 | 0 | 0 | 0 | 0 | 0 | 0 | 0 | 0 | 0 | 0 | 0 | 0 | 0 | 0 | 0 | 0 | 0 | 0 | 0
Hydrogen Evolution | Srg_BB001 | MW | SSEN (SHEPD) | Burghmuir | 0 | 1.366 | 1.366 | 1.366 | 1.366 | 1.366 | 1.366 | 1.366 | 1.366 | 1.366 | 1.366 | 1.366 | 1.366 | 1.366 | 1.366 | 1.366 | 1.366 | 1.366 | 1.366 | 1.366 | 1.366 | 1.366 | 1.366 | 1.366 | 1.366 | 1.366 | 1.366 | 1.366 | 1.366
Hydrogen Evolution | Srg_BB001 | MW | SSEN (SHEPD) | Carradale | 0 | 0 | 0 | 0 | 0 | 0 | 0 | 0 | 0 | 0 | 0 | 0 | 0 | 0 | 0 | 0 | 0 | 0 | 0 | 0 | 0 | 0 | 0 | 0 | 0 | 0 | 0 | 0 | 0
Hydrogen Evolution | Srg_BB001 | MW | SSEN (SHEPD) | Charleston | 0 | 49.9 | 49.9 | 49.9 | 49.9 | 49.9 | 49.9 | 49.9 | 49.9 | 49.9 | 49.9 | 49.9 | 49.9 | 49.9 | 49.9 | 49.9 | 49.9 | 49.9 | 49.9 | 49.9 | 49.9 | 49.9 | 49.9 | 49.9 | 49.9 | 49.9 | 49.9 | 49.9 | 49.9
Hydrogen Evolution | Srg_BB001 | MW | SSEN (SHEPD) | Coupar Angus | 0 | 40 | 40 | 40 | 40 | 40 | 40 | 40 | 40 | 40 | 40 | 40 | 40 | 40 | 40 | 40 | 40 | 40 | 40 | 40 | 40 | 40 | 40 | 40 | 40 | 40 | 40 | 40 | 40
Hydrogen Evolution | Srg_BB001 | MW | SSEN (SHEPD) | Dounreay | 0 | 0 | 0 | 0 | 0 | 0 | 0 | 0 | 0 | 0 | 0 | 0 | 0 | 0 | 0 | 0 | 0 | 0 | 0 | 0 | 0 | 0 | 0 | 0 | 0 | 0 | 0 | 0 | 0
Hydrogen Evolution | Srg_BB001 | MW | SSEN (SHEPD) | Dunoon | 0 | 0 | 0 | 0 | 0 | 45 | 45 | 45 | 45 | 45 | 45 | 45 | 45 | 45 | 45 | 45 | 45 | 45 | 45 | 45 | 45 | 45 | 45 | 45 | 45 | 45 | 45 | 45 | 45
Hydrogen Evolution | Srg_BB001 | MW | SSEN (SHEPD) | Dyce | 0 | 0 | 0 | 0 | 0 | 30 | 30 | 30 | 30 | 30 | 30 | 30 | 30 | 30 | 30 | 30 | 30 | 30 | 30 | 30 | 30 | 30 | 30 | 30 | 30 | 30 | 30 | 30 | 30
Hydrogen Evolution | Srg_BB001 | MW | SSEN (SHEPD) | Elgin | 0 | 0 | 0 | 0 | 0 | 0 | 0 | 0 | 0 | 0 | 0 | 0 | 0 | 0 | 0 | 0 | 0 | 0 | 0 | 0 | 0 | 0 | 0 | 0 | 0 | 0 | 0 | 0 | 0
Hydrogen Evolution | Srg_BB001 | MW | SSEN (SHEPD) | Fasnakyle | 0 | 0 | 0 | 0 | 0 | 0 | 0 | 0 | 0 | 0 | 0 | 0 | 0 | 0 | 0 | 0 | 0 | 0 | 0 | 0 | 0 | 0 | 0 | 0 | 0 | 0 | 0 | 0 | 0
Hydrogen Evolution | Srg_BB001 | MW | SSEN (SHEPD) | Fetteresso | 0 | 0 | 0 | 0 | 0 | 0 | 0 | 0 | 0 | 0 | 0 | 0 | 0 | 0 | 0 | 0 | 0 | 0 | 0 | 0 | 0 | 0 | 0 | 0 | 0 | 0 | 0 | 0 | 0
Hydrogen Evolution | Srg_BB001 | MW | SSEN (SHEPD) | Fiddes | 0 | 0 | 0 | 0 | 0 | 0 | 0 | 0 | 0 | 0 | 0 | 0 | 0 | 0 | 0 | 0 | 0 | 0 | 0 | 0 | 0 | 0 | 0 | 0 | 0 | 0 | 0 | 0 | 0
Hydrogen Evolution | Srg_BB001 | MW | SSEN (SHEPD) | Fort Augustus | 0 | 0 | 0 | 49.9 | 49.9 | 49.9 | 49.9 | 49.9 | 49.9 | 49.9 | 49.9 | 49.9 | 49.9 | 49.9 | 49.9 | 49.9 | 49.9 | 49.9 | 49.9 | 49.9 | 49.9 | 49.9 | 49.9 | 49.9 | 49.9 | 49.9 | 49.9 | 49.9 | 49.9
Hydrogen Evolution | Srg_BB001 | MW | SSEN (SHEPD) | Fraserburgh | 0 | 1 | 1 | 1 | 1 | 46 | 86 | 86 | 86 | 86 | 86 | 86 | 86 | 86 | 86 | 86 | 86 | 86 | 86 | 86 | 86 | 86 | 86 | 86 | 86 | 86 | 86 | 86 | 86
Hydrogen Evolution | Srg_BB001 | MW | SSEN (SHEPD) | Grudie Bridge | 0 | 0 | 0 | 0 | 0 | 0 | 0 | 0 | 0 | 0 | 0 | 0 | 0 | 0 | 0 | 0 | 0 | 0 | 0 | 0 | 0 | 0 | 0 | 0 | 0 | 0 | 0 | 0 | 0
Hydrogen Evolution | Srg_BB001 | MW | SSEN (SHEPD) | Inverness | 0 | 0 | 0 | 0 | 0 | 0 | 0 | 0 | 0 | 0 | 0 | 0 | 0 | 0 | 0 | 0 | 0 | 0 | 0 | 0 | 0 | 0 | 0 | 0 | 0 | 0 | 0 | 0 | 0
Hydrogen Evolution | Srg_BB001 | MW | SSEN (SHEPD) | Keith | 0 | 0 | 0 | 0 | 0 | 0 | 49.9 | 49.9 | 49.9 | 49.9 | 49.9 | 49.9 | 49.9 | 49.9 | 49.9 | 49.9 | 49.9 | 49.9 | 49.9 | 49.9 | 49.9 | 49.9 | 49.9 | 49.9 | 49.9 | 49.9 | 49.9 | 49.9 | 49.9
Hydrogen Evolution | Srg_BB001 | MW | SSEN (SHEPD) | Kintore | 0 | 0 | 49.9 | 49.9 | 49.9 | 49.9 | 49.9 | 49.9 | 49.9 | 49.9 | 49.9 | 49.9 | 49.9 | 49.9 | 49.9 | 49.9 | 49.9 | 49.9 | 49.9 | 49.9 | 49.9 | 49.9 | 49.9 | 49.9 | 49.9 | 49.9 | 49.9 | 49.9 | 49.9
Hydrogen Evolution | Srg_BB001 | MW | SSEN (SHEPD) | Lunanhead | 0 | 9.99 | 9.99 | 9.99 | 59.89 | 59.89 | 59.89 | 59.89 | 59.89 | 59.89 | 59.89 | 59.89 | 59.89 | 59.89 | 59.89 | 59.89 | 59.89 | 59.89 | 59.89 | 59.89 | 59.89 | 59.89 | 59.89 | 59.89 | 59.89 | 59.89 | 59.89 | 59.89 | 59.89
Hydrogen Evolution | Srg_BB001 | MW | SSEN (SHEPD) | Lyndhurst | 0 | 49.9 | 49.9 | 49.9 | 49.9 | 49.9 | 49.9 | 49.9 | 49.9 | 49.9 | 49.9 | 49.9 | 49.9 | 49.9 | 49.9 | 49.9 | 49.9 | 49.9 | 49.9 | 49.9 | 49.9 | 49.9 | 49.9 | 49.9 | 49.9 | 49.9 | 49.9 | 49.9 | 49.9
Hydrogen Evolution | Srg_BB001 | MW | SSEN (SHEPD) | Macduff | 0 | 0 | 0 | 0 | 0 | 0 | 0 | 0 | 0 | 0 | 0 | 0 | 0 | 0 | 0 | 0 | 0 | 0 | 0 | 0 | 0 | 0 | 0 | 0 | 0 | 0 | 0 | 0 | 0
Hydrogen Evolution | Srg_BB001 | MW | SSEN (SHEPD) | Milton of Craigie | 0 | 0 | 0 | 0 | 0 | 0 | 0 | 0 | 0 | 0 | 0 | 0 | 0 | 0 | 0 | 0 | 0 | 0 | 0 | 0 | 0 | 0 | 0 | 0 | 0 | 0 | 0 | 0 | 0
Hydrogen Evolution | Srg_BB001 | MW | SSEN (SHEPD) | Nairn | 0 | 0 | 0 | 0 | 0 | 49.9 | 49.9 | 49.9 | 49.9 | 49.9 | 49.9 | 49.9 | 49.9 | 49.9 | 49.9 | 49.9 | 49.9 | 49.9 | 49.9 | 49.9 | 49.9 | 49.9 | 49.9 | 49.9 | 49.9 | 49.9 | 49.9 | 49.9 | 49.9
Hydrogen Evolution | Srg_BB001 | MW | SSEN (SHEPD) | Persley | 0 | 0 | 0 | 0 | 0 | 0 | 0 | 0 | 0 | 0 | 0 | 0 | 0 | 0 | 0 | 0 | 0 | 0 | 0 | 0 | 0 | 0 | 0 | 0 | 0 | 0 | 0 | 0 | 0
Hydrogen Evolution | Srg_BB001 | MW | SSEN (SHEPD) | Peterhead Shell | 0 | 1 | 1 | 1 | 1 | 1 | 1 | 1 | 1 | 1 | 1 | 1 | 1 | 1 | 1 | 1 | 1 | 1 | 1 | 1 | 1 | 1 | 1 | 1 | 1 | 1 | 1 | 1 | 1
Hydrogen Evolution | Srg_BB001 | MW | SSEN (SHEPD) | Redmoss | 0 | 0 | 0 | 0 | 0 | 0 | 0 | 0 | 0 | 0 | 0 | 0 | 0 | 0 | 0 | 0 | 0 | 0 | 0 | 0 | 0 | 0 | 0 | 0 | 0 | 0 | 0 | 0 | 0
Hydrogen Evolution | Srg_BB001 | MW | SSEN (SHEPD) | Rothienorman | 0 | 0 | 0 | 0 | 0 | 49.9 | 49.9 | 49.9 | 49.9 | 49.9 | 49.9 | 49.9 | 49.9 | 49.9 | 49.9 | 49.9 | 49.9 | 49.9 | 49.9 | 49.9 | 49.9 | 49.9 | 49.9 | 49.9 | 49.9 | 49.9 | 49.9 | 49.9 | 49.9
Hydrogen Evolution | Srg_BB001 | MW | SSEN (SHEPD) | Stornoway | 0 | 0 | 0 | 0 | 0 | 0 | 0 | 0 | 0 | 0 | 0 | 0 | 0 | 0 | 0 | 0 | 0 | 0 | 0 | 0 | 0 | 0 | 0 | 0 | 0 | 0 | 0 | 0 | 0
Hydrogen Evolution | Srg_BB001 | MW | SSEN (SHEPD) | Strichen | 0 | 0 | 25 | 25 | 25 | 25 | 25 | 25 | 25 | 25 | 25 | 25 | 67.1 | 67.1 | 67.1 | 67.1 | 67.1 | 67.1 | 67.1 | 67.1 | 67.1 | 67.1 | 67.1 | 67.1 | 67.1 | 67.1 | 67.1 | 67.1 | 67.1
Hydrogen Evolution | Srg_BB001 | MW | SSEN (SHEPD) | Tarland | 0 | 0 | 0 | 0 | 0 | 0 | 0 | 0 | 0 | 0 | 0 | 0 | 0 | 0 | 0 | 0 | 0 | 0 | 0 | 0 | 0 | 0 | 0 | 0 | 0 | 0 | 0 | 0 | 0
Hydrogen Evolution | Srg_BB001 | MW | SSEN (SHEPD) | Thurso | 0 | 3 | 3 | 3 | 3 | 3 | 3 | 3 | 3 | 3 | 3 | 3 | 3 | 3 | 3 | 3 | 3 | 3 | 3 | 3 | 3 | 3 | 3 | 3 | 3 | 3 | 3 | 3 | 3
Hydrogen Evolution | Srg_BB001 | MW | SSEN South | Botley Wood | 0 | 0 | 0 | 49.9 | 49.9 | 49.9 | 49.9 | 49.9 | 49.9 | 49.9 | 49.9 | 49.9 | 49.9 | 49.9 | 49.9 | 49.9 | 49.9 | 49.9 | 49.9 | 49.9 | 49.9 | 49.9 | 49.9 | 49.9 | 49.9 | 49.9 | 49.9 | 49.9 | 49.9
Hydrogen Evolution | Srg_BB001 | MW | SSEN South | Bramley | 0 | 1 | 1 | 100.9 | 150.9 | 150.9 | 160.9 | 260.9 | 260.9 | 260.9 | 260.9 | 260.9 | 260.9 | 260.9 | 260.9 | 260.9 | 260.9 | 260.9 | 260.9 | 260.9 | 260.9 | 260.9 | 260.9 | 260.9 | 260.9 | 260.9 | 260.9 | 260.9 | 260.9
Hydrogen Evolution | Srg_BB001 | MW | SSEN South | Fawley | 0 | 0 | 0 | 0 | 0 | 0 | 0 | 0 | 0 | 0 | 0 | 0 | 0 | 0 | 0 | 0 | 109.696 | 109.696 | 109.696 | 109.696 | 109.696 | 109.696 | 109.696 | 109.696 | 109.696 | 109.696 | 109.696 | 109.696 | 109.696
Hydrogen Evolution | Srg_BB001 | MW | SSEN South | Fleet | 0 | 4.75 | 4.75 | 4.75 | 4.75 | 4.75 | 4.75 | 4.75 | 4.75 | 4.75 | 4.75 | 4.75 | 4.75 | 4.75 | 4.75 | 4.75 | 4.75 | 4.75 | 4.75 | 4.75 | 4.75 | 4.75 | 4.75 | 4.75 | 4.75 | 4.75 | 4.75 | 4.75 | 4.75
Hydrogen Evolution | Srg_BB001 | MW | SSEN South | Iver 132kV | 0 | 0 | 0 | 20 | 20 | 20 | 20 | 20 | 20 | 20 | 20 | 20 | 20 | 20 | 20 | 20 | 20 | 20 | 20 | 20 | 20 | 20 | 20 | 20 | 20 | 20 | 20 | 20 | 20
Hydrogen Evolution | Srg_BB001 | MW | SSEN South | Laleham | 0 | 0 | 0 | 0 | 0 | 0 | 0 | 0 | 0 | 0 | 0 | 0 | 0 | 0 | 0 | 0 | 0 | 0 | 0 | 0 | 0 | 0 | 0 | 0 | 0 | 0 | 0 | 0 | 0
Hydrogen Evolution | Srg_BB001 | MW | SSEN South | Lovedean | 0 | 4 | 4 | 4 | 6.1 | 6.1 | 6.1 | 6.1 | 6.1 | 6.1 | 6.1 | 6.1 | 6.1 | 6.1 | 6.1 | 6.1 | 6.1 | 6.1 | 6.1 | 6.1 | 6.1 | 6.1 | 6.1 | 6.1 | 6.1 | 6.1 | 6.1 | 6.1 | 6.1
Hydrogen Evolution | Srg_BB001 | MW | SSEN South | Mannington | 0 | 25 | 25 | 75 | 75 | 95 | 95 | 95 | 95 | 95 | 95 | 95 | 95 | 95 | 95 | 95 | 95 | 95 | 95 | 95 | 95 | 95 | 95 | 95 | 95 | 95 | 95 | 95 | 95
Hydrogen Evolution | Srg_BB001 | MW | SSEN South | Melksham | 0 | 221.74 | 321.74 | 321.74 | 321.74 | 392.693 | 392.693 | 392.693 | 392.693 | 392.693 | 392.693 | 392.693 | 392.693 | 392.693 | 392.693 | 392.693 | 392.693 | 392.693 | 392.693 | 392.693 | 392.693 | 392.693 | 392.693 | 392.693 | 392.693 | 392.693 | 392.693 | 392.693 | 392.693
Hydrogen Evolution | Srg_BB001 | MW | SSEN South | Minety | 0 | 145 | 157 | 237 | 237 | 237 | 237 | 237 | 237 | 237 | 237 | 237 | 237 | 237 | 237 | 237 | 237 | 237 | 237 | 237 | 237 | 237 | 237 | 237 | 237 | 237 | 237 | 237 | 237
Hydrogen Evolution | Srg_BB001 | MW | SSEN South | Nursling | 0 | 29.526 | 29.526 | 29.526 | 29.526 | 29.526 | 29.526 | 29.526 | 29.526 | 29.526 | 29.526 | 29.526 | 29.526 | 29.526 | 29.526 | 29.526 | 29.526 | 29.526 | 29.526 | 29.526 | 29.526 | 29.526 | 29.526 | 29.526 | 29.526 | 29.526 | 29.526 | 29.526 | 29.526
Hydrogen Evolution | Srg_BB001 | MW | UKPN Eastern | Amersham Main | 0 | 165.2 | 165.2 | 165.2 | 205.2 | 205.2 | 205.2 | 205.2 | 205.2 | 205.2 | 205.2 | 205.2 | 205.2 | 205.2 | 205.2 | 205.2 | 205.2 | 205.2 | 205.2 | 205.2 | 205.2 | 205.2 | 205.2 | 205.2 | 205.2 | 205.2 | 205.2 | 205.2 | 205.2
Hydrogen Evolution | Srg_BB001 | MW | UKPN Eastern | Braintree | 0 | 11.7 | 11.7 | 11.7 | 11.7 | 11.7 | 11.7 | 11.7 | 11.7 | 11.7 | 11.7 | 11.7 | 11.7 | 11.7 | 11.7 | 11.7 | 11.7 | 11.7 | 11.7 | 11.7 | 11.7 | 11.7 | 11.7 | 11.7 | 11.7 | 11.7 | 11.7 | 11.7 | 11.7
Hydrogen Evolution | Srg_BB001 | MW | UKPN Eastern | Bramford | 0 | 120.9 | 160.9 | 168.9 | 168.9 | 168.9 | 168.9 | 168.9 | 168.9 | 168.9 | 168.9 | 173.9 | 173.9 | 173.9 | 173.9 | 173.9 | 173.9 | 173.9 | 173.9 | 173.9 | 173.9 | 173.9 | 173.9 | 173.9 | 173.9 | 173.9 | 173.9 | 173.9 | 173.9
Hydrogen Evolution | Srg_BB001 | MW | UKPN Eastern | Burwell Main | 0 | 5 | 5 | 5 | 5 | 5 | 5 | 5 | 5 | 5 | 5 | 5 | 5 | 5 | 5 | 5 | 5 | 5 | 5 | 5 | 5 | 5 | 5 | 5 | 5 | 5 | 5 | 5 | 5
Hydrogen Evolution | Srg_BB001 | MW | UKPN Eastern | Elstree | 0 | 27.058 | 27.058 | 27.058 | 27.058 | 27.058 | 27.058 | 27.058 | 27.058 | 27.058 | 27.058 | 27.058 | 27.058 | 27.058 | 27.058 | 27.058 | 27.058 | 27.058 | 27.058 | 27.058 | 27.058 | 27.058 | 27.058 | 27.058 | 27.058 | 27.058 | 27.058 | 27.058 | 27.058
Hydrogen Evolution | Srg_BB001 | MW | UKPN Eastern | Norwich Main | 0 | 53.09 | 53.09 | 59.09 | 59.09 | 159.09 | 159.09 | 159.09 | 159.09 | 159.09 | 159.09 | 159.09 | 159.09 | 159.09 | 159.09 | 159.09 | 159.09 | 159.09 | 159.09 | 159.09 | 159.09 | 159.09 | 159.09 | 159.09 | 159.09 | 159.09 | 159.09 | 159.09 | 159.09
Hydrogen Evolution | Srg_BB001 | MW | UKPN Eastern | Pelham | 0 | 105 | 105 | 105 | 105 | 105 | 105 | 105 | 105 | 105 | 105 | 105 | 105 | 105 | 105 | 105 | 105 | 105 | 105 | 105 | 105 | 105 | 105 | 105 | 105 | 105 | 105 | 105 | 105
Hydrogen Evolution | Srg_BB001 | MW | UKPN Eastern | Rayleigh | 0 | 128.3 | 168.3 | 168.3 | 303.1 | 303.1 | 432.9 | 432.9 | 432.9 | 432.9 | 432.9 | 432.9 | 432.9 | 432.9 | 432.9 | 432.9 | 432.9 | 432.9 | 432.9 | 432.9 | 432.9 | 432.9 | 432.9 | 432.9 | 432.9 | 432.9 | 432.9 | 432.9 | 432.9
Hydrogen Evolution | Srg_BB001 | MW | UKPN Eastern | Rye House | 0 | 0 | 0 | 0 | 0 | 0 | 0 | 0 | 0 | 0 | 0 | 0 | 0 | 5.058 | 5.058 | 5.058 | 5.058 | 5.058 | 5.058 | 5.058 | 5.058 | 5.058 | 5.058 | 5.058 | 5.058 | 5.058 | 5.058 | 5.058 | 5.058
Hydrogen Evolution | Srg_BB001 | MW | UKPN Eastern | Sundon | 0 | 68.05 | 68.05 | 68.05 | 68.05 | 68.05 | 68.05 | 68.05 | 68.05 | 68.05 | 68.05 | 68.05 | 68.05 | 68.05 | 68.05 | 68.05 | 68.05 | 68.05 | 68.05 | 68.05 | 68.05 | 68.05 | 68.05 | 68.05 | 68.05 | 68.05 | 68.05 | 68.05 | 68.05
Hydrogen Evolution | Srg_BB001 | MW | UKPN Eastern | Tilbury | 0 | 56 | 56 | 56 | 56 | 56 | 76 | 76 | 76 | 76 | 76 | 76 | 76 | 76 | 76 | 76 | 76 | 76 | 76 | 76 | 76 | 76 | 76 | 76 | 76 | 76 | 76 | 76 | 76
Hydrogen Evolution | Srg_BB001 | MW | UKPN Eastern | Tottenham | 0 | 5.2 | 5.2 | 5.2 | 5.2 | 5.2 | 5.2 | 5.2 | 5.2 | 5.2 | 5.2 | 5.2 | 5.2 | 5.2 | 5.2 | 5.2 | 5.2 | 5.2 | 5.2 | 5.2 | 5.2 | 5.2 | 5.2 | 5.2 | 5.2 | 5.2 | 5.2 | 5.2 | 5.2
Hydrogen Evolution | Srg_BB001 | MW | UKPN Eastern | Walpole (_A) | 0 | 59.49 | 59.49 | 59.49 | 59.49 | 59.49 | 59.49 | 59.49 | 59.49 | 59.49 | 59.49 | 59.49 | 59.49 | 59.49 | 59.49 | 59.49 | 59.49 | 59.49 | 59.49 | 59.49 | 59.49 | 59.49 | 59.49 | 59.49 | 59.49 | 59.49 | 59.49 | 59.49 | 59.49
Hydrogen Evolution | Srg_BB001 | MW | UKPN Eastern | Warley | 0 | 50 | 50 | 50 | 50 | 50 | 50 | 50 | 50 | 50 | 50 | 50 | 50 | 50 | 50 | 50 | 50 | 50 | 50 | 50 | 50 | 50 | 50 | 50 | 50 | 50 | 50 | 50 | 50
Hydrogen Evolution | Srg_BB001 | MW | UKPN Eastern | Wymondley | 0 | 0 | 0 | 0 | 0 | 50 | 55.085 | 55.085 | 55.085 | 55.085 | 55.085 | 55.085 | 55.085 | 55.085 | 55.085 | 55.085 | 55.085 | 55.085 | 55.085 | 55.085 | 55.085 | 55.085 | 55.085 | 55.085 | 55.085 | 55.085 | 55.085 | 55.085 | 55.085
Hydrogen Evolution | Srg_BB001 | MW | UKPN London | Islington | 0 | 2.85 | 2.85 | 2.85 | 2.85 | 2.85 | 2.85 | 2.85 | 2.85 | 2.85 | 2.85 | 2.85 | 2.85 | 2.85 | 2.85 | 2.85 | 2.85 | 2.85 | 2.85 | 2.85 | 2.85 | 2.85 | 2.85 | 2.85 | 2.85 | 2.85 | 2.85 | 2.85 | 2.85
Hydrogen Evolution | Srg_BB001 | MW | UKPN London | Littlebrook (_C) | 0 | 13 | 13 | 13 | 13 | 13 | 13 | 13 | 13 | 13 | 13 | 13 | 13 | 13 | 13 | 13 | 13 | 13 | 13 | 13 | 13 | 13 | 13 | 13 | 13 | 13 | 13 | 13 | 13
Hydrogen Evolution | Srg_BB001 | MW | UKPN London | New Cross | 0 | 1 | 1 | 1 | 1 | 1 | 1 | 1 | 1 | 1 | 1 | 1 | 1 | 1 | 1 | 1 | 1 | 1 | 1 | 1 | 1 | 1 | 1 | 1 | 1 | 1 | 1 | 1 | 1
Hydrogen Evolution | Srg_BB001 | MW | UKPN South East | Bolney | 0 | 55.8 | 55.8 | 55.8 | 55.8 | 55.8 | 55.8 | 55.8 | 55.8 | 55.8 | 55.8 | 55.8 | 55.8 | 55.8 | 55.8 | 55.8 | 55.8 | 55.8 | 55.8 | 55.8 | 55.8 | 55.8 | 55.8 | 55.8 | 55.8 | 55.8 | 55.8 | 55.8 | 55.8
Hydrogen Evolution | Srg_BB001 | MW | UKPN South East | Canterbury | 0 | 0 | 0 | 0 | 0 | 52.4 | 52.4 | 52.4 | 52.4 | 52.4 | 52.4 | 52.4 | 52.4 | 52.4 | 52.4 | 52.4 | 52.4 | 52.4 | 52.4 | 52.4 | 52.4 | 52.4 | 52.4 | 52.4 | 52.4 | 52.4 | 52.4 | 52.4 | 52.4
Hydrogen Evolution | Srg_BB001 | MW | UKPN South East | Chessington | 0 | 0 | 0 | 0 | 0 | 0 | 0 | 0 | 0 | 0 | 0 | 0 | 0 | 0 | 0 | 0 | 0 | 0 | 0 | 0 | 0 | 0 | 0 | 0 | 0 | 0 | 0 | 0 | 0
Hydrogen Evolution | Srg_BB001 | MW | UKPN South East | Kemsley | 0 | 98.9 | 98.9 | 98.9 | 98.9 | 98.9 | 98.9 | 98.9 | 98.9 | 98.9 | 98.9 | 98.9 | 98.9 | 98.9 | 98.9 | 98.9 | 98.9 | 98.9 | 98.9 | 98.9 | 98.9 | 98.9 | 98.9 | 98.9 | 98.9 | 98.9 | 98.9 | 98.9 | 98.9
Hydrogen Evolution | Srg_BB001 | MW | UKPN South East | Kingsnorth | 0 | 0 | 0 | 0 | 0 | 49.5 | 49.5 | 49.5 | 49.5 | 49.5 | 49.5 | 49.5 | 49.5 | 49.5 | 49.5 | 49.5 | 49.5 | 49.5 | 49.5 | 49.5 | 49.5 | 49.5 | 49.5 | 49.5 | 49.5 | 49.5 | 49.5 | 49.5 | 49.5
Hydrogen Evolution | Srg_BB001 | MW | UKPN South East | Ninfield | 0 | 53.5 | 53.5 | 53.5 | 102.5 | 102.5 | 102.5 | 102.5 | 102.5 | 102.5 | 102.5 | 102.5 | 102.5 | 102.5 | 102.5 | 102.5 | 102.5 | 102.5 | 102.5 | 102.5 | 102.5 | 102.5 | 102.5 | 102.5 | 102.5 | 102.5 | 102.5 | 102.5 | 102.5
Hydrogen Evolution | Srg_BB001 | MW | UKPN South East | Northfleet East | 0 | 91.84 | 91.84 | 91.84 | 91.84 | 91.84 | 91.84 | 91.84 | 91.84 | 91.84 | 91.84 | 91.84 | 91.84 | 91.84 | 91.84 | 91.84 | 91.84 | 91.84 | 91.84 | 91.84 | 91.84 | 91.84 | 91.84 | 91.84 | 91.84 | 91.84 | 91.84 | 91.84 | 91.84
Hydrogen Evolution | Srg_BB001 | MW | UKPN South East | West Weybridge | 0 | 6 | 6 | 6 | 6 | 6 | 6 | 6 | 6 | 6 | 6 | 6 | 6 | 6 | 6 | 6 | 6 | 6 | 6 | 6 | 6 | 6 | 6 | 6 | 6 | 6 | 6 | 6 | 6
Hydrogen Evolution | Srg_BB002 | MW | Electricity North West | Bredbury | 0 | 0.348 | 0.409 | 0.482 | 0.571 | 0.678 | 0.803 | 0.942 | 1.094 | 1.264 | 1.451 | 1.654 | 1.872 | 2.104 | 2.353 | 2.616 | 2.894 | 3.187 | 3.495 | 3.818 | 4.156 | 4.509 | 4.877 | 5.26 | 5.658 | 6.072 | 6.5 | 6.943 | 7.402
Hydrogen Evolution | Srg_BB002 | MW | Electricity North West | Harker | 0 | 0.607 | 0.715 | 0.84 | 0.997 | 1.183 | 1.401 | 1.643 | 1.909 | 2.205 | 2.533 | 2.886 | 3.266 | 3.672 | 4.106 | 4.565 | 5.05 | 5.561 | 6.099 | 6.663 | 7.253 | 7.869 | 8.511 | 9.18 | 9.875 | 10.596 | 11.344 | 12.118 | 12.918
Hydrogen Evolution | Srg_BB002 | MW | Electricity North West | Heysham (NGET) | 0 | 0.176 | 0.207 | 0.244 | 0.289 | 0.344 | 0.407 | 0.477 | 0.555 | 0.641 | 0.736 | 0.838 | 0.949 | 1.067 | 1.193 | 1.326 | 1.467 | 1.615 | 1.771 | 1.935 | 2.106 | 2.285 | 2.472 | 2.666 | 2.868 | 3.077 | 3.294 | 3.519 | 3.751
Hydrogen Evolution | Srg_BB002 | MW | Electricity North West | Hutton | 0 | 0.343 | 0.403 | 0.475 | 0.562 | 0.668 | 0.791 | 0.928 | 1.078 | 1.245 | 1.43 | 1.63 | 1.844 | 2.073 | 2.319 | 2.578 | 2.851 | 3.14 | 3.443 | 3.762 | 4.095 | 4.443 | 4.805 | 5.183 | 5.575 | 5.983 | 6.405 | 6.841 | 7.293
Hydrogen Evolution | Srg_BB002 | MW | Electricity North West | Kearsley 132kV | 0 | 0.736 | 0.867 | 1.019 | 1.209 | 1.435 | 1.699 | 1.994 | 2.317 | 2.675 | 3.072 | 3.502 | 3.963 | 4.456 | 4.982 | 5.538 | 6.127 | 6.746 | 7.398 | 8.082 | 8.798 | 9.545 | 10.325 | 11.137 | 11.979 | 12.854 | 13.761 | 14.699 | 15.67
Hydrogen Evolution | Srg_BB002 | MW | Electricity North West | Kearsley 33kV | 0 | 0 | 0 | 0 | 0 | 0 | 0 | 0 | 0 | 0 | 0 | 0 | 0 | 0 | 0 | 0 | 0 | 0 | 0 | 0 | 0 | 0 | 0 | 0 | 0 | 0 | 0 | 0 | 0
Hydrogen Evolution | Srg_BB002 | MW | Electricity North West | Kirkby (_G) | 0 | 0.227 | 0.267 | 0.314 | 0.372 | 0.442 | 0.523 | 0.613 | 0.713 | 0.823 | 0.946 | 1.078 | 1.219 | 1.371 | 1.533 | 1.704 | 1.885 | 2.076 | 2.277 | 2.487 | 2.708 | 2.938 | 3.177 | 3.427 | 3.687 | 3.956 | 4.235 | 4.524 | 4.822
Hydrogen Evolution | Srg_BB002 | MW | Electricity North West | Macclesfield | 0 | 0.107 | 0.127 | 0.149 | 0.177 | 0.21 | 0.249 | 0.292 | 0.339 | 0.391 | 0.449 | 0.512 | 0.579 | 0.651 | 0.728 | 0.81 | 0.896 | 0.987 | 1.082 | 1.181 | 1.286 | 1.395 | 1.509 | 1.628 | 1.751 | 1.879 | 2.012 | 2.149 | 2.291
Hydrogen Evolution | Srg_BB002 | MW | Electricity North West | Ormonde | 0 | 0 | 0 | 0 | 0 | 0 | 0 | 0 | 0 | 0 | 0 | 0 | 0 | 0 | 0 | 0 | 0 | 0 | 0 | 0 | 0 | 0 | 0 | 0 | 0 | 0 | 0 | 0 | 0
Hydrogen Evolution | Srg_BB002 | MW | Electricity North West | Padiham | 0 | 0.358 | 0.422 | 0.496 | 0.588 | 0.699 | 0.827 | 0.97 | 1.127 | 1.302 | 1.496 | 1.704 | 1.929 | 2.168 | 2.425 | 2.696 | 2.982 | 3.284 | 3.601 | 3.934 | 4.282 | 4.646 | 5.025 | 5.42 | 5.831 | 6.256 | 6.698 | 7.155 | 7.627
Hydrogen Evolution | Srg_BB002 | MW | Electricity North West | Penwortham East | 0 | 0.48 | 0.565 | 0.665 | 0.788 | 0.936 | 1.108 | 1.3 | 1.51 | 1.744 | 2.003 | 2.283 | 2.584 | 2.905 | 3.248 | 3.611 | 3.995 | 4.399 | 4.824 | 5.271 | 5.737 | 6.225 | 6.733 | 7.262 | 7.812 | 8.382 | 8.974 | 9.586 | 10.219
Hydrogen Evolution | Srg_BB002 | MW | Electricity North West | Penwortham West | 0 | 0.424 | 0.5 | 0.588 | 0.696 | 0.827 | 0.98 | 1.149 | 1.335 | 1.542 | 1.771 | 2.019 | 2.284 | 2.568 | 2.872 | 3.193 | 3.532 | 3.889 | 4.265 | 4.66 | 5.072 | 5.503 | 5.952 | 6.42 | 6.906 | 7.41 | 7.933 | 8.474 | 9.034
Hydrogen Evolution | Srg_BB002 | MW | Electricity North West | Robin Rigg | 0 | 0 | 0 | 0 | 0 | 0 | 0 | 0 | 0 | 0 | 0 | 0 | 0 | 0 | 0 | 0 | 0 | 0 | 0 | 0 | 0 | 0 | 0 | 0 | 0 | 0 | 0 | 0 | 0
Hydrogen Evolution | Srg_BB002 | MW | Electricity North West | Rochdale | 0 | 0.36 | 0.424 | 0.499 | 0.592 | 0.703 | 0.832 | 0.976 | 1.134 | 1.31 | 1.504 | 1.714 | 1.94 | 2.181 | 2.438 | 2.711 | 2.999 | 3.302 | 3.621 | 3.956 | 4.306 | 4.672 | 5.053 | 5.45 | 5.863 | 6.291 | 6.735 | 7.194 | 7.669
Hydrogen Evolution | Srg_BB002 | MW | Electricity North West | South Manchester | 0 | 0.324 | 0.382 | 0.449 | 0.532 | 0.632 | 0.749 | 0.878 | 1.02 | 1.178 | 1.353 | 1.542 | 1.745 | 1.962 | 2.194 | 2.439 | 2.698 | 2.972 | 3.259 | 3.56 | 3.875 | 4.204 | 4.548 | 4.905 | 5.276 | 5.662 | 6.061 | 6.474 | 6.902
Hydrogen Evolution | Srg_BB002 | MW | Electricity North West | Stalybridge | 0 | 0.453 | 0.534 | 0.63 | 0.745 | 0.885 | 1.048 | 1.229 | 1.428 | 1.649 | 1.894 | 2.159 | 2.443 | 2.747 | 3.071 | 3.414 | 3.777 | 4.159 | 4.561 | 4.984 | 5.425 | 5.886 | 6.366 | 6.866 | 7.386 | 7.926 | 8.485 | 9.064 | 9.662
Hydrogen Evolution | Srg_BB002 | MW | Electricity North West | Stanah | 0 | 0.235 | 0.276 | 0.325 | 0.385 | 0.457 | 0.541 | 0.635 | 0.737 | 0.852 | 0.978 | 1.115 | 1.261 | 1.418 | 1.586 | 1.763 | 1.95 | 2.148 | 2.355 | 2.573 | 2.801 | 3.039 | 3.287 | 3.545 | 3.813 | 4.092 | 4.381 | 4.679 | 4.988
Hydrogen Evolution | Srg_BB002 | MW | Electricity North West | Walney 2 | 0 | 0 | 0 | 0 | 0 | 0 | 0 | 0 | 0 | 0 | 0 | 0 | 0 | 0 | 0 | 0 | 0 | 0 | 0 | 0 | 0 | 0 | 0 | 0 | 0 | 0 | 0 | 0 | 0
Hydrogen Evolution | Srg_BB002 | MW | Electricity North West | Washway Farm | 0 | 0.047 | 0.055 | 0.065 | 0.077 | 0.091 | 0.108 | 0.127 | 0.147 | 0.17 | 0.196 | 0.223 | 0.252 | 0.283 | 0.317 | 0.352 | 0.39 | 0.429 | 0.471 | 0.513 | 0.56 | 0.606 | 0.657 | 0.708 | 0.762 | 0.818 | 0.875 | 0.935 | 0.997
Hydrogen Evolution | Srg_BB002 | MW | Electricity North West | Whitegate | 0 | 0.46 | 0.543 | 0.639 | 0.756 | 0.899 | 1.064 | 1.248 | 1.45 | 1.675 | 1.924 | 2.192 | 2.481 | 2.789 | 3.119 | 3.467 | 3.836 | 4.224 | 4.632 | 5.06 | 5.508 | 5.976 | 6.464 | 6.972 | 7.5 | 8.047 | 8.615 | 9.203 | 9.81
Hydrogen Evolution | Srg_BB002 | MW | IDNO - Refer to Comment Field | Tynemouth 2 | 0 | 0.328 | 0.386 | 0.455 | 0.537 | 0.64 | 0.756 | 0.887 | 1.031 | 1.19 | 1.367 | 1.558 | 1.763 | 1.983 | 2.217 | 2.465 | 2.726 | 3.002 | 3.293 | 3.598 | 3.916 | 4.249 | 4.596 | 4.957 | 5.332 | 5.722 | 6.125 | 6.543 | 6.975 | Note: TYNE2 is operated by an IDNO allocated to GSP Group/licence area F
Hydrogen Evolution | Srg_BB002 | MW | NGED East Midlands | Berkswell | 0 | 0.411 | 0.483 | 0.569 | 0.674 | 0.801 | 0.948 | 1.112 | 1.292 | 1.493 | 1.714 | 1.953 | 2.21 | 2.485 | 2.779 | 3.089 | 3.417 | 3.763 | 4.127 | 4.509 | 4.908 | 5.325 | 5.76 | 6.212 | 6.682 | 7.17 | 7.676 | 8.2 | 8.741
Hydrogen Evolution | Srg_BB002 | MW | NGED East Midlands | Bicker Fen | 0 | 0.391 | 0.459 | 0.541 | 0.64 | 0.761 | 0.901 | 1.057 | 1.228 | 1.418 | 1.629 | 1.857 | 2.101 | 2.362 | 2.641 | 2.936 | 3.248 | 3.577 | 3.923 | 4.285 | 4.665 | 5.061 | 5.475 | 5.905 | 6.352 | 6.816 | 7.296 | 7.794 | 8.309
Hydrogen Evolution | Srg_BB002 | MW | NGED East Midlands | Chesterfield | 0 | 1.151 | 1.355 | 1.594 | 1.888 | 2.244 | 2.657 | 3.116 | 3.621 | 4.182 | 4.803 | 5.473 | 6.193 | 6.963 | 7.786 | 8.656 | 9.576 | 10.545 | 11.564 | 12.632 | 13.75 | 14.919 | 16.137 | 17.406 | 18.722 | 20.09 | 21.507 | 22.974 | 24.491
Hydrogen Evolution | Srg_BB002 | MW | NGED East Midlands | Coventry | 0 | 0.717 | 0.844 | 0.993 | 1.177 | 1.398 | 1.655 | 1.941 | 2.256 | 2.606 | 2.993 | 3.411 | 3.859 | 4.339 | 4.852 | 5.394 | 5.967 | 6.571 | 7.206 | 7.872 | 8.569 | 9.298 | 10.057 | 10.847 | 11.668 | 12.52 | 13.404 | 14.318 | 15.263
Hydrogen Evolution | Srg_BB002 | MW | NGED East Midlands | Drakelow | 0 | 0.41 | 0.483 | 0.568 | 0.673 | 0.8 | 0.947 | 1.111 | 1.291 | 1.491 | 1.712 | 1.951 | 2.207 | 2.482 | 2.775 | 3.085 | 3.413 | 3.758 | 4.121 | 4.501 | 4.9 | 5.316 | 5.751 | 6.202 | 6.672 | 7.159 | 7.664 | 8.187 | 8.728
Hydrogen Evolution | Srg_BB002 | MW | NGED East Midlands | East Claydon (_B) | 0 | 0.606 | 0.715 | 0.84 | 0.995 | 1.182 | 1.4 | 1.642 | 1.908 | 2.204 | 2.531 | 2.885 | 3.264 | 3.67 | 4.104 | 4.562 | 5.047 | 5.558 | 6.095 | 6.659 | 7.248 | 7.864 | 8.506 | 9.175 | 9.869 | 10.59 | 11.337 | 12.11 | 12.91
Hydrogen Evolution | Srg_BB002 | MW | NGED East Midlands | Enderby | 0 | 0.847 | 0.997 | 1.174 | 1.391 | 1.652 | 1.956 | 2.294 | 2.666 | 3.079 | 3.536 | 4.03 | 4.56 | 5.127 | 5.733 | 6.373 | 7.05 | 7.764 | 8.514 | 9.301 | 10.124 | 10.985 | 11.881 | 12.815 | 13.785 | 14.792 | 15.835 | 16.916 | 18.032
Hydrogen Evolution | Srg_BB002 | MW | NGED East Midlands | Grendon | 0 | 1.468 | 1.728 | 2.033 | 2.409 | 2.862 | 3.389 | 3.975 | 4.619 | 5.335 | 6.127 | 6.982 | 7.901 | 8.883 | 9.933 | 11.043 | 12.216 | 13.452 | 14.752 | 16.116 | 17.543 | 19.033 | 20.587 | 22.205 | 23.886 | 25.631 | 27.439 | 29.311 | 31.246
Hydrogen Evolution | Srg_BB002 | MW | NGED East Midlands | Ratcliffe | 0 | 0.768 | 0.904 | 1.065 | 1.261 | 1.499 | 1.775 | 2.081 | 2.418 | 2.793 | 3.208 | 3.655 | 4.136 | 4.651 | 5.2 | 5.781 | 6.395 | 7.042 | 7.723 | 8.436 | 9.183 | 9.963 | 10.777 | 11.624 | 12.503 | 13.417 | 14.363 | 15.343 | 16.356
Hydrogen Evolution | Srg_BB002 | MW | NGED East Midlands | Staythorpe | 0 | 0.597 | 0.703 | 0.828 | 0.98 | 1.165 | 1.379 | 1.617 | 1.879 | 2.17 | 2.492 | 2.84 | 3.214 | 3.614 | 4.041 | 4.492 | 4.969 | 5.472 | 6.001 | 6.555 | 7.135 | 7.741 | 8.373 | 9.031 | 9.715 | 10.425 | 11.16 | 11.921 | 12.709
Hydrogen Evolution | Srg_BB002 | MW | NGED East Midlands | Stoke Bardolph | 0 | 0.502 | 0.591 | 0.696 | 0.824 | 0.979 | 1.159 | 1.358 | 1.58 | 1.823 | 2.094 | 2.388 | 2.702 | 3.038 | 3.397 | 3.776 | 4.177 | 4.6 | 5.044 | 5.51 | 5.998 | 6.508 | 7.039 | 7.592 | 8.167 | 8.763 | 9.381 | 10.021 | 10.683
Hydrogen Evolution | Srg_BB002 | MW | NGED East Midlands | Walpole (_B) | 0 | 0.954 | 1.123 | 1.322 | 1.568 | 1.863 | 2.205 | 2.586 | 3.005 | 3.471 | 3.985 | 4.543 | 5.14 | 5.779 | 6.462 | 7.183 | 7.947 | 8.751 | 9.596 | 10.484 | 11.412 | 12.381 | 13.392 | 14.445 | 15.538 | 16.673 | 17.849 | 19.067 | 20.326
Hydrogen Evolution | Srg_BB002 | MW | NGED East Midlands | West Burton | 0 | 0.807 | 0.95 | 1.117 | 1.324 | 1.573 | 1.863 | 2.184 | 2.538 | 2.932 | 3.367 | 3.837 | 4.342 | 4.882 | 5.459 | 6.069 | 6.714 | 7.393 | 8.108 | 8.858 | 9.642 | 10.461 | 11.316 | 12.205 | 13.129 | 14.087 | 15.081 | 16.11 | 17.174
Hydrogen Evolution | Srg_BB002 | MW | NGED East Midlands | Willington | 0 | 0.991 | 1.167 | 1.373 | 1.626 | 1.933 | 2.288 | 2.684 | 3.118 | 3.602 | 4.137 | 4.714 | 5.335 | 5.998 | 6.707 | 7.456 | 8.248 | 9.083 | 9.961 | 10.882 | 11.846 | 12.852 | 13.901 | 14.993 | 16.129 | 17.307 | 18.527 | 19.791 | 21.098
Hydrogen Evolution | Srg_BB002 | MW | NGED South Wales | Aberthaw | 0 | 0.255 | 0.301 | 0.354 | 0.419 | 0.498 | 0.59 | 0.692 | 0.804 | 0.928 | 1.066 | 1.215 | 1.375 | 1.546 | 1.729 | 1.922 | 2.126 | 2.341 | 2.567 | 2.805 | 3.053 | 3.312 | 3.583 | 3.864 | 4.157 | 4.46 | 4.775 | 5.101 | 5.437
Hydrogen Evolution | Srg_BB002 | MW | NGED South Wales | Alpha Steel (Uskmouth) | 0 | 0 | 0 | 0 | 0 | 0 | 0 | 0 | 0 | 0 | 0 | 0 | 0 | 0 | 0 | 0 | 0 | 0 | 0 | 0 | 0 | 0 | 0 | 0 | 0 | 0 | 0 | 0 | 0
Hydrogen Evolution | Srg_BB002 | MW | NGED South Wales | Cardiff East | 0 | 0.249 | 0.292 | 0.344 | 0.409 | 0.486 | 0.574 | 0.673 | 0.784 | 0.904 | 1.038 | 1.183 | 1.34 | 1.507 | 1.685 | 1.872 | 2.072 | 2.28 | 2.501 | 2.732 | 2.974 | 3.227 | 3.491 | 3.765 | 4.05 | 4.346 | 4.652 | 4.97 | 5.298
Hydrogen Evolution | Srg_BB002 | MW | NGED South Wales | Grange | 0 | 0.024 | 0.028 | 0.033 | 0.04 | 0.047 | 0.056 | 0.066 | 0.076 | 0.088 | 0.101 | 0.115 | 0.131 | 0.147 | 0.164 | 0.183 | 0.202 | 0.222 | 0.244 | 0.267 | 0.29 | 0.315 | 0.341 | 0.368 | 0.395 | 0.424 | 0.454 | 0.485 | 0.517
Hydrogen Evolution | Srg_BB002 | MW | NGED South Wales | Imperial Park | 0 | 0 | 0 | 0 | 0 | 0 | 0 | 0 | 0 | 0 | 0 | 0 | 0 | 0 | 0 | 0 | 0 | 0 | 0 | 0 | 0 | 0 | 0 | 0 | 0 | 0 | 0 | 0 | 0
Hydrogen Evolution | Srg_BB002 | MW | NGED South Wales | Pembroke | 0 | 0.379 | 0.446 | 0.525 | 0.621 | 0.738 | 0.874 | 1.025 | 1.191 | 1.376 | 1.58 | 1.801 | 2.037 | 2.291 | 2.561 | 2.848 | 3.15 | 3.469 | 3.804 | 4.156 | 4.523 | 4.908 | 5.308 | 5.726 | 6.159 | 6.609 | 7.075 | 7.558 | 8.056
Hydrogen Evolution | Srg_BB002 | MW | NGED South Wales | Pyle | 0 | 0.185 | 0.218 | 0.256 | 0.303 | 0.36 | 0.427 | 0.5 | 0.582 | 0.672 | 0.771 | 0.879 | 0.995 | 1.119 | 1.251 | 1.391 | 1.538 | 1.694 | 1.858 | 2.029 | 2.209 | 2.397 | 2.593 | 2.796 | 3.008 | 3.228 | 3.455 | 3.691 | 3.935
Hydrogen Evolution | Srg_BB002 | MW | NGED South Wales | Rassau | 0 | 0.565 | 0.665 | 0.782 | 0.928 | 1.103 | 1.305 | 1.531 | 1.779 | 2.055 | 2.359 | 2.689 | 3.043 | 3.421 | 3.825 | 4.252 | 4.704 | 5.18 | 5.681 | 6.205 | 6.754 | 7.328 | 7.926 | 8.55 | 9.196 | 9.868 | 10.564 | 11.285 | 12.03
Hydrogen Evolution | Srg_BB002 | MW | NGED South Wales | Swansea North | 0 | 1.315 | 1.548 | 1.822 | 2.158 | 2.564 | 3.036 | 3.561 | 4.138 | 4.779 | 5.489 | 6.255 | 7.078 | 7.959 | 8.899 | 9.893 | 10.944 | 12.052 | 13.216 | 14.438 | 15.717 | 17.052 | 18.445 | 19.894 | 21.4 | 22.963 | 24.583 | 26.26 | 27.993
Hydrogen Evolution | Srg_BB002 | MW | NGED South Wales | Upper Boat 132kV | 0 | 0.422 | 0.497 | 0.585 | 0.693 | 0.823 | 0.975 | 1.143 | 1.329 | 1.535 | 1.762 | 2.009 | 2.273 | 2.556 | 2.858 | 3.177 | 3.514 | 3.87 | 4.244 | 4.637 | 5.047 | 5.476 | 5.923 | 6.389 | 6.872 | 7.374 | 7.894 | 8.433 | 8.99
Hydrogen Evolution | Srg_BB002 | MW | NGED South Wales | Upper Boat 33kV | 0 | 0 | 0 | 0 | 0 | 0 | 0 | 0 | 0 | 0 | 0 | 0 | 0 | 0 | 0 | 0 | 0 | 0 | 0 | 0 | 0 | 0 | 0 | 0 | 0 | 0 | 0 | 0 | 0
Hydrogen Evolution | Srg_BB002 | MW | NGED South Wales | Uskmouth | 0 | 0.521 | 0.613 | 0.722 | 0.855 | 1.016 | 1.203 | 1.411 | 1.639 | 1.894 | 2.175 | 2.478 | 2.804 | 3.153 | 3.525 | 3.919 | 4.335 | 4.774 | 5.236 | 5.719 | 6.226 | 6.755 | 7.306 | 7.88 | 8.477 | 9.096 | 9.738 | 10.402 | 11.089
Hydrogen Evolution | Srg_BB002 | MW | NGED South West | Abham | 0 | 1.275 | 1.501 | 1.767 | 2.093 | 2.487 | 2.944 | 3.453 | 4.012 | 4.635 | 5.322 | 6.066 | 6.864 | 7.717 | 8.629 | 9.593 | 10.612 | 11.686 | 12.816 | 14 | 15.24 | 16.535 | 17.885 | 19.29 | 20.751 | 22.266 | 23.837 | 25.463 | 27.144
Hydrogen Evolution | Srg_BB002 | MW | NGED South West | Alverdiscott | 0 | 1.099 | 1.293 | 1.524 | 1.804 | 2.143 | 2.538 | 2.976 | 3.459 | 3.995 | 4.588 | 5.228 | 5.917 | 6.652 | 7.438 | 8.269 | 9.148 | 10.074 | 11.047 | 12.068 | 13.137 | 14.253 | 15.417 | 16.628 | 17.887 | 19.194 | 20.548 | 21.949 | 23.398
Hydrogen Evolution | Srg_BB002 | MW | NGED South West | Axminster | 0 | 0.633 | 0.744 | 0.876 | 1.038 | 1.233 | 1.46 | 1.712 | 1.989 | 2.298 | 2.639 | 3.007 | 3.403 | 3.826 | 4.278 | 4.756 | 5.262 | 5.794 | 6.354 | 6.941 | 7.555 | 8.198 | 8.868 | 9.564 | 10.289 | 11.039 | 11.819 | 12.624 | 13.458
Hydrogen Evolution | Srg_BB002 | MW | NGED South West | Bridgewater | 0 | 0.979 | 1.152 | 1.355 | 1.605 | 1.909 | 2.26 | 2.649 | 3.08 | 3.557 | 4.084 | 4.655 | 5.268 | 5.921 | 6.622 | 7.361 | 8.144 | 8.967 | 9.834 | 10.743 | 11.694 | 12.688 | 13.724 | 14.802 | 15.923 | 17.086 | 18.291 | 19.539 | 20.829
Hydrogen Evolution | Srg_BB002 | MW | NGED South West | Exeter | 0 | 1.153 | 1.358 | 1.598 | 1.892 | 2.249 | 2.662 | 3.122 | 3.628 | 4.19 | 4.812 | 5.484 | 6.206 | 6.977 | 7.802 | 8.674 | 9.595 | 10.566 | 11.587 | 12.657 | 13.778 | 14.949 | 16.169 | 17.44 | 18.76 | 20.13 | 21.55 | 23.02 | 24.54
Hydrogen Evolution | Srg_BB002 | MW | NGED South West | Indian Queens | 0 | 1.725 | 2.03 | 2.39 | 2.831 | 3.364 | 3.983 | 4.671 | 5.428 | 6.269 | 7.2 | 8.205 | 9.285 | 10.439 | 11.673 | 12.976 | 14.355 | 15.808 | 17.335 | 18.937 | 20.614 | 22.365 | 24.192 | 26.093 | 28.068 | 30.118 | 32.242 | 34.442 | 36.716
Hydrogen Evolution | Srg_BB002 | MW | NGED South West | Landulph | 0 | 0.657 | 0.773 | 0.911 | 1.079 | 1.281 | 1.516 | 1.778 | 2.068 | 2.387 | 2.741 | 3.124 | 3.535 | 3.975 | 4.445 | 4.941 | 5.466 | 6.02 | 6.601 | 7.212 | 7.851 | 8.518 | 9.213 | 9.937 | 10.69 | 11.47 | 12.279 | 13.117 | 13.983
Hydrogen Evolution | Srg_BB002 | MW | NGED South West | Seabank | 0 | 0.694 | 0.818 | 0.961 | 1.14 | 1.354 | 1.603 | 1.88 | 2.183 | 2.522 | 2.896 | 3.302 | 3.736 | 4.201 | 4.697 | 5.221 | 5.775 | 6.36 | 6.975 | 7.62 | 8.295 | 9 | 9.734 | 10.499 | 11.294 | 12.119 | 12.974 | 13.859 | 14.774
Hydrogen Evolution | Srg_BB002 | MW | NGED South West | Taunton | 0 | 0.414 | 0.488 | 0.573 | 0.679 | 0.807 | 0.956 | 1.121 | 1.302 | 1.504 | 1.728 | 1.969 | 2.228 | 2.505 | 2.801 | 3.114 | 3.445 | 3.793 | 4.16 | 4.545 | 4.947 | 5.367 | 5.805 | 6.262 | 6.736 | 7.228 | 7.737 | 8.265 | 8.811
Hydrogen Evolution | Srg_BB002 | MW | NGED West Midlands | Bishops Wood | 0 | 1.813 | 2.133 | 2.513 | 2.975 | 3.535 | 4.186 | 4.909 | 5.704 | 6.589 | 7.567 | 8.623 | 9.758 | 10.972 | 12.269 | 13.639 | 15.088 | 16.615 | 18.22 | 19.904 | 21.667 | 23.508 | 25.427 | 27.425 | 29.502 | 31.656 | 33.889 | 36.201 | 38.591
Hydrogen Evolution | Srg_BB002 | MW | NGED West Midlands | Bushbury | 0 | 0.348 | 0.41 | 0.482 | 0.571 | 0.679 | 0.804 | 0.943 | 1.095 | 1.265 | 1.453 | 1.656 | 1.874 | 2.107 | 2.356 | 2.619 | 2.897 | 3.19 | 3.499 | 3.822 | 4.16 | 4.514 | 4.882 | 5.266 | 5.665 | 6.079 | 6.507 | 6.951 | 7.41
Hydrogen Evolution | Srg_BB002 | MW | NGED West Midlands | Bustleholme | 0 | 0.254 | 0.298 | 0.351 | 0.416 | 0.495 | 0.586 | 0.687 | 0.799 | 0.923 | 1.06 | 1.208 | 1.366 | 1.536 | 1.718 | 1.91 | 2.113 | 2.327 | 2.552 | 2.788 | 3.035 | 3.293 | 3.562 | 3.841 | 4.132 | 4.434 | 4.747 | 5.071 | 5.406
Hydrogen Evolution | Srg_BB002 | MW | NGED West Midlands | Cellarhead | 0 | 1.052 | 1.238 | 1.457 | 1.726 | 2.05 | 2.428 | 2.847 | 3.309 | 3.822 | 4.389 | 5.002 | 5.66 | 6.364 | 7.116 | 7.911 | 8.751 | 9.637 | 10.568 | 11.545 | 12.567 | 13.635 | 14.748 | 15.908 | 17.111 | 18.361 | 19.656 | 20.997 | 22.383
Hydrogen Evolution | Srg_BB002 | MW | NGED West Midlands | Feckenham | 0 | 1.02 | 1.201 | 1.413 | 1.674 | 1.989 | 2.355 | 2.762 | 3.209 | 3.707 | 4.257 | 4.852 | 5.49 | 6.173 | 6.902 | 7.673 | 8.488 | 9.348 | 10.251 | 11.199 | 12.191 | 13.227 | 14.306 | 15.43 | 16.599 | 17.811 | 19.067 | 20.368 | 21.713
Hydrogen Evolution | Srg_BB002 | MW | NGED West Midlands | Hams Hall | 0 | 0.447 | 0.527 | 0.62 | 0.734 | 0.872 | 1.033 | 1.211 | 1.408 | 1.626 | 1.867 | 2.128 | 2.408 | 2.707 | 3.027 | 3.365 | 3.723 | 4.1 | 4.496 | 4.911 | 5.345 | 5.8 | 6.273 | 6.766 | 7.278 | 7.81 | 8.361 | 8.931 | 9.521
Hydrogen Evolution | Srg_BB002 | MW | NGED West Midlands | Iron Acton | 0 | 1.146 | 1.349 | 1.587 | 1.88 | 2.234 | 2.645 | 3.102 | 3.605 | 4.164 | 4.782 | 5.45 | 6.167 | 6.934 | 7.753 | 8.619 | 9.535 | 10.5 | 11.514 | 12.579 | 13.693 | 14.856 | 16.069 | 17.331 | 18.643 | 20.005 | 21.416 | 22.877 | 24.388
Hydrogen Evolution | Srg_BB002 | MW | NGED West Midlands | Ironbridge | 0 | 0.312 | 0.367 | 0.433 | 0.511 | 0.608 | 0.719 | 0.844 | 0.98 | 1.133 | 1.301 | 1.482 | 1.677 | 1.886 | 2.109 | 2.345 | 2.594 | 2.856 | 3.132 | 3.423 | 3.726 | 4.042 | 4.372 | 4.716 | 5.073 | 5.443 | 5.827 | 6.225 | 6.636
Hydrogen Evolution | Srg_BB002 | MW | NGED West Midlands | Kitwell | 0 | 0.272 | 0.321 | 0.377 | 0.448 | 0.531 | 0.63 | 0.739 | 0.859 | 0.992 | 1.139 | 1.298 | 1.468 | 1.651 | 1.846 | 2.052 | 2.27 | 2.5 | 2.741 | 2.994 | 3.259 | 3.536 | 3.825 | 4.125 | 4.438 | 4.762 | 5.098 | 5.446 | 5.805
Hydrogen Evolution | Srg_BB002 | MW | NGED West Midlands | Nechells | 0 | 0.472 | 0.555 | 0.654 | 0.774 | 0.92 | 1.089 | 1.277 | 1.484 | 1.715 | 1.969 | 2.244 | 2.539 | 2.855 | 3.193 | 3.549 | 3.926 | 4.324 | 4.741 | 5.179 | 5.638 | 6.118 | 6.618 | 7.137 | 7.678 | 8.237 | 8.82 | 9.42 | 10.042
Hydrogen Evolution | Srg_BB002 | MW | NGED West Midlands | Ocker Hill | 0 | 0.115 | 0.136 | 0.16 | 0.189 | 0.225 | 0.266 | 0.312 | 0.362 | 0.419 | 0.481 | 0.548 | 0.62 | 0.697 | 0.779 | 0.866 | 0.958 | 1.055 | 1.157 | 1.263 | 1.375 | 1.492 | 1.614 | 1.741 | 1.872 | 2.009 | 2.151 | 2.298 | 2.449
Hydrogen Evolution | Srg_BB002 | MW | NGED West Midlands | Oldbury | 0 | 0.162 | 0.189 | 0.225 | 0.265 | 0.315 | 0.373 | 0.437 | 0.508 | 0.587 | 0.674 | 0.768 | 0.869 | 0.978 | 1.093 | 1.215 | 1.344 | 1.481 | 1.624 | 1.774 | 1.931 | 2.095 | 2.266 | 2.444 | 2.629 | 2.821 | 3.02 | 3.226 | 3.439
Hydrogen Evolution | Srg_BB002 | MW | NGED West Midlands | Penn | 0 | 0.079 | 0.092 | 0.11 | 0.13 | 0.154 | 0.183 | 0.214 | 0.249 | 0.288 | 0.33 | 0.377 | 0.426 | 0.479 | 0.536 | 0.596 | 0.659 | 0.726 | 0.796 | 0.87 | 0.947 | 1.027 | 1.111 | 1.198 | 1.289 | 1.383 | 1.481 | 1.582 | 1.686
Hydrogen Evolution | Srg_BB002 | MW | NGED West Midlands | Rugeley | 0 | 0.227 | 0.267 | 0.314 | 0.372 | 0.442 | 0.524 | 0.614 | 0.714 | 0.825 | 0.947 | 1.079 | 1.221 | 1.373 | 1.535 | 1.707 | 1.888 | 2.079 | 2.28 | 2.492 | 2.712 | 2.943 | 3.183 | 3.433 | 3.693 | 3.962 | 4.242 | 4.531 | 4.83
Hydrogen Evolution | Srg_BB002 | MW | NGED West Midlands | Shrewsbury | 0 | 0.668 | 0.786 | 0.926 | 1.097 | 1.303 | 1.543 | 1.809 | 2.102 | 2.428 | 2.788 | 3.177 | 3.595 | 4.042 | 4.52 | 5.025 | 5.559 | 6.121 | 6.713 | 7.333 | 7.982 | 8.66 | 9.367 | 10.103 | 10.868 | 11.662 | 12.485 | 13.336 | 14.217
Hydrogen Evolution | Srg_BB002 | MW | NGED West Midlands | Walham | 0 | 0.575 | 0.677 | 0.796 | 0.943 | 1.121 | 1.327 | 1.557 | 1.809 | 2.09 | 2.4 | 2.735 | 3.095 | 3.48 | 3.891 | 4.325 | 4.785 | 5.269 | 5.779 | 6.313 | 6.872 | 7.456 | 8.064 | 8.698 | 9.357 | 10.04 | 10.748 | 11.481 | 12.239
Hydrogen Evolution | Srg_BB002 | MW | NGED West Midlands | Willenhall | 0 | 0.303 | 0.357 | 0.419 | 0.496 | 0.59 | 0.698 | 0.819 | 0.952 | 1.099 | 1.262 | 1.438 | 1.628 | 1.83 | 2.046 | 2.275 | 2.517 | 2.771 | 3.039 | 3.32 | 3.613 | 3.921 | 4.241 | 4.574 | 4.92 | 5.279 | 5.652 | 6.037 | 6.436
Hydrogen Evolution | Srg_BB002 | MW | NPg Northeast | Blyth 132kV | 0 | 0.129 | 0.152 | 0.179 | 0.212 | 0.251 | 0.298 | 0.349 | 0.406 | 0.469 | 0.538 | 0.613 | 0.694 | 0.78 | 0.872 | 0.97 | 1.073 | 1.182 | 1.296 | 1.415 | 1.54 | 1.671 | 1.808 | 1.95 | 2.098 | 2.251 | 2.41 | 2.574 | 2.744
Hydrogen Evolution | Srg_BB002 | MW | NPg Northeast | Blyth 66kV | 0 | 0.45 | 0.53 | 0.624 | 0.739 | 0.879 | 1.04 | 1.22 | 1.418 | 1.637 | 1.881 | 2.143 | 2.425 | 2.727 | 3.049 | 3.39 | 3.75 | 4.129 | 4.528 | 4.947 | 5.385 | 5.843 | 6.32 | 6.816 | 7.332 | 7.868 | 8.423 | 8.997 | 9.591
Hydrogen Evolution | Srg_BB002 | MW | NPg Northeast | Fourstones | 0 | 0.008 | 0.009 | 0.011 | 0.013 | 0.015 | 0.018 | 0.021 | 0.024 | 0.028 | 0.032 | 0.037 | 0.041 | 0.047 | 0.052 | 0.058 | 0.064 | 0.071 | 0.077 | 0.085 | 0.092 | 0.1 | 0.108 | 0.116 | 0.125 | 0.134 | 0.144 | 0.154 | 0.164
Hydrogen Evolution | Srg_BB002 | MW | NPg Northeast | Hart Moor | 0 | 0.149 | 0.176 | 0.207 | 0.245 | 0.291 | 0.343 | 0.404 | 0.469 | 0.542 | 0.622 | 0.709 | 0.802 | 0.902 | 1.009 | 1.121 | 1.24 | 1.366 | 1.498 | 1.636 | 1.781 | 1.932 | 2.09 | 2.254 | 2.424 | 2.602 | 2.785 | 2.975 | 3.171
Hydrogen Evolution | Srg_BB002 | MW | NPg Northeast | Hawthorn Pit | 0 | 0.35 | 0.413 | 0.486 | 0.575 | 0.684 | 0.81 | 0.949 | 1.103 | 1.274 | 1.463 | 1.668 | 1.887 | 2.122 | 2.373 | 2.638 | 2.918 | 3.213 | 3.524 | 3.85 | 4.191 | 4.547 | 4.918 | 5.304 | 5.706 | 6.123 | 6.555 | 7.002 | 7.464
Hydrogen Evolution | Srg_BB002 | MW | NPg Northeast | Knaresborough | 0 | 0.205 | 0.242 | 0.285 | 0.338 | 0.401 | 0.475 | 0.557 | 0.647 | 0.748 | 0.859 | 0.979 | 1.108 | 1.245 | 1.392 | 1.548 | 1.712 | 1.886 | 2.068 | 2.259 | 2.459 | 2.668 | 2.886 | 3.113 | 3.349 | 3.593 | 3.847 | 4.109 | 4.38
Hydrogen Evolution | Srg_BB002 | MW | NPg Northeast | Lackenby | 0 | 0.258 | 0.304 | 0.358 | 0.424 | 0.504 | 0.596 | 0.699 | 0.813 | 0.939 | 1.078 | 1.228 | 1.39 | 1.563 | 1.748 | 1.943 | 2.149 | 2.367 | 2.596 | 2.836 | 3.087 | 3.349 | 3.623 | 3.907 | 4.203 | 4.51 | 4.828 | 5.158 | 5.498
Hydrogen Evolution | Srg_BB002 | MW | NPg Northeast | Norton | 0 | 1.102 | 1.296 | 1.526 | 1.808 | 2.149 | 2.544 | 2.984 | 3.467 | 4.005 | 4.599 | 5.241 | 5.931 | 6.669 | 7.457 | 8.29 | 9.17 | 10.099 | 11.074 | 12.098 | 13.17 | 14.288 | 15.455 | 16.669 | 17.931 | 19.241 | 20.599 | 22.004 | 23.456
Hydrogen Evolution | Srg_BB002 | MW | NPg Northeast | Offerton | 0 | 0.067 | 0.078 | 0.092 | 0.109 | 0.129 | 0.153 | 0.18 | 0.209 | 0.241 | 0.277 | 0.316 | 0.357 | 0.401 | 0.449 | 0.499 | 0.552 | 0.608 | 0.667 | 0.729 | 0.793 | 0.861 | 0.931 | 1.004 | 1.08 | 1.159 | 1.241 | 1.326 | 1.413
Hydrogen Evolution | Srg_BB002 | MW | NPg Northeast | Osbaldwick | 0 | 0.701 | 0.826 | 0.973 | 1.151 | 1.368 | 1.62 | 1.9 | 2.209 | 2.55 | 2.929 | 3.339 | 3.777 | 4.247 | 4.75 | 5.279 | 5.84 | 6.431 | 7.053 | 7.706 | 8.388 | 9.101 | 9.844 | 10.617 | 11.421 | 12.255 | 13.119 | 14.014 | 14.939
Hydrogen Evolution | Srg_BB002 | MW | NPg Northeast | Poppleton | 0 | 0.124 | 0.146 | 0.172 | 0.204 | 0.242 | 0.287 | 0.337 | 0.391 | 0.452 | 0.519 | 0.592 | 0.67 | 0.753 | 0.842 | 0.936 | 1.036 | 1.14 | 1.251 | 1.367 | 1.488 | 1.614 | 1.746 | 1.883 | 2.026 | 2.174 | 2.327 | 2.486 | 2.65
Hydrogen Evolution | Srg_BB002 | MW | NPg Northeast | Saltholme | 0 | 0 | 0 | 0 | 0 | 0 | 0 | 0 | 0 | 0 | 0 | 0 | 0 | 0 | 0 | 0 | 0 | 0 | 0 | 0 | 0 | 0 | 0 | 0 | 0 | 0 | 0 | 0 | 0
Hydrogen Evolution | Srg_BB002 | MW | NPg Northeast | South Shields | 0 | 0.16 | 0.188 | 0.222 | 0.263 | 0.313 | 0.37 | 0.434 | 0.504 | 0.583 | 0.669 | 0.762 | 0.863 | 0.97 | 1.084 | 1.206 | 1.334 | 1.469 | 1.611 | 1.759 | 1.915 | 2.078 | 2.247 | 2.424 | 2.607 | 2.798 | 2.995 | 3.2 | 3.411
Hydrogen Evolution | Srg_BB002 | MW | NPg Northeast | Spennymoor | 0 | 0.365 | 0.431 | 0.507 | 0.6 | 0.713 | 0.845 | 0.99 | 1.151 | 1.329 | 1.527 | 1.74 | 1.969 | 2.214 | 2.475 | 2.752 | 3.044 | 3.352 | 3.676 | 4.015 | 4.371 | 4.742 | 5.13 | 5.533 | 5.951 | 6.386 | 6.837 | 7.303 | 7.785
Hydrogen Evolution | Srg_BB002 | MW | NPg Northeast | Stella North | 0 | 0.205 | 0.242 | 0.284 | 0.337 | 0.4 | 0.474 | 0.556 | 0.646 | 0.746 | 0.856 | 0.976 | 1.105 | 1.242 | 1.389 | 1.544 | 1.708 | 1.88 | 2.062 | 2.253 | 2.452 | 2.661 | 2.878 | 3.104 | 3.339 | 3.583 | 3.836 | 4.097 | 4.368
Hydrogen Evolution | Srg_BB002 | MW | NPg Northeast | Stella South | 0 | 0.491 | 0.577 | 0.68 | 0.805 | 0.957 | 1.133 | 1.329 | 1.544 | 1.783 | 2.048 | 2.334 | 2.641 | 2.97 | 3.321 | 3.692 | 4.084 | 4.497 | 4.932 | 5.388 | 5.865 | 6.364 | 6.883 | 7.424 | 7.986 | 8.569 | 9.174 | 9.799 | 10.446
Hydrogen Evolution | Srg_BB002 | MW | NPg Northeast | Tynemouth 1 | 0 | 0 | 0 | 0 | 0 | 0 | 0 | 0 | 0 | 0 | 0 | 0 | 0 | 0 | 0 | 0 | 0 | 0 | 0 | 0 | 0 | 0 | 0 | 0 | 0 | 0 | 0 | 0 | 0
Hydrogen Evolution | Srg_BB002 | MW | NPg Northeast | West Boldon | 0 | 0.322 | 0.379 | 0.446 | 0.528 | 0.628 | 0.744 | 0.872 | 1.014 | 1.171 | 1.345 | 1.532 | 1.734 | 1.95 | 2.18 | 2.424 | 2.681 | 2.953 | 3.238 | 3.538 | 3.851 | 4.179 | 4.52 | 4.875 | 5.244 | 5.627 | 6.024 | 6.435 | 6.86
Hydrogen Evolution | Srg_BB002 | MW | NPg Yorkshire | Bradford West | 0 | 0.527 | 0.621 | 0.731 | 0.865 | 1.028 | 1.218 | 1.428 | 1.66 | 1.917 | 2.201 | 2.509 | 2.839 | 3.192 | 3.569 | 3.968 | 4.389 | 4.834 | 5.301 | 5.791 | 6.304 | 6.839 | 7.398 | 7.979 | 8.583 | 9.21 | 9.86 | 10.532 | 11.228
Hydrogen Evolution | Srg_BB002 | MW | NPg Yorkshire | Camblesforth | 0 | 0 | 0 | 0 | 0 | 0 | 0 | 0 | 0 | 0 | 0 | 0 | 0 | 0 | 0 | 0 | 0 | 0 | 0 | 0 | 0 | 0 | 0 | 0 | 0 | 0 | 0 | 0 | 0
Hydrogen Evolution | Srg_BB002 | MW | NPg Yorkshire | Creyke Beck | 0 | 1.036 | 1.22 | 1.437 | 1.702 | 2.022 | 2.394 | 2.808 | 3.263 | 3.768 | 4.328 | 4.932 | 5.581 | 6.275 | 7.016 | 7.8 | 8.628 | 9.502 | 10.42 | 11.383 | 12.391 | 13.443 | 14.541 | 15.683 | 16.871 | 18.103 | 19.38 | 20.702 | 22.069
Hydrogen Evolution | Srg_BB002 | MW | NPg Yorkshire | Drax | 0 | 0.101 | 0.119 | 0.141 | 0.167 | 0.197 | 0.235 | 0.274 | 0.32 | 0.368 | 0.424 | 0.483 | 0.547 | 0.615 | 0.687 | 0.764 | 0.845 | 0.931 | 1.02 | 1.114 | 1.213 | 1.316 | 1.423 | 1.535 | 1.652 | 1.772 | 1.897 | 2.027 | 2.16
Hydrogen Evolution | Srg_BB002 | MW | NPg Yorkshire | Elland | 0 | 0.521 | 0.615 | 0.723 | 0.856 | 1.017 | 1.205 | 1.413 | 1.641 | 1.896 | 2.177 | 2.481 | 2.808 | 3.157 | 3.53 | 3.925 | 4.341 | 4.781 | 5.243 | 5.727 | 6.235 | 6.764 | 7.317 | 7.891 | 8.489 | 9.109 | 9.752 | 10.417 | 11.104
Hydrogen Evolution | Srg_BB002 | MW | NPg Yorkshire | Ferrybridge A | 0 | 0.146 | 0.172 | 0.201 | 0.238 | 0.283 | 0.336 | 0.394 | 0.457 | 0.528 | 0.607 | 0.692 | 0.783 | 0.88 | 0.984 | 1.094 | 1.21 | 1.333 | 1.461 | 1.596 | 1.738 | 1.885 | 2.039 | 2.2 | 2.366 | 2.539 | 2.718 | 2.903 | 3.095
Hydrogen Evolution | Srg_BB002 | MW | NPg Yorkshire | Ferrybridge B (_M) | 0 | 0.777 | 0.914 | 1.077 | 1.276 | 1.516 | 1.795 | 2.105 | 2.446 | 2.826 | 3.245 | 3.698 | 4.185 | 4.706 | 5.262 | 5.849 | 6.471 | 7.126 | 7.814 | 8.537 | 9.293 | 10.083 | 10.906 | 11.763 | 12.653 | 13.577 | 14.535 | 15.527 | 16.552
Hydrogen Evolution | Srg_BB002 | MW | NPg Yorkshire | Grimsby West | 0 | 0.38 | 0.448 | 0.526 | 0.623 | 0.74 | 0.877 | 1.028 | 1.195 | 1.38 | 1.585 | 1.806 | 2.044 | 2.298 | 2.57 | 2.857 | 3.16 | 3.48 | 3.816 | 4.169 | 4.538 | 4.924 | 5.326 | 5.744 | 6.179 | 6.631 | 7.098 | 7.583 | 8.083
Hydrogen Evolution | Srg_BB002 | MW | NPg Yorkshire | Jordanthorpe | 0 | 0.053 | 0.063 | 0.073 | 0.086 | 0.103 | 0.122 | 0.143 | 0.166 | 0.192 | 0.22 | 0.251 | 0.284 | 0.319 | 0.357 | 0.397 | 0.439 | 0.483 | 0.53 | 0.579 | 0.63 | 0.684 | 0.74 | 0.798 | 0.858 | 0.921 | 0.986 | 1.053 | 1.122
Hydrogen Evolution | Srg_BB002 | MW | NPg Yorkshire | Keadby | 0 | 0.971 | 1.143 | 1.344 | 1.594 | 1.892 | 2.242 | 2.629 | 3.055 | 3.527 | 4.051 | 4.618 | 5.225 | 5.875 | 6.569 | 7.302 | 8.079 | 8.895 | 9.755 | 10.657 | 11.601 | 12.586 | 13.614 | 14.683 | 15.795 | 16.949 | 18.144 | 19.382 | 20.662
Hydrogen Evolution | Srg_BB002 | MW | NPg Yorkshire | Kirkstall B | 0 | 0.206 | 0.243 | 0.287 | 0.34 | 0.404 | 0.478 | 0.561 | 0.651 | 0.752 | 0.864 | 0.984 | 1.114 | 1.252 | 1.4 | 1.555 | 1.722 | 1.896 | 2.079 | 2.27 | 2.471 | 2.681 | 2.9 | 3.128 | 3.365 | 3.611 | 3.866 | 4.13 | 4.402
Hydrogen Evolution | Srg_BB002 | MW | NPg Yorkshire | Neepsend | 0 | 0.096 | 0.113 | 0.134 | 0.159 | 0.189 | 0.223 | 0.262 | 0.304 | 0.351 | 0.404 | 0.46 | 0.52 | 0.585 | 0.654 | 0.727 | 0.804 | 0.886 | 0.971 | 1.061 | 1.155 | 1.253 | 1.355 | 1.462 | 1.572 | 1.687 | 1.806 | 1.929 | 2.057
Hydrogen Evolution | Srg_BB002 | MW | NPg Yorkshire | Norton Lees | 0 | 0.034 | 0.04 | 0.048 | 0.057 | 0.067 | 0.08 | 0.094 | 0.109 | 0.126 | 0.144 | 0.165 | 0.186 | 0.209 | 0.234 | 0.26 | 0.288 | 0.317 | 0.348 | 0.38 | 0.414 | 0.449 | 0.486 | 0.524 | 0.564 | 0.605 | 0.648 | 0.692 | 0.737
Hydrogen Evolution | Srg_BB002 | MW | NPg Yorkshire | Pitsmoor | 0 | 0.067 | 0.079 | 0.094 | 0.111 | 0.13 | 0.154 | 0.181 | 0.212 | 0.243 | 0.281 | 0.32 | 0.362 | 0.407 | 0.455 | 0.504 | 0.558 | 0.615 | 0.674 | 0.737 | 0.802 | 0.87 | 0.941 | 1.015 | 1.092 | 1.172 | 1.254 | 1.34 | 1.429
Hydrogen Evolution | Srg_BB002 | MW | NPg Yorkshire | Saltend North | 0 | 0.155 | 0.182 | 0.215 | 0.254 | 0.302 | 0.358 | 0.42 | 0.488 | 0.563 | 0.647 | 0.737 | 0.834 | 0.938 | 1.048 | 1.165 | 1.289 | 1.42 | 1.557 | 1.701 | 1.851 | 2.008 | 2.172 | 2.343 | 2.52 | 2.705 | 2.895 | 3.093 | 3.297
Hydrogen Evolution | Srg_BB002 | MW | NPg Yorkshire | Sheffield City | 0 | 0.01 | 0.012 | 0.015 | 0.017 | 0.021 | 0.024 | 0.028 | 0.033 | 0.038 | 0.044 | 0.05 | 0.057 | 0.064 | 0.071 | 0.079 | 0.087 | 0.096 | 0.106 | 0.115 | 0.126 | 0.136 | 0.148 | 0.159 | 0.171 | 0.184 | 0.197 | 0.21 | 0.224
Hydrogen Evolution | Srg_BB002 | MW | NPg Yorkshire | Skelton Grange | 0 | 0.785 | 0.925 | 1.088 | 1.289 | 1.532 | 1.814 | 2.128 | 2.472 | 2.856 | 3.28 | 3.738 | 4.23 | 4.756 | 5.318 | 5.912 | 6.54 | 7.202 | 7.898 | 8.628 | 9.392 | 10.19 | 11.022 | 11.888 | 12.788 | 13.722 | 14.69 | 15.692 | 16.728
Hydrogen Evolution | Srg_BB002 | MW | NPg Yorkshire | Templeborough | 0 | 0 | 0 | 0 | 0 | 0 | 0 | 0 | 0 | 0 | 0 | 0 | 0 | 0 | 0 | 0 | 0 | 0 | 0 | 0 | 0 | 0 | 0 | 0 | 0 | 0 | 0 | 0 | 0
Hydrogen Evolution | Srg_BB002 | MW | NPg Yorkshire | Thorpe Marsh | 0 | 0.978 | 1.15 | 1.354 | 1.604 | 1.906 | 2.257 | 2.647 | 3.076 | 3.553 | 4.08 | 4.65 | 5.262 | 5.917 | 6.616 | 7.355 | 8.136 | 8.96 | 9.825 | 10.734 | 11.684 | 12.677 | 13.712 | 14.79 | 15.909 | 17.071 | 18.275 | 19.522 | 20.811
Hydrogen Evolution | Srg_BB002 | MW | NPg Yorkshire | Thurcroft | 0 | 0.332 | 0.391 | 0.46 | 0.545 | 0.648 | 0.767 | 0.9 | 1.046 | 1.208 | 1.387 | 1.581 | 1.789 | 2.012 | 2.249 | 2.501 | 2.766 | 3.046 | 3.341 | 3.649 | 3.973 | 4.31 | 4.662 | 5.028 | 5.409 | 5.804 | 6.214 | 6.638 | 7.076
Hydrogen Evolution | Srg_BB002 | MW | NPg Yorkshire | West Melton | 0 | 0.53 | 0.624 | 0.734 | 0.87 | 1.034 | 1.224 | 1.436 | 1.668 | 1.927 | 2.213 | 2.522 | 2.854 | 3.209 | 3.589 | 3.989 | 4.413 | 4.86 | 5.33 | 5.822 | 6.338 | 6.876 | 7.438 | 8.022 | 8.629 | 9.26 | 9.913 | 10.589 | 11.288
Hydrogen Evolution | Srg_BB002 | MW | NPg Yorkshire | Wincobank | 0 | 0 | 0 | 0 | 0 | 0 | 0 | 0 | 0 | 0 | 0 | 0 | 0 | 0 | 0 | 0 | 0 | 0 | 0 | 0 | 0 | 0 | 0 | 0 | 0 | 0 | 0 | 0 | 0
Hydrogen Evolution | Srg_BB002 | MW | SHETL | Direct(SHETL) | 0 | 0.005 | 0.006 | 0.007 | 0.008 | 0.01 | 0.011 | 0.013 | 0.016 | 0.018 | 0.021 | 0.023 | 0.026 | 0.03 | 0.033 | 0.037 | 0.041 | 0.045 | 0.049 | 0.054 | 0.059 | 0.064 | 0.069 | 0.074 | 0.08 | 0.086 | 0.092 | 0.098 | 0.104
Hydrogen Evolution | Srg_BB002 | MW | SPEN | Ayr | 0 | 0.027 | 0.031 | 0.037 | 0.044 | 0.053 | 0.062 | 0.073 | 0.085 | 0.098 | 0.113 | 0.129 | 0.146 | 0.164 | 0.183 | 0.204 | 0.225 | 0.248 | 0.272 | 0.298 | 0.324 | 0.351 | 0.38 | 0.41 | 0.441 | 0.473 | 0.507 | 0.541 | 0.577
Hydrogen Evolution | Srg_BB002 | MW | SPEN | Bainsford | 0 | 0.022 | 0.025 | 0.03 | 0.036 | 0.042 | 0.05 | 0.059 | 0.069 | 0.079 | 0.091 | 0.104 | 0.117 | 0.132 | 0.148 | 0.164 | 0.182 | 0.2 | 0.22 | 0.24 | 0.261 | 0.283 | 0.307 | 0.331 | 0.356 | 0.382 | 0.409 | 0.437 | 0.465
Hydrogen Evolution | Srg_BB002 | MW | SPEN | Bathgate | 0 | 0.075 | 0.088 | 0.103 | 0.122 | 0.145 | 0.172 | 0.202 | 0.234 | 0.271 | 0.311 | 0.354 | 0.401 | 0.451 | 0.504 | 0.561 | 0.62 | 0.683 | 0.749 | 0.819 | 0.891 | 0.967 | 1.046 | 1.128 | 1.214 | 1.302 | 1.394 | 1.489 | 1.588
Hydrogen Evolution | Srg_BB002 | MW | SPEN | Berwick | 0 | 0.094 | 0.11 | 0.131 | 0.155 | 0.184 | 0.217 | 0.255 | 0.296 | 0.342 | 0.393 | 0.448 | 0.507 | 0.57 | 0.637 | 0.708 | 0.783 | 0.862 | 0.946 | 1.032 | 1.124 | 1.219 | 1.319 | 1.423 | 1.53 | 1.642 | 1.758 | 1.878 | 2.002
Hydrogen Evolution | Srg_BB002 | MW | SPEN | Bonnybridge | 0 | 0.068 | 0.081 | 0.095 | 0.112 | 0.133 | 0.157 | 0.185 | 0.215 | 0.248 | 0.285 | 0.324 | 0.367 | 0.412 | 0.461 | 0.513 | 0.567 | 0.625 | 0.685 | 0.748 | 0.814 | 0.883 | 0.955 | 1.03 | 1.108 | 1.189 | 1.273 | 1.36 | 1.45
Hydrogen Evolution | Srg_BB002 | MW | SPEN | Braehead Park | 0 | 0.034 | 0.04 | 0.047 | 0.056 | 0.067 | 0.079 | 0.092 | 0.107 | 0.124 | 0.142 | 0.162 | 0.184 | 0.206 | 0.231 | 0.257 | 0.284 | 0.313 | 0.343 | 0.375 | 0.408 | 0.443 | 0.479 | 0.516 | 0.555 | 0.596 | 0.638 | 0.681 | 0.726
Hydrogen Evolution | Srg_BB002 | MW | SPEN | Carntyne | 0 | 0.004 | 0.004 | 0.006 | 0.007 | 0.009 | 0.01 | 0.012 | 0.014 | 0.016 | 0.018 | 0.02 | 0.023 | 0.026 | 0.029 | 0.032 | 0.035 | 0.039 | 0.043 | 0.047 | 0.051 | 0.055 | 0.059 | 0.064 | 0.069 | 0.074 | 0.079 | 0.084 | 0.09
Hydrogen Evolution | Srg_BB002 | MW | SPEN | Carsfad | 0 | 0 | 0 | 0 | 0 | 0 | 0 | 0 | 0 | 0 | 0 | 0 | 0 | 0 | 0 | 0 | 0 | 0 | 0 | 0 | 0 | 0 | 0 | 0 | 0 | 0 | 0 | 0 | 0
Hydrogen Evolution | Srg_BB002 | MW | SPEN | Chapelcross | 0 | 0.087 | 0.101 | 0.12 | 0.142 | 0.169 | 0.2 | 0.235 | 0.273 | 0.315 | 0.362 | 0.412 | 0.466 | 0.524 | 0.586 | 0.652 | 0.721 | 0.794 | 0.871 | 0.951 | 1.035 | 1.123 | 1.214 | 1.31 | 1.409 | 1.512 | 1.619 | 1.729 | 1.843
Hydrogen Evolution | Srg_BB002 | MW | SPEN | Charlotte Street | 0 | 0.019 | 0.022 | 0.026 | 0.031 | 0.037 | 0.044 | 0.051 | 0.059 | 0.069 | 0.079 | 0.09 | 0.102 | 0.115 | 0.128 | 0.142 | 0.158 | 0.174 | 0.19 | 0.208 | 0.227 | 0.246 | 0.266 | 0.287 | 0.309 | 0.331 | 0.354 | 0.379 | 0.404
Hydrogen Evolution | Srg_BB002 | MW | SPEN | Clyde’s Mill | 0 | 0 | 0 | 0 | 0 | 0 | 0 | 0 | 0 | 0 | 0 | 0 | 0 | 0 | 0 | 0 | 0 | 0 | 0 | 0 | 0 | 0 | 0 | 0 | 0 | 0 | 0 | 0 | 0 | GSP also referred to as Westburn Road
Hydrogen Evolution | Srg_BB002 | MW | SPEN | Coatbridge | 0 | 0.074 | 0.087 | 0.102 | 0.121 | 0.143 | 0.17 | 0.199 | 0.231 | 0.267 | 0.307 | 0.349 | 0.395 | 0.444 | 0.497 | 0.553 | 0.611 | 0.673 | 0.738 | 0.806 | 0.877 | 0.952 | 1.029 | 1.11 | 1.194 | 1.282 | 1.372 | 1.466 | 1.563
Hydrogen Evolution | Srg_BB002 | MW | SPEN | Cockenzie | 0 | 0.088 | 0.103 | 0.121 | 0.144 | 0.171 | 0.202 | 0.237 | 0.276 | 0.319 | 0.366 | 0.417 | 0.472 | 0.531 | 0.594 | 0.66 | 0.73 | 0.804 | 0.882 | 0.964 | 1.049 | 1.139 | 1.232 | 1.328 | 1.429 | 1.533 | 1.641 | 1.753 | 1.869
Hydrogen Evolution | Srg_BB002 | MW | SPEN | Coylton | 0 | 0.075 | 0.088 | 0.103 | 0.124 | 0.147 | 0.174 | 0.202 | 0.235 | 0.272 | 0.312 | 0.356 | 0.403 | 0.453 | 0.507 | 0.563 | 0.623 | 0.686 | 0.753 | 0.823 | 0.895 | 0.972 | 1.051 | 1.133 | 1.219 | 1.308 | 1.401 | 1.496 | 1.595
Hydrogen Evolution | Srg_BB002 | MW | SPEN | Crookston A | 0 | 0.016 | 0.019 | 0.023 | 0.027 | 0.032 | 0.038 | 0.044 | 0.052 | 0.06 | 0.069 | 0.078 | 0.088 | 0.1 | 0.111 | 0.124 | 0.137 | 0.151 | 0.165 | 0.181 | 0.197 | 0.214 | 0.231 | 0.249 | 0.268 | 0.288 | 0.308 | 0.329 | 0.351
Hydrogen Evolution | Srg_BB002 | MW | SPEN | Crookston B | 0 | 0.016 | 0.019 | 0.023 | 0.027 | 0.032 | 0.038 | 0.044 | 0.052 | 0.06 | 0.069 | 0.078 | 0.088 | 0.1 | 0.111 | 0.124 | 0.137 | 0.151 | 0.165 | 0.181 | 0.197 | 0.214 | 0.231 | 0.249 | 0.268 | 0.288 | 0.308 | 0.329 | 0.351
Hydrogen Evolution | Srg_BB002 | MW | SPEN | Cumbernauld | 0 | 0.055 | 0.064 | 0.076 | 0.09 | 0.107 | 0.126 | 0.148 | 0.172 | 0.198 | 0.228 | 0.259 | 0.293 | 0.33 | 0.369 | 0.41 | 0.454 | 0.499 | 0.548 | 0.598 | 0.651 | 0.706 | 0.763 | 0.823 | 0.886 | 0.951 | 1.018 | 1.087 | 1.159
Hydrogen Evolution | Srg_BB002 | MW | SPEN | Cupar | 0 | 0.141 | 0.166 | 0.194 | 0.23 | 0.273 | 0.324 | 0.38 | 0.441 | 0.51 | 0.585 | 0.667 | 0.755 | 0.849 | 0.949 | 1.055 | 1.168 | 1.286 | 1.41 | 1.54 | 1.678 | 1.819 | 1.969 | 2.123 | 2.284 | 2.45 | 2.624 | 2.802 | 2.988
Hydrogen Evolution | Srg_BB002 | MW | SPEN | Currie | 0 | 0.001 | 0.001 | 0.001 | 0.003 | 0.002 | 0.004 | 0.003 | 0.005 | 0.006 | 0.007 | 0.008 | 0.008 | 0.009 | 0.011 | 0.012 | 0.013 | 0.014 | 0.015 | 0.017 | 0.018 | 0.02 | 0.021 | 0.023 | 0.025 | 0.026 | 0.028 | 0.03 | 0.032
Hydrogen Evolution | Srg_BB002 | MW | SPEN | Dalmarnock | 0 | 0.045 | 0.052 | 0.061 | 0.073 | 0.086 | 0.102 | 0.12 | 0.139 | 0.161 | 0.185 | 0.21 | 0.238 | 0.268 | 0.299 | 0.333 | 0.368 | 0.405 | 0.444 | 0.485 | 0.528 | 0.573 | 0.62 | 0.669 | 0.719 | 0.772 | 0.826 | 0.882 | 0.941
Hydrogen Evolution | Srg_BB002 | MW | SPEN | Devol Moor | 0 | 0.025 | 0.03 | 0.034 | 0.04 | 0.048 | 0.057 | 0.067 | 0.078 | 0.09 | 0.103 | 0.118 | 0.133 | 0.15 | 0.167 | 0.186 | 0.206 | 0.227 | 0.249 | 0.272 | 0.296 | 0.321 | 0.348 | 0.375 | 0.403 | 0.433 | 0.463 | 0.495 | 0.528
Hydrogen Evolution | Srg_BB002 | MW | SPEN | Devonside | 0 | 0.074 | 0.087 | 0.102 | 0.121 | 0.144 | 0.171 | 0.2 | 0.233 | 0.269 | 0.309 | 0.352 | 0.398 | 0.448 | 0.501 | 0.557 | 0.616 | 0.678 | 0.743 | 0.813 | 0.885 | 0.96 | 1.038 | 1.12 | 1.204 | 1.292 | 1.383 | 1.478 | 1.575
Hydrogen Evolution | Srg_BB002 | MW | SPEN | Dewar Place | 0 | 0.007 | 0.009 | 0.01 | 0.012 | 0.014 | 0.017 | 0.02 | 0.023 | 0.027 | 0.031 | 0.035 | 0.039 | 0.044 | 0.049 | 0.055 | 0.061 | 0.067 | 0.073 | 0.08 | 0.087 | 0.094 | 0.102 | 0.11 | 0.118 | 0.127 | 0.136 | 0.145 | 0.155
Hydrogen Evolution | Srg_BB002 | MW | SPEN | Drumchapel | 0 | 0.027 | 0.031 | 0.037 | 0.044 | 0.052 | 0.062 | 0.073 | 0.085 | 0.098 | 0.112 | 0.128 | 0.145 | 0.163 | 0.182 | 0.202 | 0.224 | 0.247 | 0.27 | 0.296 | 0.322 | 0.349 | 0.378 | 0.407 | 0.438 | 0.47 | 0.503 | 0.538 | 0.573
Hydrogen Evolution | Srg_BB002 | MW | SPEN | Drumcross | 0 | 0 | 0 | 0 | 0 | 0 | 0 | 0 | 0 | 0 | 0 | 0 | 0 | 0 | 0 | 0 | 0 | 0 | 0 | 0 | 0 | 0 | 0 | 0 | 0 | 0 | 0 | 0 | 0
Hydrogen Evolution | Srg_BB002 | MW | SPEN | Dumfries 11 | 0 | 0.039 | 0.046 | 0.054 | 0.064 | 0.077 | 0.091 | 0.106 | 0.123 | 0.143 | 0.164 | 0.187 | 0.211 | 0.237 | 0.265 | 0.295 | 0.326 | 0.359 | 0.394 | 0.431 | 0.469 | 0.509 | 0.55 | 0.593 | 0.638 | 0.685 | 0.733 | 0.783 | 0.835
Hydrogen Evolution | Srg_BB002 | MW | SPEN | Dumfries 33 | 0 | 0.039 | 0.046 | 0.054 | 0.064 | 0.077 | 0.091 | 0.106 | 0.123 | 0.143 | 0.164 | 0.187 | 0.211 | 0.237 | 0.265 | 0.295 | 0.326 | 0.359 | 0.394 | 0.431 | 0.469 | 0.509 | 0.55 | 0.593 | 0.638 | 0.685 | 0.733 | 0.783 | 0.835
Hydrogen Evolution | Srg_BB002 | MW | SPEN | Dumfries ICI | 0 | 0.039 | 0.046 | 0.054 | 0.064 | 0.077 | 0.091 | 0.106 | 0.123 | 0.143 | 0.164 | 0.187 | 0.211 | 0.237 | 0.265 | 0.295 | 0.326 | 0.359 | 0.394 | 0.431 | 0.469 | 0.509 | 0.55 | 0.593 | 0.638 | 0.685 | 0.733 | 0.783 | 0.835
Hydrogen Evolution | Srg_BB002 | MW | SPEN | Dunbar | 0 | 0 | 0 | 0 | 0 | 0 | 0 | 0 | 0 | 0 | 0 | 0 | 0 | 0 | 0 | 0 | 0 | 0 | 0 | 0 | 0 | 0 | 0 | 0 | 0 | 0 | 0 | 0 | 0
Hydrogen Evolution | Srg_BB002 | MW | SPEN | Dunbar A | 0 | 0 | 0 | 0 | 0 | 0 | 0 | 0 | 0 | 0 | 0 | 0 | 0 | 0 | 0 | 0 | 0 | 0 | 0 | 0 | 0 | 0 | 0 | 0 | 0 | 0 | 0 | 0 | 0
Hydrogen Evolution | Srg_BB002 | MW | SPEN | Dunbar B | 0 | 0.064 | 0.075 | 0.088 | 0.105 | 0.124 | 0.147 | 0.173 | 0.201 | 0.232 | 0.267 | 0.304 | 0.344 | 0.387 | 0.433 | 0.481 | 0.532 | 0.586 | 0.643 | 0.703 | 0.765 | 0.83 | 0.898 | 0.968 | 1.041 | 1.117 | 1.196 | 1.278 | 1.362
Hydrogen Evolution | Srg_BB002 | MW | SPEN | Dunfermline | 0 | 0.037 | 0.043 | 0.051 | 0.061 | 0.072 | 0.085 | 0.1 | 0.116 | 0.135 | 0.155 | 0.176 | 0.199 | 0.224 | 0.251 | 0.279 | 0.308 | 0.339 | 0.372 | 0.407 | 0.443 | 0.48 | 0.52 | 0.56 | 0.603 | 0.647 | 0.692 | 0.74 | 0.788
Hydrogen Evolution | Srg_BB002 | MW | SPEN | Earlstoun | 0 | 0 | 0 | 0 | 0 | 0 | 0 | 0 | 0 | 0 | 0 | 0 | 0 | 0 | 0 | 0 | 0 | 0 | 0 | 0 | 0 | 0 | 0 | 0 | 0 | 0 | 0 | 0 | 0
Hydrogen Evolution | Srg_BB002 | MW | SPEN | East Kilbride | 0 | 0.097 | 0.115 | 0.135 | 0.16 | 0.19 | 0.225 | 0.263 | 0.306 | 0.354 | 0.406 | 0.463 | 0.524 | 0.589 | 0.658 | 0.732 | 0.809 | 0.891 | 0.977 | 1.067 | 1.162 | 1.261 | 1.364 | 1.471 | 1.582 | 1.698 | 1.817 | 1.941 | 2.07
Hydrogen Evolution | Srg_BB002 | MW | SPEN | East Kilbride South | 0 | 0 | 0 | 0 | 0 | 0 | 0 | 0 | 0 | 0 | 0 | 0 | 0 | 0 | 0 | 0 | 0 | 0 | 0 | 0 | 0 | 0 | 0 | 0 | 0 | 0 | 0 | 0 | 0
Hydrogen Evolution | Srg_BB002 | MW | SPEN | Easterhouse | 0 | 0.08 | 0.094 | 0.11 | 0.131 | 0.156 | 0.184 | 0.216 | 0.251 | 0.29 | 0.333 | 0.38 | 0.43 | 0.483 | 0.541 | 0.601 | 0.665 | 0.732 | 0.803 | 0.878 | 0.955 | 1.037 | 1.121 | 1.209 | 1.301 | 1.396 | 1.494 | 1.596 | 1.702
Hydrogen Evolution | Srg_BB002 | MW | SPEN | Eccles | 0 | 0.143 | 0.167 | 0.197 | 0.234 | 0.278 | 0.329 | 0.386 | 0.448 | 0.518 | 0.595 | 0.678 | 0.767 | 0.863 | 0.964 | 1.072 | 1.186 | 1.306 | 1.432 | 1.565 | 1.703 | 1.848 | 1.999 | 2.156 | 2.319 | 2.489 | 2.664 | 2.846 | 3.034
Hydrogen Evolution | Srg_BB002 | MW | SPEN | Elderslie | 0 | 0.046 | 0.054 | 0.062 | 0.074 | 0.088 | 0.104 | 0.122 | 0.142 | 0.164 | 0.188 | 0.214 | 0.243 | 0.273 | 0.305 | 0.339 | 0.375 | 0.413 | 0.453 | 0.495 | 0.539 | 0.585 | 0.633 | 0.682 | 0.734 | 0.788 | 0.843 | 0.901 | 0.96
Hydrogen Evolution | Srg_BB002 | MW | SPEN | Erskine | 0 | 0.017 | 0.021 | 0.023 | 0.029 | 0.034 | 0.039 | 0.047 | 0.053 | 0.063 | 0.072 | 0.082 | 0.093 | 0.103 | 0.117 | 0.13 | 0.143 | 0.158 | 0.173 | 0.188 | 0.205 | 0.222 | 0.24 | 0.259 | 0.279 | 0.299 | 0.32 | 0.342 | 0.365
Hydrogen Evolution | Srg_BB002 | MW | SPEN | Finnieston | 0 | 0 | 0 | 0 | 0 | 0 | 0 | 0 | 0 | 0 | 0 | 0 | 0 | 0 | 0 | 0 | 0 | 0 | 0 | 0 | 0 | 0 | 0 | 0 | 0 | 0 | 0 | 0 | 0
Hydrogen Evolution | Srg_BB002 | MW | SPEN | Galashiels | 0 | 0.099 | 0.116 | 0.138 | 0.163 | 0.194 | 0.23 | 0.269 | 0.313 | 0.361 | 0.415 | 0.473 | 0.535 | 0.601 | 0.672 | 0.747 | 0.827 | 0.91 | 0.998 | 1.09 | 1.187 | 1.288 | 1.393 | 1.502 | 1.616 | 1.734 | 1.856 | 1.983 | 2.114
Hydrogen Evolution | Srg_BB002 | MW | SPEN | Giffnock | 0 | 0.026 | 0.031 | 0.036 | 0.043 | 0.051 | 0.06 | 0.071 | 0.082 | 0.095 | 0.109 | 0.124 | 0.14 | 0.158 | 0.176 | 0.196 | 0.217 | 0.239 | 0.262 | 0.286 | 0.312 | 0.338 | 0.366 | 0.394 | 0.424 | 0.455 | 0.487 | 0.52 | 0.555
Hydrogen Evolution | Srg_BB002 | MW | SPEN | Glenlee | 0 | 0 | 0 | 0 | 0 | 0 | 0 | 0 | 0 | 0 | 0 | 0 | 0 | 0 | 0 | 0 | 0 | 0 | 0 | 0 | 0 | 0 | 0 | 0 | 0 | 0 | 0 | 0 | 0
Hydrogen Evolution | Srg_BB002 | MW | SPEN | Glenluce | 0 | 0.058 | 0.067 | 0.08 | 0.095 | 0.112 | 0.133 | 0.156 | 0.181 | 0.209 | 0.24 | 0.274 | 0.31 | 0.348 | 0.39 | 0.433 | 0.479 | 0.528 | 0.579 | 0.632 | 0.688 | 0.747 | 0.808 | 0.871 | 0.937 | 1.006 | 1.076 | 1.15 | 1.226
Hydrogen Evolution | Srg_BB002 | MW | SPEN | Glenniston | 0 | 0.031 | 0.037 | 0.044 | 0.052 | 0.062 | 0.073 | 0.086 | 0.1 | 0.115 | 0.132 | 0.151 | 0.171 | 0.192 | 0.214 | 0.238 | 0.264 | 0.29 | 0.318 | 0.348 | 0.379 | 0.411 | 0.445 | 0.479 | 0.516 | 0.553 | 0.592 | 0.633 | 0.675
Hydrogen Evolution | Srg_BB002 | MW | SPEN | Glenrothes | 0 | 0.043 | 0.051 | 0.059 | 0.07 | 0.083 | 0.098 | 0.115 | 0.134 | 0.155 | 0.177 | 0.202 | 0.229 | 0.257 | 0.288 | 0.32 | 0.354 | 0.39 | 0.428 | 0.467 | 0.509 | 0.552 | 0.597 | 0.644 | 0.693 | 0.743 | 0.796 | 0.85 | 0.906
Hydrogen Evolution | Srg_BB002 | MW | SPEN | Gorgie | 0 | 0.008 | 0.01 | 0.011 | 0.014 | 0.016 | 0.019 | 0.022 | 0.026 | 0.03 | 0.035 | 0.04 | 0.045 | 0.05 | 0.056 | 0.063 | 0.069 | 0.076 | 0.084 | 0.092 | 0.1 | 0.108 | 0.117 | 0.126 | 0.136 | 0.146 | 0.156 | 0.167 | 0.178
Hydrogen Evolution | Srg_BB002 | MW | SPEN | Govan | 0 | 0.032 | 0.039 | 0.045 | 0.053 | 0.063 | 0.075 | 0.087 | 0.102 | 0.117 | 0.135 | 0.154 | 0.174 | 0.196 | 0.219 | 0.244 | 0.269 | 0.297 | 0.325 | 0.356 | 0.387 | 0.42 | 0.454 | 0.49 | 0.527 | 0.566 | 0.606 | 0.647 | 0.69
Hydrogen Evolution | Srg_BB002 | MW | SPEN | Grangemouth A | 0 | 0.035 | 0.042 | 0.05 | 0.059 | 0.07 | 0.083 | 0.097 | 0.111 | 0.13 | 0.149 | 0.17 | 0.192 | 0.216 | 0.24 | 0.267 | 0.297 | 0.327 | 0.358 | 0.39 | 0.425 | 0.461 | 0.499 | 0.538 | 0.579 | 0.621 | 0.665 | 0.71 | 0.757
Hydrogen Evolution | Srg_BB002 | MW | SPEN | Grangemouth C | 0 | 0.035 | 0.042 | 0.05 | 0.059 | 0.07 | 0.083 | 0.097 | 0.111 | 0.13 | 0.149 | 0.17 | 0.192 | 0.216 | 0.24 | 0.267 | 0.297 | 0.327 | 0.358 | 0.39 | 0.425 | 0.461 | 0.499 | 0.538 | 0.579 | 0.621 | 0.665 | 0.71 | 0.757
Hydrogen Evolution | Srg_BB002 | MW | SPEN | Haggs Road | 0 | 0.018 | 0.021 | 0.025 | 0.029 | 0.035 | 0.041 | 0.048 | 0.056 | 0.065 | 0.074 | 0.085 | 0.096 | 0.108 | 0.12 | 0.134 | 0.148 | 0.163 | 0.179 | 0.195 | 0.213 | 0.231 | 0.249 | 0.269 | 0.289 | 0.31 | 0.332 | 0.355 | 0.378
Hydrogen Evolution | Srg_BB002 | MW | SPEN | Hawick | 0 | 0.044 | 0.051 | 0.061 | 0.072 | 0.084 | 0.101 | 0.117 | 0.136 | 0.157 | 0.18 | 0.206 | 0.233 | 0.262 | 0.293 | 0.326 | 0.36 | 0.397 | 0.435 | 0.476 | 0.518 | 0.562 | 0.608 | 0.656 | 0.705 | 0.757 | 0.81 | 0.865 | 0.923
Hydrogen Evolution | Srg_BB002 | MW | SPEN | Helensburgh | 0 | 0.024 | 0.028 | 0.034 | 0.04 | 0.047 | 0.056 | 0.066 | 0.076 | 0.088 | 0.102 | 0.116 | 0.131 | 0.147 | 0.165 | 0.183 | 0.203 | 0.223 | 0.245 | 0.268 | 0.291 | 0.316 | 0.342 | 0.369 | 0.397 | 0.426 | 0.456 | 0.487 | 0.519
Hydrogen Evolution | Srg_BB002 | MW | SPEN | Hunterston Farm | 0 | 0 | 0 | 0 | 0 | 0 | 0 | 0 | 0 | 0 | 0 | 0 | 0 | 0 | 0 | 0 | 0 | 0 | 0 | 0 | 0 | 0 | 0 | 0 | 0 | 0 | 0 | 0 | 0
Hydrogen Evolution | Srg_BB002 | MW | SPEN | Inverkeithing | 0 | 0.057 | 0.067 | 0.079 | 0.094 | 0.112 | 0.132 | 0.155 | 0.18 | 0.208 | 0.239 | 0.272 | 0.308 | 0.346 | 0.387 | 0.43 | 0.476 | 0.524 | 0.574 | 0.627 | 0.682 | 0.74 | 0.801 | 0.864 | 0.929 | 0.997 | 1.067 | 1.14 | 1.215
Hydrogen Evolution | Srg_BB002 | MW | SPEN | Johnstone | 0 | 0.04 | 0.048 | 0.055 | 0.066 | 0.078 | 0.092 | 0.108 | 0.126 | 0.145 | 0.167 | 0.19 | 0.215 | 0.242 | 0.271 | 0.301 | 0.333 | 0.367 | 0.403 | 0.44 | 0.479 | 0.52 | 0.562 | 0.606 | 0.652 | 0.7 | 0.749 | 0.8 | 0.853
Hydrogen Evolution | Srg_BB002 | MW | SPEN | Kaimes | 0 | 0.168 | 0.198 | 0.233 | 0.276 | 0.328 | 0.389 | 0.456 | 0.53 | 0.612 | 0.703 | 0.801 | 0.906 | 1.019 | 1.139 | 1.267 | 1.401 | 1.543 | 1.692 | 1.848 | 2.012 | 2.183 | 2.361 | 2.547 | 2.74 | 2.94 | 3.147 | 3.362 | 3.584
Hydrogen Evolution | Srg_BB002 | MW | SPEN | Kendoon | 0 | 0 | 0 | 0 | 0 | 0 | 0 | 0 | 0 | 0 | 0 | 0 | 0 | 0 | 0 | 0 | 0 | 0 | 0 | 0 | 0 | 0 | 0 | 0 | 0 | 0 | 0 | 0 | 0
Hydrogen Evolution | Srg_BB002 | MW | SPEN | Kilbowie 11 | 0 | 0.017 | 0.021 | 0.023 | 0.029 | 0.034 | 0.039 | 0.047 | 0.055 | 0.063 | 0.072 | 0.082 | 0.093 | 0.105 | 0.117 | 0.13 | 0.144 | 0.158 | 0.174 | 0.189 | 0.205 | 0.223 | 0.241 | 0.26 | 0.28 | 0.3 | 0.322 | 0.344 | 0.366
Hydrogen Evolution | Srg_BB002 | MW | SPEN | Kilbowie 33 | 0 | 0.017 | 0.021 | 0.023 | 0.029 | 0.034 | 0.039 | 0.047 | 0.055 | 0.063 | 0.072 | 0.082 | 0.093 | 0.105 | 0.117 | 0.13 | 0.144 | 0.158 | 0.174 | 0.189 | 0.205 | 0.223 | 0.241 | 0.26 | 0.28 | 0.3 | 0.322 | 0.344 | 0.366
Hydrogen Evolution | Srg_BB002 | MW | SPEN | Killermont | 0 | 0.043 | 0.051 | 0.059 | 0.07 | 0.084 | 0.099 | 0.116 | 0.135 | 0.156 | 0.179 | 0.204 | 0.231 | 0.26 | 0.291 | 0.323 | 0.358 | 0.394 | 0.432 | 0.472 | 0.514 | 0.558 | 0.603 | 0.651 | 0.7 | 0.751 | 0.804 | 0.859 | 0.915
Hydrogen Evolution | Srg_BB002 | MW | SPEN | Kilwinning | 0 | 0.047 | 0.055 | 0.065 | 0.077 | 0.091 | 0.108 | 0.127 | 0.147 | 0.17 | 0.195 | 0.222 | 0.251 | 0.282 | 0.316 | 0.351 | 0.388 | 0.428 | 0.469 | 0.511 | 0.557 | 0.604 | 0.653 | 0.705 | 0.758 | 0.814 | 0.871 | 0.931 | 0.992
Hydrogen Evolution | Srg_BB002 | MW | SPEN | Lesmahagow | 0 | 0 | 0 | 0 | 0 | 0 | 0 | 0 | 0 | 0 | 0 | 0 | 0 | 0 | 0 | 0 | 0 | 0 | 0 | 0 | 0 | 0 | 0 | 0 | 0 | 0 | 0 | 0 | 0
Hydrogen Evolution | Srg_BB002 | MW | SPEN | Leven | 0 | 0.057 | 0.067 | 0.079 | 0.094 | 0.111 | 0.132 | 0.155 | 0.18 | 0.207 | 0.238 | 0.271 | 0.307 | 0.345 | 0.386 | 0.429 | 0.474 | 0.522 | 0.573 | 0.625 | 0.68 | 0.738 | 0.798 | 0.861 | 0.926 | 0.994 | 1.064 | 1.137 | 1.212
Hydrogen Evolution | Srg_BB002 | MW | SPEN | Livingston East | 0 | 0.08 | 0.094 | 0.11 | 0.13 | 0.155 | 0.183 | 0.215 | 0.25 | 0.289 | 0.332 | 0.378 | 0.428 | 0.481 | 0.538 | 0.598 | 0.661 | 0.728 | 0.799 | 0.873 | 0.95 | 1.031 | 1.115 | 1.203 | 1.294 | 1.388 | 1.486 | 1.588 | 1.693
Hydrogen Evolution | Srg_BB002 | MW | SPEN | Maybole | 0 | 0.031 | 0.037 | 0.043 | 0.051 | 0.061 | 0.072 | 0.084 | 0.098 | 0.113 | 0.13 | 0.148 | 0.167 | 0.188 | 0.21 | 0.234 | 0.259 | 0.285 | 0.312 | 0.341 | 0.372 | 0.403 | 0.436 | 0.47 | 0.506 | 0.543 | 0.581 | 0.621 | 0.661
Hydrogen Evolution | Srg_BB002 | MW | SPEN | Moffat | 0 | 0 | 0 | 0 | 0 | 0 | 0 | 0 | 0 | 0 | 0 | 0 | 0 | 0 | 0 | 0 | 0 | 0 | 0 | 0 | 0 | 0 | 0 | 0 | 0 | 0 | 0 | 0 | 0
Hydrogen Evolution | Srg_BB002 | MW | SPEN | Newarthill | 0 | 0.025 | 0.03 | 0.034 | 0.04 | 0.048 | 0.057 | 0.067 | 0.078 | 0.09 | 0.103 | 0.118 | 0.134 | 0.15 | 0.168 | 0.187 | 0.207 | 0.228 | 0.25 | 0.273 | 0.297 | 0.322 | 0.349 | 0.376 | 0.405 | 0.434 | 0.465 | 0.497 | 0.53
Hydrogen Evolution | Srg_BB002 | MW | SPEN | Newton Stewart | 0 | 0 | 0 | 0 | 0 | 0 | 0 | 0 | 0 | 0 | 0 | 0 | 0 | 0 | 0 | 0 | 0 | 0 | 0 | 0 | 0 | 0 | 0 | 0 | 0 | 0 | 0 | 0 | 0
Hydrogen Evolution | Srg_BB002 | MW | SPEN | Paisley | 0 | 0.006 | 0.007 | 0.01 | 0.01 | 0.012 | 0.016 | 0.017 | 0.02 | 0.023 | 0.028 | 0.032 | 0.036 | 0.039 | 0.044 | 0.049 | 0.054 | 0.061 | 0.065 | 0.072 | 0.078 | 0.085 | 0.092 | 0.099 | 0.106 | 0.114 | 0.122 | 0.131 | 0.139
Hydrogen Evolution | Srg_BB002 | MW | SPEN | Partick | 0 | 0.004 | 0.004 | 0.006 | 0.007 | 0.009 | 0.01 | 0.012 | 0.014 | 0.016 | 0.018 | 0.021 | 0.023 | 0.026 | 0.029 | 0.032 | 0.036 | 0.039 | 0.043 | 0.047 | 0.051 | 0.055 | 0.06 | 0.064 | 0.069 | 0.074 | 0.08 | 0.085 | 0.09
Hydrogen Evolution | Srg_BB002 | MW | SPEN | Port Dundas | 0 | 0.027 | 0.033 | 0.039 | 0.046 | 0.053 | 0.063 | 0.074 | 0.086 | 0.099 | 0.114 | 0.13 | 0.147 | 0.166 | 0.185 | 0.206 | 0.228 | 0.251 | 0.275 | 0.301 | 0.328 | 0.355 | 0.384 | 0.415 | 0.446 | 0.479 | 0.512 | 0.547 | 0.584
Hydrogen Evolution | Srg_BB002 | MW | SPEN | Portobello | 0 | 0.057 | 0.067 | 0.079 | 0.094 | 0.112 | 0.132 | 0.155 | 0.18 | 0.208 | 0.239 | 0.272 | 0.308 | 0.346 | 0.387 | 0.43 | 0.475 | 0.524 | 0.574 | 0.627 | 0.682 | 0.74 | 0.8 | 0.863 | 0.929 | 0.997 | 1.067 | 1.14 | 1.215
Hydrogen Evolution | Srg_BB002 | MW | SPEN | Ravenscraig | 0 | 0 | 0 | 0 | 0 | 0 | 0 | 0 | 0 | 0 | 0 | 0 | 0 | 0 | 0 | 0 | 0 | 0 | 0 | 0 | 0 | 0 | 0 | 0 | 0 | 0 | 0 | 0 | 0
Hydrogen Evolution | Srg_BB002 | MW | SPEN | Redhouse | 0 | 0.022 | 0.027 | 0.032 | 0.038 | 0.045 | 0.053 | 0.062 | 0.072 | 0.083 | 0.095 | 0.108 | 0.122 | 0.137 | 0.154 | 0.171 | 0.189 | 0.208 | 0.228 | 0.248 | 0.27 | 0.293 | 0.317 | 0.342 | 0.368 | 0.395 | 0.423 | 0.452 | 0.482
Hydrogen Evolution | Srg_BB002 | MW | SPEN | Saltcoats A | 0 | 0.049 | 0.058 | 0.067 | 0.081 | 0.096 | 0.114 | 0.133 | 0.155 | 0.179 | 0.205 | 0.234 | 0.264 | 0.297 | 0.332 | 0.369 | 0.409 | 0.45 | 0.493 | 0.538 | 0.586 | 0.636 | 0.688 | 0.742 | 0.798 | 0.856 | 0.917 | 0.979 | 1.044
Hydrogen Evolution | Srg_BB002 | MW | SPEN | Saltcoats B | 0 | 0.049 | 0.058 | 0.067 | 0.081 | 0.096 | 0.114 | 0.133 | 0.155 | 0.179 | 0.205 | 0.234 | 0.264 | 0.297 | 0.332 | 0.369 | 0.409 | 0.45 | 0.493 | 0.538 | 0.586 | 0.636 | 0.688 | 0.742 | 0.798 | 0.856 | 0.917 | 0.979 | 1.044
Hydrogen Evolution | Srg_BB002 | MW | SPEN | Shrubhill | 0 | 0.008 | 0.009 | 0.011 | 0.013 | 0.016 | 0.019 | 0.022 | 0.025 | 0.029 | 0.034 | 0.038 | 0.044 | 0.049 | 0.055 | 0.061 | 0.067 | 0.074 | 0.081 | 0.089 | 0.097 | 0.105 | 0.114 | 0.123 | 0.132 | 0.142 | 0.151 | 0.162 | 0.173
Hydrogen Evolution | Srg_BB002 | MW | SPEN | Sighthill | 0 | 0.061 | 0.072 | 0.084 | 0.099 | 0.118 | 0.139 | 0.163 | 0.19 | 0.219 | 0.252 | 0.287 | 0.325 | 0.365 | 0.408 | 0.454 | 0.502 | 0.553 | 0.606 | 0.662 | 0.721 | 0.782 | 0.846 | 0.912 | 0.981 | 1.053 | 1.127 | 1.204 | 1.284
Hydrogen Evolution | Srg_BB002 | MW | SPEN | Spango Valley | 0 | 0.018 | 0.021 | 0.025 | 0.03 | 0.035 | 0.042 | 0.049 | 0.057 | 0.065 | 0.075 | 0.086 | 0.097 | 0.109 | 0.122 | 0.135 | 0.15 | 0.165 | 0.181 | 0.197 | 0.215 | 0.233 | 0.252 | 0.272 | 0.292 | 0.314 | 0.336 | 0.359 | 0.382
Hydrogen Evolution | Srg_BB002 | MW | SPEN | St Andrews Cross | 0 | 0 | 0 | 0 | 0 | 0 | 0 | 0 | 0 | 0 | 0 | 0 | 0 | 0 | 0 | 0 | 0 | 0 | 0 | 0 | 0 | 0 | 0 | 0 | 0 | 0 | 0 | 0 | 0
Hydrogen Evolution | Srg_BB002 | MW | SPEN | Stirling | 0 | 0.22 | 0.258 | 0.304 | 0.36 | 0.428 | 0.507 | 0.595 | 0.691 | 0.798 | 0.917 | 1.045 | 1.183 | 1.33 | 1.487 | 1.653 | 1.829 | 2.014 | 2.209 | 2.413 | 2.627 | 2.85 | 3.083 | 3.325 | 3.577 | 3.838 | 4.109 | 4.389 | 4.679
Hydrogen Evolution | Srg_BB002 | MW | SPEN | Strathaven | 0 | 0.036 | 0.043 | 0.05 | 0.06 | 0.071 | 0.084 | 0.098 | 0.114 | 0.132 | 0.151 | 0.172 | 0.195 | 0.219 | 0.245 | 0.272 | 0.301 | 0.331 | 0.363 | 0.397 | 0.432 | 0.469 | 0.507 | 0.547 | 0.588 | 0.631 | 0.676 | 0.722 | 0.77
Hydrogen Evolution | Srg_BB002 | MW | SPEN | Strathleven | 0 | 0.091 | 0.107 | 0.127 | 0.15 | 0.179 | 0.211 | 0.248 | 0.288 | 0.333 | 0.382 | 0.435 | 0.492 | 0.554 | 0.619 | 0.688 | 0.761 | 0.838 | 0.919 | 1.004 | 1.093 | 1.185 | 1.282 | 1.383 | 1.488 | 1.596 | 1.709 | 1.826 | 1.946
Hydrogen Evolution | Srg_BB002 | MW | SPEN | Telford Road | 0 | 0.021 | 0.025 | 0.029 | 0.035 | 0.042 | 0.049 | 0.058 | 0.067 | 0.078 | 0.089 | 0.101 | 0.115 | 0.129 | 0.144 | 0.161 | 0.178 | 0.196 | 0.215 | 0.234 | 0.255 | 0.277 | 0.3 | 0.323 | 0.348 | 0.373 | 0.399 | 0.426 | 0.455
Hydrogen Evolution | Srg_BB002 | MW | SPEN | Tongland | 0 | 0.062 | 0.073 | 0.087 | 0.101 | 0.122 | 0.144 | 0.169 | 0.196 | 0.226 | 0.26 | 0.296 | 0.335 | 0.377 | 0.421 | 0.468 | 0.518 | 0.57 | 0.625 | 0.682 | 0.743 | 0.806 | 0.872 | 0.94 | 1.011 | 1.085 | 1.162 | 1.241 | 1.323
Hydrogen Evolution | Srg_BB002 | MW | SPEN | West George Street | 0 | 0 | 0 | 0 | 0 | 0 | 0 | 0 | 0 | 0 | 0 | 0 | 0 | 0 | 0 | 0 | 0 | 0 | 0 | 0 | 0 | 0 | 0 | 0 | 0 | 0 | 0 | 0 | 0
Hydrogen Evolution | Srg_BB002 | MW | SPEN | Westfield | 0 | 0.035 | 0.042 | 0.05 | 0.059 | 0.07 | 0.081 | 0.097 | 0.111 | 0.13 | 0.149 | 0.168 | 0.192 | 0.214 | 0.24 | 0.267 | 0.295 | 0.325 | 0.356 | 0.389 | 0.424 | 0.46 | 0.497 | 0.537 | 0.577 | 0.619 | 0.663 | 0.708 | 0.755
Hydrogen Evolution | Srg_BB002 | MW | SPEN | Whitehouse | 0 | 0.026 | 0.03 | 0.036 | 0.043 | 0.051 | 0.06 | 0.07 | 0.082 | 0.094 | 0.108 | 0.123 | 0.139 | 0.157 | 0.175 | 0.195 | 0.215 | 0.237 | 0.26 | 0.284 | 0.309 | 0.336 | 0.363 | 0.392 | 0.421 | 0.452 | 0.484 | 0.517 | 0.551
Hydrogen Evolution | Srg_BB002 | MW | SPEN | Wishaw | 0 | 0.08 | 0.094 | 0.11 | 0.131 | 0.156 | 0.184 | 0.216 | 0.251 | 0.29 | 0.333 | 0.38 | 0.43 | 0.484 | 0.541 | 0.601 | 0.665 | 0.733 | 0.804 | 0.878 | 0.956 | 1.037 | 1.122 | 1.21 | 1.302 | 1.397 | 1.495 | 1.597 | 1.703
Hydrogen Evolution | Srg_BB002 | MW | SPEN Manweb | Birkenhead | 0 | 0.203 | 0.24 | 0.282 | 0.334 | 0.397 | 0.47 | 0.551 | 0.64 | 0.74 | 0.849 | 0.968 | 1.095 | 1.232 | 1.377 | 1.531 | 1.694 | 1.865 | 2.046 | 2.235 | 2.433 | 2.64 | 2.855 | 3.079 | 3.312 | 3.554 | 3.805 | 4.065 | 4.333
Hydrogen Evolution | Srg_BB002 | MW | SPEN Manweb | Capenhurst | 0 | 0.239 | 0.28 | 0.331 | 0.392 | 0.466 | 0.551 | 0.646 | 0.751 | 0.867 | 0.996 | 1.135 | 1.284 | 1.444 | 1.614 | 1.795 | 1.985 | 2.186 | 2.397 | 2.618 | 2.85 | 3.092 | 3.345 | 3.607 | 3.881 | 4.164 | 4.458 | 4.762 | 5.076
Hydrogen Evolution | Srg_BB002 | MW | SPEN Manweb | Carrington | 0 | 0.172 | 0.203 | 0.238 | 0.282 | 0.335 | 0.397 | 0.466 | 0.541 | 0.625 | 0.718 | 0.818 | 0.926 | 1.041 | 1.164 | 1.294 | 1.431 | 1.576 | 1.729 | 1.888 | 2.056 | 2.23 | 2.413 | 2.602 | 2.799 | 3.004 | 3.216 | 3.435 | 3.662
Hydrogen Evolution | Srg_BB002 | MW | SPEN Manweb | Connah's Quay | 0 | 0.498 | 0.586 | 0.69 | 0.817 | 0.971 | 1.149 | 1.348 | 1.566 | 1.809 | 2.078 | 2.368 | 2.679 | 3.012 | 3.369 | 3.745 | 4.143 | 4.562 | 5.003 | 5.465 | 5.949 | 6.454 | 6.981 | 7.53 | 8.1 | 8.691 | 9.305 | 9.939 | 10.595
Hydrogen Evolution | Srg_BB002 | MW | SPEN Manweb | Fiddlers Ferry | 0 | 0.496 | 0.583 | 0.687 | 0.813 | 0.967 | 1.144 | 1.342 | 1.56 | 1.801 | 2.069 | 2.358 | 2.668 | 3 | 3.354 | 3.729 | 4.125 | 4.543 | 4.982 | 5.442 | 5.924 | 6.427 | 6.952 | 7.499 | 8.066 | 8.655 | 9.266 | 9.898 | 10.551
Hydrogen Evolution | Srg_BB002 | MW | SPEN Manweb | Frodsham | 0 | 0.526 | 0.619 | 0.729 | 0.864 | 1.027 | 1.215 | 1.425 | 1.656 | 1.913 | 2.197 | 2.504 | 2.833 | 3.185 | 3.562 | 3.96 | 4.38 | 4.823 | 5.29 | 5.778 | 6.29 | 6.824 | 7.382 | 7.962 | 8.564 | 9.19 | 9.838 | 10.509 | 11.203
Hydrogen Evolution | Srg_BB002 | MW | SPEN Manweb | Kirkby (_D) | 0 | 0.244 | 0.286 | 0.337 | 0.401 | 0.476 | 0.563 | 0.661 | 0.766 | 0.885 | 1.018 | 1.16 | 1.313 | 1.476 | 1.65 | 1.834 | 2.029 | 2.234 | 2.45 | 2.676 | 2.913 | 3.161 | 3.419 | 3.687 | 3.966 | 4.256 | 4.556 | 4.867 | 5.189
Hydrogen Evolution | Srg_BB002 | MW | SPEN Manweb | Legacy | 0 | 0.738 | 0.868 | 1.022 | 1.211 | 1.439 | 1.704 | 1.998 | 2.322 | 2.682 | 3.08 | 3.51 | 3.972 | 4.466 | 4.994 | 5.552 | 6.142 | 6.763 | 7.417 | 8.103 | 8.82 | 9.569 | 10.351 | 11.164 | 12.009 | 12.886 | 13.795 | 14.736 | 15.709
Hydrogen Evolution | Srg_BB002 | MW | SPEN Manweb | Lister Drive | 0 | 0.415 | 0.489 | 0.576 | 0.682 | 0.81 | 0.96 | 1.125 | 1.308 | 1.51 | 1.734 | 1.977 | 2.237 | 2.515 | 2.812 | 3.126 | 3.458 | 3.808 | 4.176 | 4.561 | 4.965 | 5.387 | 5.827 | 6.285 | 6.76 | 7.254 | 7.766 | 8.296 | 8.843
Hydrogen Evolution | Srg_BB002 | MW | SPEN Manweb | Pentir | 0 | 0.292 | 0.345 | 0.405 | 0.48 | 0.57 | 0.675 | 0.792 | 0.92 | 1.062 | 1.22 | 1.39 | 1.573 | 1.769 | 1.978 | 2.199 | 2.433 | 2.679 | 2.938 | 3.209 | 3.493 | 3.79 | 4.099 | 4.421 | 4.756 | 5.104 | 5.464 | 5.836 | 6.222
Hydrogen Evolution | Srg_BB002 | MW | SPEN Manweb | Rainhill | 0 | 0.326 | 0.383 | 0.452 | 0.535 | 0.636 | 0.753 | 0.883 | 1.026 | 1.185 | 1.361 | 1.551 | 1.755 | 1.973 | 2.207 | 2.453 | 2.714 | 2.988 | 3.277 | 3.58 | 3.897 | 4.228 | 4.573 | 4.932 | 5.306 | 5.693 | 6.095 | 6.51 | 6.94
Hydrogen Evolution | Srg_BB002 | MW | SPEN Manweb | St. Asaph | 0 | 0 | 0 | 0 | 0 | 0 | 0 | 0 | 0 | 0 | 0 | 0 | 0 | 0 | 0 | 0 | 0 | 0 | 0 | 0 | 0 | 0 | 0 | 0 | 0 | 0 | 0 | 0 | 0
Hydrogen Evolution | Srg_BB002 | MW | SPEN Manweb | Trawsfynydd | 0 | 0.248 | 0.292 | 0.344 | 0.407 | 0.484 | 0.573 | 0.673 | 0.782 | 0.903 | 1.037 | 1.182 | 1.337 | 1.503 | 1.681 | 1.869 | 2.068 | 2.277 | 2.497 | 2.728 | 2.97 | 3.222 | 3.485 | 3.759 | 4.043 | 4.339 | 4.645 | 4.962 | 5.289
Hydrogen Evolution | Srg_BB002 | MW | SPEN Manweb | Wylfa | 0 | 0.082 | 0.097 | 0.113 | 0.134 | 0.16 | 0.189 | 0.222 | 0.258 | 0.298 | 0.342 | 0.39 | 0.441 | 0.496 | 0.554 | 0.616 | 0.682 | 0.751 | 0.823 | 0.9 | 0.979 | 1.062 | 1.149 | 1.239 | 1.333 | 1.431 | 1.532 | 1.636 | 1.744
Hydrogen Evolution | Srg_BB002 | MW | SPTL | Direct(SPTL) | 0 | 0.273 | 0.322 | 0.377 | 0.45 | 0.533 | 0.631 | 0.74 | 0.859 | 0.994 | 1.14 | 1.299 | 1.47 | 1.653 | 1.849 | 2.056 | 2.274 | 2.503 | 2.747 | 2.999 | 3.265 | 3.541 | 3.832 | 4.132 | 4.446 | 4.771 | 5.107 | 5.454 | 5.815
Hydrogen Evolution | Srg_BB002 | MW | SSEN (SHEPD) | Abernethy | 0 | 0.112 | 0.133 | 0.156 | 0.185 | 0.22 | 0.261 | 0.306 | 0.355 | 0.41 | 0.471 | 0.537 | 0.607 | 0.683 | 0.764 | 0.849 | 0.939 | 1.034 | 1.134 | 1.238 | 1.348 | 1.463 | 1.582 | 1.706 | 1.836 | 1.97 | 2.109 | 2.253 | 2.401
Hydrogen Evolution | Srg_BB002 | MW | SSEN (SHEPD) | Alness | 0 | 0.041 | 0.049 | 0.058 | 0.069 | 0.082 | 0.097 | 0.113 | 0.132 | 0.152 | 0.175 | 0.199 | 0.225 | 0.253 | 0.283 | 0.315 | 0.349 | 0.384 | 0.421 | 0.46 | 0.501 | 0.543 | 0.588 | 0.634 | 0.682 | 0.731 | 0.783 | 0.836 | 0.891
Hydrogen Evolution | Srg_BB002 | MW | SSEN (SHEPD) | Arbroath | 0 | 0.111 | 0.131 | 0.154 | 0.182 | 0.216 | 0.256 | 0.301 | 0.349 | 0.404 | 0.464 | 0.528 | 0.598 | 0.672 | 0.752 | 0.836 | 0.924 | 1.018 | 1.116 | 1.22 | 1.328 | 1.441 | 1.559 | 1.681 | 1.808 | 1.94 | 2.077 | 2.219 | 2.365
Hydrogen Evolution | Srg_BB002 | MW | SSEN (SHEPD) | Ardkinglas | 0 | 0 | 0 | 0 | 0 | 0 | 0 | 0 | 0 | 0 | 0 | 0 | 0 | 0 | 0 | 0 | 0 | 0 | 0 | 0 | 0 | 0 | 0 | 0 | 0 | 0 | 0 | 0 | 0
Hydrogen Evolution | Srg_BB002 | MW | SSEN (SHEPD) | Ardmore | 0 | 0.028 | 0.033 | 0.039 | 0.047 | 0.055 | 0.066 | 0.077 | 0.089 | 0.103 | 0.118 | 0.135 | 0.152 | 0.171 | 0.192 | 0.213 | 0.236 | 0.259 | 0.284 | 0.311 | 0.338 | 0.367 | 0.397 | 0.428 | 0.46 | 0.494 | 0.529 | 0.565 | 0.602
Hydrogen Evolution | Srg_BB002 | MW | SSEN (SHEPD) | Beauly | 0 | 0.068 | 0.079 | 0.094 | 0.111 | 0.132 | 0.157 | 0.184 | 0.213 | 0.246 | 0.283 | 0.322 | 0.365 | 0.41 | 0.459 | 0.51 | 0.564 | 0.621 | 0.681 | 0.743 | 0.809 | 0.878 | 0.95 | 1.024 | 1.102 | 1.182 | 1.266 | 1.352 | 1.441
Hydrogen Evolution | Srg_BB002 | MW | SSEN (SHEPD) | Berryburn | 0 | 0 | 0 | 0 | 0 | 0 | 0 | 0 | 0 | 0 | 0 | 0 | 0 | 0 | 0 | 0 | 0 | 0 | 0 | 0 | 0 | 0 | 0 | 0 | 0 | 0 | 0 | 0 | 0
Hydrogen Evolution | Srg_BB002 | MW | SSEN (SHEPD) | Boat of Garten | 0 | 0.046 | 0.054 | 0.063 | 0.075 | 0.089 | 0.107 | 0.124 | 0.144 | 0.167 | 0.193 | 0.218 | 0.247 | 0.278 | 0.311 | 0.346 | 0.382 | 0.421 | 0.462 | 0.505 | 0.55 | 0.596 | 0.645 | 0.696 | 0.749 | 0.803 | 0.86 | 0.919 | 0.979
Hydrogen Evolution | Srg_BB002 | MW | SSEN (SHEPD) | Braco West | 0 | 0.116 | 0.137 | 0.161 | 0.19 | 0.226 | 0.268 | 0.314 | 0.365 | 0.422 | 0.485 | 0.552 | 0.625 | 0.703 | 0.786 | 0.873 | 0.966 | 1.064 | 1.167 | 1.274 | 1.387 | 1.505 | 1.628 | 1.756 | 1.889 | 2.027 | 2.17 | 2.318 | 2.471
Hydrogen Evolution | Srg_BB002 | MW | SSEN (SHEPD) | Bridge of Dun | 0 | 0.087 | 0.103 | 0.121 | 0.143 | 0.17 | 0.202 | 0.237 | 0.275 | 0.318 | 0.365 | 0.416 | 0.47 | 0.529 | 0.592 | 0.658 | 0.728 | 0.801 | 0.879 | 0.96 | 1.045 | 1.134 | 1.227 | 1.323 | 1.423 | 1.527 | 1.635 | 1.746 | 1.862
Hydrogen Evolution | Srg_BB002 | MW | SSEN (SHEPD) | Broadford-Skye | 0 | 0.02 | 0.024 | 0.028 | 0.034 | 0.04 | 0.047 | 0.055 | 0.064 | 0.074 | 0.085 | 0.097 | 0.109 | 0.123 | 0.137 | 0.153 | 0.169 | 0.186 | 0.204 | 0.223 | 0.242 | 0.263 | 0.284 | 0.307 | 0.33 | 0.354 | 0.379 | 0.405 | 0.431
Hydrogen Evolution | Srg_BB002 | MW | SSEN (SHEPD) | Brora | 0 | 0.016 | 0.018 | 0.022 | 0.026 | 0.031 | 0.036 | 0.043 | 0.05 | 0.057 | 0.066 | 0.075 | 0.085 | 0.095 | 0.107 | 0.119 | 0.131 | 0.145 | 0.158 | 0.173 | 0.189 | 0.205 | 0.221 | 0.239 | 0.257 | 0.275 | 0.295 | 0.315 | 0.336
Hydrogen Evolution | Srg_BB002 | MW | SSEN (SHEPD) | Burghmuir | 0 | 0.06 | 0.07 | 0.083 | 0.099 | 0.117 | 0.139 | 0.162 | 0.189 | 0.218 | 0.25 | 0.285 | 0.323 | 0.363 | 0.406 | 0.451 | 0.499 | 0.549 | 0.602 | 0.657 | 0.715 | 0.776 | 0.84 | 0.906 | 0.974 | 1.045 | 1.119 | 1.196 | 1.275
Hydrogen Evolution | Srg_BB002 | MW | SSEN (SHEPD) | Cairnford | 0 | 0 | 0 | 0 | 0 | 0 | 0 | 0 | 0 | 0 | 0 | 0 | 0 | 0 | 0 | 0 | 0 | 0 | 0 | 0 | 0 | 0 | 0 | 0 | 0 | 0 | 0 | 0 | 0
Hydrogen Evolution | Srg_BB002 | MW | SSEN (SHEPD) | Carradale | 0 | 0.024 | 0.03 | 0.034 | 0.04 | 0.048 | 0.057 | 0.067 | 0.078 | 0.09 | 0.103 | 0.118 | 0.133 | 0.15 | 0.167 | 0.186 | 0.206 | 0.227 | 0.249 | 0.272 | 0.296 | 0.321 | 0.347 | 0.375 | 0.403 | 0.433 | 0.463 | 0.495 | 0.528
Hydrogen Evolution | Srg_BB002 | MW | SSEN (SHEPD) | Cassley | 0 | 0 | 0 | 0 | 0 | 0 | 0 | 0 | 0 | 0 | 0 | 0 | 0 | 0 | 0 | 0 | 0 | 0 | 0 | 0 | 0 | 0 | 0 | 0 | 0 | 0 | 0 | 0 | 0
Hydrogen Evolution | Srg_BB002 | MW | SSEN (SHEPD) | Ceannacroc | 0 | 0 | 0 | 0 | 0 | 0 | 0 | 0 | 0 | 0 | 0 | 0 | 0 | 0 | 0 | 0 | 0 | 0 | 0 | 0 | 0 | 0 | 0 | 0 | 0 | 0 | 0 | 0 | 0
Hydrogen Evolution | Srg_BB002 | MW | SSEN (SHEPD) | Charleston | 0 | 0 | 0 | 0 | 0 | 0 | 0 | 0 | 0 | 0 | 0 | 0 | 0 | 0 | 0 | 0 | 0 | 0 | 0 | 0 | 0 | 0 | 0 | 0 | 0 | 0 | 0 | 0 | 0
Hydrogen Evolution | Srg_BB002 | MW | SSEN (SHEPD) | Clachan | 0 | 0.004 | 0.004 | 0.006 | 0.007 | 0.007 | 0.01 | 0.01 | 0.013 | 0.015 | 0.017 | 0.02 | 0.022 | 0.025 | 0.028 | 0.031 | 0.034 | 0.037 | 0.041 | 0.045 | 0.047 | 0.051 | 0.057 | 0.06 | 0.066 | 0.069 | 0.074 | 0.081 | 0.086
Hydrogen Evolution | Srg_BB002 | MW | SSEN (SHEPD) | Clayhills | 0 | 0.021 | 0.024 | 0.029 | 0.034 | 0.041 | 0.048 | 0.056 | 0.065 | 0.076 | 0.087 | 0.099 | 0.112 | 0.126 | 0.141 | 0.156 | 0.173 | 0.191 | 0.209 | 0.228 | 0.249 | 0.27 | 0.292 | 0.315 | 0.338 | 0.363 | 0.389 | 0.415 | 0.443
Hydrogen Evolution | Srg_BB002 | MW | SSEN (SHEPD) | Coupar Angus | 0 | 0.081 | 0.095 | 0.113 | 0.133 | 0.158 | 0.187 | 0.22 | 0.255 | 0.295 | 0.339 | 0.386 | 0.437 | 0.491 | 0.549 | 0.61 | 0.675 | 0.744 | 0.815 | 0.89 | 0.969 | 1.051 | 1.137 | 1.227 | 1.319 | 1.416 | 1.516 | 1.619 | 1.726
Hydrogen Evolution | Srg_BB002 | MW | SSEN (SHEPD) | Craigiebuckler | 0 | 0.005 | 0.006 | 0.007 | 0.009 | 0.01 | 0.012 | 0.015 | 0.017 | 0.02 | 0.023 | 0.026 | 0.029 | 0.033 | 0.037 | 0.041 | 0.045 | 0.049 | 0.054 | 0.059 | 0.065 | 0.07 | 0.076 | 0.082 | 0.088 | 0.094 | 0.101 | 0.108 | 0.115
Hydrogen Evolution | Srg_BB002 | MW | SSEN (SHEPD) | Dallas | 0 | 0 | 0 | 0 | 0 | 0 | 0 | 0 | 0 | 0 | 0 | 0 | 0 | 0 | 0 | 0 | 0 | 0 | 0 | 0 | 0 | 0 | 0 | 0 | 0 | 0 | 0 | 0 | 0
Hydrogen Evolution | Srg_BB002 | MW | SSEN (SHEPD) | Dounreay | 0 | 0.024 | 0.028 | 0.034 | 0.04 | 0.048 | 0.056 | 0.066 | 0.077 | 0.089 | 0.102 | 0.117 | 0.132 | 0.149 | 0.166 | 0.185 | 0.204 | 0.225 | 0.247 | 0.27 | 0.294 | 0.319 | 0.345 | 0.372 | 0.4 | 0.429 | 0.46 | 0.491 | 0.523
Hydrogen Evolution | Srg_BB002 | MW | SSEN (SHEPD) | Dudhope | 0 | 0.057 | 0.066 | 0.079 | 0.092 | 0.109 | 0.129 | 0.152 | 0.177 | 0.204 | 0.234 | 0.267 | 0.302 | 0.34 | 0.38 | 0.423 | 0.467 | 0.515 | 0.565 | 0.617 | 0.672 | 0.729 | 0.788 | 0.85 | 0.915 | 0.981 | 1.051 | 1.122 | 1.196
Hydrogen Evolution | Srg_BB002 | MW | SSEN (SHEPD) | Dunbeath | 0 | 0 | 0 | 0 | 0 | 0 | 0 | 0 | 0 | 0 | 0 | 0 | 0 | 0 | 0 | 0 | 0 | 0 | 0 | 0 | 0 | 0 | 0 | 0 | 0 | 0 | 0 | 0 | 0
Hydrogen Evolution | Srg_BB002 | MW | SSEN (SHEPD) | Dunoon | 0 | 0.032 | 0.037 | 0.044 | 0.052 | 0.062 | 0.074 | 0.086 | 0.1 | 0.116 | 0.133 | 0.152 | 0.172 | 0.193 | 0.216 | 0.24 | 0.266 | 0.293 | 0.321 | 0.351 | 0.382 | 0.414 | 0.448 | 0.483 | 0.52 | 0.558 | 0.597 | 0.638 | 0.68
Hydrogen Evolution | Srg_BB002 | MW | SSEN (SHEPD) | Dunvegan | 0 | 0.003 | 0.003 | 0.004 | 0.005 | 0.005 | 0.006 | 0.008 | 0.009 | 0.01 | 0.012 | 0.013 | 0.015 | 0.017 | 0.019 | 0.021 | 0.024 | 0.026 | 0.028 | 0.031 | 0.034 | 0.037 | 0.04 | 0.043 | 0.046 | 0.049 | 0.053 | 0.057 | 0.06
Hydrogen Evolution | Srg_BB002 | MW | SSEN (SHEPD) | Dyce | 0 | 0.089 | 0.104 | 0.123 | 0.146 | 0.174 | 0.205 | 0.241 | 0.28 | 0.323 | 0.371 | 0.423 | 0.479 | 0.538 | 0.602 | 0.669 | 0.74 | 0.815 | 0.893 | 0.975 | 1.062 | 1.152 | 1.246 | 1.344 | 1.446 | 1.551 | 1.661 | 1.774 | 1.891
Hydrogen Evolution | Srg_BB002 | MW | SSEN (SHEPD) | Elgin | 0 | 0.121 | 0.143 | 0.169 | 0.2 | 0.237 | 0.281 | 0.33 | 0.383 | 0.443 | 0.508 | 0.579 | 0.656 | 0.737 | 0.825 | 0.917 | 1.014 | 1.117 | 1.225 | 1.339 | 1.457 | 1.581 | 1.71 | 1.844 | 1.984 | 2.129 | 2.279 | 2.434 | 2.595
Hydrogen Evolution | Srg_BB002 | MW | SSEN (SHEPD) | Fasnakyle | 0 | 0 | 0 | 0 | 0 | 0 | 0 | 0 | 0 | 0 | 0 | 0 | 0 | 0 | 0 | 0 | 0 | 0 | 0 | 0 | 0 | 0 | 0 | 0 | 0 | 0 | 0 | 0 | 0
Hydrogen Evolution | Srg_BB002 | MW | SSEN (SHEPD) | Fetteresso | 0 | 0 | 0 | 0 | 0 | 0 | 0 | 0 | 0 | 0 | 0 | 0 | 0 | 0 | 0 | 0 | 0 | 0 | 0 | 0 | 0 | 0 | 0 | 0 | 0 | 0 | 0 | 0 | 0
Hydrogen Evolution | Srg_BB002 | MW | SSEN (SHEPD) | Fiddes | 0 | 0.069 | 0.082 | 0.096 | 0.113 | 0.135 | 0.16 | 0.187 | 0.218 | 0.252 | 0.289 | 0.329 | 0.373 | 0.419 | 0.469 | 0.521 | 0.576 | 0.635 | 0.696 | 0.761 | 0.828 | 0.899 | 0.972 | 1.048 | 1.128 | 1.21 | 1.295 | 1.384 | 1.475
Hydrogen Evolution | Srg_BB002 | MW | SSEN (SHEPD) | Finstown | 0 | 0 | 0 | 0 | 0 | 0 | 0 | 0 | 0 | 0 | 0 | 0 | 0 | 0 | 0 | 0 | 0 | 0 | 0 | 0 | 0 | 0 | 0 | 0 | 0 | 0 | 0 | 0 | 0
Hydrogen Evolution | Srg_BB002 | MW | SSEN (SHEPD) | Fort Augustus | 0 | 0.008 | 0.009 | 0.011 | 0.013 | 0.016 | 0.018 | 0.022 | 0.025 | 0.029 | 0.033 | 0.038 | 0.043 | 0.048 | 0.054 | 0.06 | 0.067 | 0.073 | 0.081 | 0.088 | 0.096 | 0.104 | 0.112 | 0.121 | 0.13 | 0.14 | 0.15 | 0.16 | 0.171
Hydrogen Evolution | Srg_BB002 | MW | SSEN (SHEPD) | Fort William | 0 | 0.021 | 0.025 | 0.029 | 0.035 | 0.041 | 0.049 | 0.058 | 0.067 | 0.077 | 0.089 | 0.101 | 0.115 | 0.129 | 0.144 | 0.16 | 0.177 | 0.195 | 0.214 | 0.234 | 0.255 | 0.276 | 0.299 | 0.322 | 0.347 | 0.372 | 0.398 | 0.425 | 0.454
Hydrogen Evolution | Srg_BB002 | MW | SSEN (SHEPD) | Fraserburgh | 0 | 0 | 0 | 0 | 0 | 0 | 0 | 0 | 0 | 0 | 0 | 0 | 0 | 0 | 0 | 0 | 0 | 0 | 0 | 0 | 0 | 0 | 0 | 0 | 0 | 0 | 0 | 0 | 0
Hydrogen Evolution | Srg_BB002 | MW | SSEN (SHEPD) | Glenfarclas | 0 | 0 | 0 | 0 | 0 | 0 | 0 | 0 | 0 | 0 | 0 | 0 | 0 | 0 | 0 | 0 | 0 | 0 | 0 | 0 | 0 | 0 | 0 | 0 | 0 | 0 | 0 | 0 | 0
Hydrogen Evolution | Srg_BB002 | MW | SSEN (SHEPD) | Grudie Bridge | 0 | 0.014 | 0.018 | 0.021 | 0.023 | 0.029 | 0.034 | 0.04 | 0.045 | 0.054 | 0.061 | 0.07 | 0.079 | 0.089 | 0.099 | 0.11 | 0.122 | 0.134 | 0.147 | 0.16 | 0.174 | 0.189 | 0.204 | 0.22 | 0.237 | 0.255 | 0.273 | 0.291 | 0.31
Hydrogen Evolution | Srg_BB002 | MW | SSEN (SHEPD) | Inverness | 0 | 0.079 | 0.092 | 0.11 | 0.13 | 0.154 | 0.183 | 0.214 | 0.249 | 0.287 | 0.33 | 0.376 | 0.426 | 0.478 | 0.535 | 0.595 | 0.658 | 0.725 | 0.795 | 0.868 | 0.945 | 1.026 | 1.109 | 1.196 | 1.287 | 1.381 | 1.478 | 1.579 | 1.683
Hydrogen Evolution | Srg_BB002 | MW | SSEN (SHEPD) | Keith | 0 | 0.088 | 0.103 | 0.121 | 0.144 | 0.171 | 0.203 | 0.238 | 0.276 | 0.319 | 0.367 | 0.418 | 0.473 | 0.532 | 0.595 | 0.661 | 0.731 | 0.805 | 0.883 | 0.965 | 1.051 | 1.14 | 1.233 | 1.33 | 1.431 | 1.535 | 1.644 | 1.756 | 1.872
Hydrogen Evolution | Srg_BB002 | MW | SSEN (SHEPD) | Killin | 0 | 0.007 | 0.009 | 0.01 | 0.012 | 0.014 | 0.017 | 0.02 | 0.023 | 0.027 | 0.031 | 0.035 | 0.04 | 0.044 | 0.05 | 0.055 | 0.061 | 0.067 | 0.074 | 0.08 | 0.088 | 0.095 | 0.103 | 0.111 | 0.119 | 0.128 | 0.137 | 0.146 | 0.156
Hydrogen Evolution | Srg_BB002 | MW | SSEN (SHEPD) | Kinlochleven | 0 | 0.002 | 0.003 | 0.003 | 0.003 | 0.004 | 0.005 | 0.006 | 0.006 | 0.007 | 0.008 | 0.009 | 0.011 | 0.012 | 0.013 | 0.015 | 0.016 | 0.018 | 0.02 | 0.022 | 0.023 | 0.025 | 0.027 | 0.03 | 0.032 | 0.034 | 0.036 | 0.039 | 0.041
Hydrogen Evolution | Srg_BB002 | MW | SSEN (SHEPD) | Kintore | 0 | 0.192 | 0.227 | 0.267 | 0.316 | 0.375 | 0.444 | 0.521 | 0.606 | 0.7 | 0.804 | 0.916 | 1.036 | 1.165 | 1.303 | 1.448 | 1.602 | 1.764 | 1.935 | 2.114 | 2.301 | 2.497 | 2.7 | 2.913 | 3.133 | 3.362 | 3.599 | 3.845 | 4.098
Hydrogen Evolution | Srg_BB002 | MW | SSEN (SHEPD) | Lairg | 0 | 0.01 | 0.012 | 0.014 | 0.017 | 0.02 | 0.024 | 0.028 | 0.032 | 0.037 | 0.043 | 0.049 | 0.055 | 0.062 | 0.069 | 0.077 | 0.085 | 0.094 | 0.103 | 0.113 | 0.123 | 0.133 | 0.144 | 0.155 | 0.167 | 0.179 | 0.192 | 0.205 | 0.218
Hydrogen Evolution | Srg_BB002 | MW | SSEN (SHEPD) | Lunanhead | 0 | 0.085 | 0.1 | 0.118 | 0.141 | 0.166 | 0.196 | 0.23 | 0.268 | 0.309 | 0.355 | 0.405 | 0.458 | 0.516 | 0.576 | 0.641 | 0.709 | 0.781 | 0.856 | 0.936 | 1.019 | 1.105 | 1.196 | 1.29 | 1.387 | 1.489 | 1.594 | 1.702 | 1.815
Hydrogen Evolution | Srg_BB002 | MW | SSEN (SHEPD) | Lyndhurst | 0 | 0.024 | 0.028 | 0.033 | 0.039 | 0.046 | 0.055 | 0.064 | 0.075 | 0.087 | 0.099 | 0.113 | 0.128 | 0.144 | 0.161 | 0.179 | 0.198 | 0.218 | 0.239 | 0.262 | 0.285 | 0.309 | 0.334 | 0.36 | 0.388 | 0.416 | 0.445 | 0.476 | 0.507
Hydrogen Evolution | Srg_BB002 | MW | SSEN (SHEPD) | Macduff | 0 | 0.086 | 0.101 | 0.12 | 0.142 | 0.168 | 0.199 | 0.234 | 0.271 | 0.314 | 0.36 | 0.41 | 0.464 | 0.522 | 0.584 | 0.649 | 0.718 | 0.79 | 0.867 | 0.946 | 1.03 | 1.117 | 1.209 | 1.304 | 1.402 | 1.505 | 1.611 | 1.721 | 1.834
Hydrogen Evolution | Srg_BB002 | MW | SSEN (SHEPD) | Milton of Craigie | 0 | 0.07 | 0.082 | 0.096 | 0.114 | 0.137 | 0.162 | 0.188 | 0.219 | 0.253 | 0.292 | 0.331 | 0.375 | 0.423 | 0.471 | 0.524 | 0.58 | 0.639 | 0.7 | 0.766 | 0.833 | 0.904 | 0.978 | 1.055 | 1.135 | 1.218 | 1.303 | 1.392 | 1.484
Hydrogen Evolution | Srg_BB002 | MW | SSEN (SHEPD) | Mybster | 0 | 0 | 0 | 0 | 0 | 0 | 0 | 0 | 0 | 0 | 0 | 0 | 0 | 0 | 0 | 0 | 0 | 0 | 0 | 0 | 0 | 0 | 0 | 0 | 0 | 0 | 0 | 0 | 0
Hydrogen Evolution | Srg_BB002 | MW | SSEN (SHEPD) | Nairn | 0 | 0.066 | 0.078 | 0.091 | 0.108 | 0.129 | 0.153 | 0.179 | 0.208 | 0.24 | 0.276 | 0.314 | 0.356 | 0.4 | 0.447 | 0.497 | 0.55 | 0.606 | 0.664 | 0.726 | 0.79 | 0.857 | 0.927 | 1 | 1.076 | 1.154 | 1.236 | 1.32 | 1.407
Hydrogen Evolution | Srg_BB002 | MW | SSEN (SHEPD) | Orrin | 0 | 0 | 0 | 0 | 0 | 0 | 0 | 0 | 0 | 0 | 0 | 0 | 0 | 0 | 0 | 0 | 0 | 0 | 0 | 0 | 0 | 0 | 0 | 0 | 0 | 0 | 0 | 0 | 0
Hydrogen Evolution | Srg_BB002 | MW | SSEN (SHEPD) | Persley | 0 | 0.04 | 0.048 | 0.056 | 0.066 | 0.079 | 0.093 | 0.11 | 0.127 | 0.147 | 0.169 | 0.193 | 0.218 | 0.245 | 0.274 | 0.305 | 0.337 | 0.372 | 0.408 | 0.446 | 0.485 | 0.526 | 0.569 | 0.614 | 0.661 | 0.709 | 0.759 | 0.811 | 0.864
Hydrogen Evolution | Srg_BB002 | MW | SSEN (SHEPD) | Peterhead Grange | 0 | 0 | 0 | 0 | 0 | 0 | 0 | 0 | 0 | 0 | 0 | 0 | 0 | 0 | 0 | 0 | 0 | 0 | 0 | 0 | 0 | 0 | 0 | 0 | 0 | 0 | 0 | 0 | 0
Hydrogen Evolution | Srg_BB002 | MW | SSEN (SHEPD) | Peterhead Shell | 0 | 0.155 | 0.182 | 0.215 | 0.255 | 0.302 | 0.358 | 0.42 | 0.488 | 0.563 | 0.647 | 0.737 | 0.834 | 0.938 | 1.049 | 1.166 | 1.29 | 1.421 | 1.558 | 1.702 | 1.852 | 2.01 | 2.174 | 2.345 | 2.522 | 2.706 | 2.897 | 3.095 | 3.299
Hydrogen Evolution | Srg_BB002 | MW | SSEN (SHEPD) | Port Ann | 0 | 0.031 | 0.036 | 0.043 | 0.051 | 0.061 | 0.072 | 0.084 | 0.098 | 0.113 | 0.13 | 0.148 | 0.167 | 0.188 | 0.21 | 0.234 | 0.258 | 0.284 | 0.312 | 0.341 | 0.371 | 0.403 | 0.435 | 0.47 | 0.505 | 0.542 | 0.58 | 0.62 | 0.661
Hydrogen Evolution | Srg_BB002 | MW | SSEN (SHEPD) | Quoich | 0 | 0 | 0 | 0 | 0 | 0 | 0 | 0 | 0 | 0 | 0 | 0 | 0 | 0 | 0 | 0 | 0 | 0 | 0 | 0 | 0 | 0 | 0 | 0 | 0 | 0 | 0 | 0 | 0
Hydrogen Evolution | Srg_BB002 | MW | SSEN (SHEPD) | Rannoch | 0 | 0.003 | 0.003 | 0.004 | 0.004 | 0.005 | 0.006 | 0.007 | 0.008 | 0.01 | 0.011 | 0.013 | 0.014 | 0.016 | 0.018 | 0.02 | 0.022 | 0.025 | 0.027 | 0.03 | 0.032 | 0.035 | 0.038 | 0.041 | 0.044 | 0.047 | 0.05 | 0.054 | 0.057
Hydrogen Evolution | Srg_BB002 | MW | SSEN (SHEPD) | Redmoss | 0 | 0.033 | 0.039 | 0.045 | 0.053 | 0.065 | 0.075 | 0.09 | 0.103 | 0.119 | 0.138 | 0.156 | 0.178 | 0.2 | 0.222 | 0.247 | 0.273 | 0.301 | 0.33 | 0.361 | 0.393 | 0.426 | 0.461 | 0.497 | 0.535 | 0.574 | 0.615 | 0.657 | 0.7
Hydrogen Evolution | Srg_BB002 | MW | SSEN (SHEPD) | Rothienorman | 0 | 0 | 0 | 0 | 0 | 0 | 0 | 0 | 0 | 0 | 0 | 0 | 0 | 0 | 0 | 0 | 0 | 0 | 0 | 0 | 0 | 0 | 0 | 0 | 0 | 0 | 0 | 0 | 0
Hydrogen Evolution | Srg_BB002 | MW | SSEN (SHEPD) | Shin | 0 | 0.005 | 0.006 | 0.007 | 0.008 | 0.009 | 0.011 | 0.013 | 0.015 | 0.017 | 0.02 | 0.022 | 0.025 | 0.028 | 0.032 | 0.035 | 0.039 | 0.043 | 0.047 | 0.051 | 0.056 | 0.06 | 0.065 | 0.07 | 0.076 | 0.081 | 0.087 | 0.093 | 0.099
Hydrogen Evolution | Srg_BB002 | MW | SSEN (SHEPD) | Sloy | 0 | 0 | 0 | 0 | 0 | 0 | 0 | 0 | 0 | 0 | 0 | 0 | 0 | 0 | 0 | 0 | 0 | 0 | 0 | 0 | 0 | 0 | 0 | 0 | 0 | 0 | 0 | 0 | 0
Hydrogen Evolution | Srg_BB002 | MW | SSEN (SHEPD) | St Fergus Gas Terminal | 0 | 0 | 0 | 0 | 0 | 0 | 0 | 0 | 0 | 0 | 0 | 0 | 0 | 0 | 0 | 0 | 0 | 0 | 0 | 0 | 0 | 0 | 0 | 0 | 0 | 0 | 0 | 0 | 0
Hydrogen Evolution | Srg_BB002 | MW | SSEN (SHEPD) | Strichen | 0 | 0 | 0 | 0 | 0 | 0 | 0 | 0 | 0 | 0 | 0 | 0 | 0 | 0 | 0 | 0 | 0 | 0 | 0 | 0 | 0 | 0 | 0 | 0 | 0 | 0 | 0 | 0 | 0
Hydrogen Evolution | Srg_BB002 | MW | SSEN (SHEPD) | Tarland | 0 | 0.03 | 0.036 | 0.041 | 0.049 | 0.058 | 0.069 | 0.081 | 0.094 | 0.108 | 0.124 | 0.142 | 0.161 | 0.181 | 0.202 | 0.225 | 0.249 | 0.274 | 0.3 | 0.328 | 0.357 | 0.388 | 0.419 | 0.452 | 0.486 | 0.522 | 0.559 | 0.597 | 0.636
Hydrogen Evolution | Srg_BB002 | MW | SSEN (SHEPD) | Taynuilt | 0 | 0.047 | 0.054 | 0.063 | 0.075 | 0.091 | 0.107 | 0.126 | 0.146 | 0.167 | 0.193 | 0.22 | 0.249 | 0.28 | 0.313 | 0.348 | 0.385 | 0.424 | 0.465 | 0.507 | 0.552 | 0.599 | 0.647 | 0.698 | 0.751 | 0.806 | 0.863 | 0.922 | 0.983
Hydrogen Evolution | Srg_BB002 | MW | SSEN (SHEPD) | Thurso | 0 | 0.073 | 0.085 | 0.101 | 0.12 | 0.142 | 0.168 | 0.197 | 0.229 | 0.265 | 0.304 | 0.346 | 0.392 | 0.441 | 0.493 | 0.548 | 0.606 | 0.667 | 0.731 | 0.798 | 0.869 | 0.943 | 1.02 | 1.1 | 1.183 | 1.27 | 1.359 | 1.452 | 1.548
Hydrogen Evolution | Srg_BB002 | MW | SSEN (SHEPD) | Tummel Bridge | 0 | 0.028 | 0.034 | 0.04 | 0.047 | 0.056 | 0.066 | 0.078 | 0.09 | 0.104 | 0.12 | 0.136 | 0.154 | 0.174 | 0.194 | 0.216 | 0.239 | 0.263 | 0.288 | 0.315 | 0.343 | 0.372 | 0.402 | 0.434 | 0.467 | 0.501 | 0.536 | 0.573 | 0.61
Hydrogen Evolution | Srg_BB002 | MW | SSEN (SHEPD) | Willowdale | 0 | 0.006 | 0.007 | 0.008 | 0.01 | 0.012 | 0.014 | 0.017 | 0.019 | 0.023 | 0.026 | 0.03 | 0.034 | 0.038 | 0.042 | 0.047 | 0.052 | 0.057 | 0.063 | 0.069 | 0.075 | 0.081 | 0.088 | 0.095 | 0.102 | 0.11 | 0.117 | 0.125 | 0.134
Hydrogen Evolution | Srg_BB002 | MW | SSEN (SHEPD) | Woodhill | 0 | 0.07 | 0.082 | 0.096 | 0.114 | 0.135 | 0.16 | 0.188 | 0.218 | 0.252 | 0.29 | 0.33 | 0.374 | 0.42 | 0.47 | 0.523 | 0.578 | 0.637 | 0.698 | 0.763 | 0.831 | 0.901 | 0.975 | 1.051 | 1.131 | 1.214 | 1.299 | 1.388 | 1.48
Hydrogen Evolution | Srg_BB002 | MW | SSEN South | Acton Lane 66kV | 0 | 0.067 | 0.079 | 0.094 | 0.111 | 0.132 | 0.156 | 0.181 | 0.212 | 0.245 | 0.281 | 0.32 | 0.362 | 0.407 | 0.455 | 0.506 | 0.56 | 0.615 | 0.676 | 0.738 | 0.803 | 0.871 | 0.942 | 1.016 | 1.093 | 1.173 | 1.256 | 1.342 | 1.43
Hydrogen Evolution | Srg_BB002 | MW | SSEN South | Botley Wood | 0 | 0.288 | 0.34 | 0.401 | 0.474 | 0.564 | 0.667 | 0.782 | 0.909 | 1.05 | 1.206 | 1.374 | 1.555 | 1.748 | 1.955 | 2.173 | 2.404 | 2.647 | 2.903 | 3.171 | 3.452 | 3.745 | 4.051 | 4.369 | 4.7 | 5.043 | 5.399 | 5.767 | 6.148
Hydrogen Evolution | Srg_BB002 | MW | SSEN South | Bramley | 0 | 0.532 | 0.627 | 0.738 | 0.874 | 1.039 | 1.23 | 1.443 | 1.676 | 1.936 | 2.224 | 2.534 | 2.868 | 3.224 | 3.606 | 4.008 | 4.434 | 4.883 | 5.355 | 5.85 | 6.368 | 6.909 | 7.473 | 8.06 | 8.67 | 9.304 | 9.96 | 10.639 | 11.342
Hydrogen Evolution | Srg_BB002 | MW | SSEN South | Chickerell | 0 | 0.26 | 0.306 | 0.36 | 0.427 | 0.507 | 0.6 | 0.704 | 0.818 | 0.945 | 1.085 | 1.236 | 1.399 | 1.573 | 1.758 | 1.955 | 2.162 | 2.381 | 2.611 | 2.852 | 3.105 | 3.368 | 3.644 | 3.93 | 4.227 | 4.536 | 4.856 | 5.187 | 5.53
Hydrogen Evolution | Srg_BB002 | MW | SSEN South | Cowley | 0 | 0.898 | 1.058 | 1.244 | 1.474 | 1.751 | 2.074 | 2.432 | 2.826 | 3.264 | 3.749 | 4.272 | 4.834 | 5.435 | 6.078 | 6.757 | 7.474 | 8.231 | 9.026 | 9.861 | 10.734 | 11.646 | 12.597 | 13.586 | 14.615 | 15.682 | 16.789 | 17.934 | 19.118
Hydrogen Evolution | Srg_BB002 | MW | SSEN South | Ealing | 0 | 0.088 | 0.104 | 0.123 | 0.144 | 0.173 | 0.203 | 0.24 | 0.277 | 0.32 | 0.369 | 0.419 | 0.476 | 0.535 | 0.598 | 0.665 | 0.735 | 0.81 | 0.888 | 0.969 | 1.055 | 1.145 | 1.238 | 1.336 | 1.437 | 1.542 | 1.65 | 1.763 | 1.879
Hydrogen Evolution | Srg_BB002 | MW | SSEN South | East Claydon (_H) | 0 | 0 | 0 | 0 | 0 | 0 | 0 | 0 | 0 | 0 | 0 | 0 | 0 | 0 | 0 | 0 | 0 | 0 | 0 | 0 | 0 | 0 | 0 | 0 | 0 | 0 | 0 | 0 | 0
Hydrogen Evolution | Srg_BB002 | MW | SSEN South | Fawley | 0 | 0.405 | 0.476 | 0.561 | 0.665 | 0.79 | 0.935 | 1.096 | 1.274 | 1.471 | 1.689 | 1.925 | 2.179 | 2.449 | 2.739 | 3.045 | 3.368 | 3.709 | 4.067 | 4.443 | 4.836 | 5.247 | 5.675 | 6.121 | 6.585 | 7.066 | 7.564 | 8.08 | 8.614
Hydrogen Evolution | Srg_BB002 | MW | SSEN South | Fleet | 0 | 1.202 | 1.416 | 1.667 | 1.975 | 2.346 | 2.778 | 3.258 | 3.785 | 4.372 | 5.021 | 5.722 | 6.475 | 7.28 | 8.141 | 9.05 | 10.011 | 11.025 | 12.09 | 13.207 | 14.376 | 15.598 | 16.871 | 18.197 | 19.575 | 21.004 | 22.486 | 24.02 | 25.606
Hydrogen Evolution | Srg_BB002 | MW | SSEN South | Iver 132kV | 0 | 0.278 | 0.328 | 0.386 | 0.457 | 0.543 | 0.643 | 0.754 | 0.876 | 1.012 | 1.162 | 1.325 | 1.499 | 1.685 | 1.885 | 2.095 | 2.317 | 2.552 | 2.799 | 3.057 | 3.327 | 3.61 | 3.905 | 4.212 | 4.531 | 4.862 | 5.205 | 5.56 | 5.927
Hydrogen Evolution | Srg_BB002 | MW | SSEN South | Iver 66kV | 0 | 0.074 | 0.087 | 0.102 | 0.121 | 0.144 | 0.17 | 0.199 | 0.232 | 0.268 | 0.307 | 0.35 | 0.396 | 0.446 | 0.498 | 0.554 | 0.613 | 0.675 | 0.74 | 0.809 | 0.881 | 0.955 | 1.033 | 1.114 | 1.199 | 1.286 | 1.377 | 1.471 | 1.568
Hydrogen Evolution | Srg_BB002 | MW | SSEN South | Laleham | 0 | 0.094 | 0.11 | 0.129 | 0.154 | 0.183 | 0.217 | 0.254 | 0.295 | 0.341 | 0.392 | 0.446 | 0.505 | 0.567 | 0.635 | 0.705 | 0.78 | 0.859 | 0.942 | 1.029 | 1.12 | 1.215 | 1.314 | 1.417 | 1.525 | 1.636 | 1.751 | 1.871 | 1.994
Hydrogen Evolution | Srg_BB002 | MW | SSEN South | Lovedean | 0 | 1.123 | 1.322 | 1.557 | 1.843 | 2.19 | 2.593 | 3.041 | 3.535 | 4.082 | 4.688 | 5.342 | 6.046 | 6.797 | 7.602 | 8.45 | 9.347 | 10.293 | 11.288 | 12.332 | 13.424 | 14.564 | 15.753 | 16.991 | 18.277 | 19.612 | 20.996 | 22.428 | 23.909
Hydrogen Evolution | Srg_BB002 | MW | SSEN South | Mannington | 0 | 1.453 | 1.71 | 2.014 | 2.385 | 2.834 | 3.356 | 3.935 | 4.573 | 5.282 | 6.066 | 6.912 | 7.822 | 8.794 | 9.834 | 10.932 | 12.093 | 13.317 | 14.604 | 15.954 | 17.367 | 18.842 | 20.381 | 21.982 | 23.646 | 25.373 | 27.163 | 29.016 | 30.932
Hydrogen Evolution | Srg_BB002 | MW | SSEN South | Melksham | 0 | 1.081 | 1.273 | 1.499 | 1.775 | 2.109 | 2.497 | 2.929 | 3.403 | 3.931 | 4.513 | 5.144 | 5.821 | 6.545 | 7.318 | 8.134 | 8.999 | 9.909 | 10.867 | 11.871 | 12.923 | 14.022 | 15.167 | 16.358 | 17.597 | 18.881 | 20.214 | 21.591 | 23.018
Hydrogen Evolution | Srg_BB002 | MW | SSEN South | Minety | 0 | 0.464 | 0.546 | 0.643 | 0.761 | 0.905 | 1.071 | 1.256 | 1.46 | 1.686 | 1.936 | 2.207 | 2.497 | 2.808 | 3.14 | 3.49 | 3.861 | 4.252 | 4.663 | 5.094 | 5.545 | 6.016 | 6.507 | 7.019 | 7.55 | 8.101 | 8.673 | 9.264 | 9.876
Hydrogen Evolution | Srg_BB002 | MW | SSEN South | North Hyde | 0 | 0.136 | 0.16 | 0.189 | 0.222 | 0.264 | 0.314 | 0.368 | 0.428 | 0.494 | 0.567 | 0.646 | 0.731 | 0.822 | 0.919 | 1.02 | 1.13 | 1.244 | 1.364 | 1.49 | 1.622 | 1.76 | 1.904 | 2.053 | 2.209 | 2.37 | 2.537 | 2.71 | 2.889
Hydrogen Evolution | Srg_BB002 | MW | SSEN South | Nursling | 0 | 0.523 | 0.616 | 0.725 | 0.859 | 1.019 | 1.208 | 1.415 | 1.646 | 1.901 | 2.182 | 2.488 | 2.815 | 3.165 | 3.539 | 3.933 | 4.352 | 4.793 | 5.256 | 5.741 | 6.25 | 6.781 | 7.334 | 7.91 | 8.509 | 9.131 | 9.775 | 10.442 | 11.131
Hydrogen Evolution | Srg_BB002 | MW | UKPN Eastern | Amersham Main | 0 | 0.122 | 0.145 | 0.171 | 0.202 | 0.24 | 0.284 | 0.333 | 0.387 | 0.447 | 0.514 | 0.585 | 0.662 | 0.744 | 0.832 | 0.925 | 1.024 | 1.127 | 1.236 | 1.35 | 1.469 | 1.594 | 1.724 | 1.86 | 2.001 | 2.147 | 2.298 | 2.455 | 2.617
Hydrogen Evolution | Srg_BB002 | MW | UKPN Eastern | Braintree | 0 | 0.437 | 0.515 | 0.606 | 0.717 | 0.852 | 1.009 | 1.184 | 1.375 | 1.589 | 1.824 | 2.079 | 2.353 | 2.645 | 2.958 | 3.288 | 3.637 | 4.006 | 4.393 | 4.798 | 5.223 | 5.668 | 6.129 | 6.612 | 7.113 | 7.631 | 8.17 | 8.727 | 9.304
Hydrogen Evolution | Srg_BB002 | MW | UKPN Eastern | Bramford | 0 | 2.279 | 2.682 | 3.157 | 3.74 | 4.444 | 5.262 | 6.171 | 7.171 | 8.283 | 9.513 | 10.841 | 12.267 | 13.793 | 15.423 | 17.146 | 18.967 | 20.887 | 22.905 | 25.022 | 27.237 | 29.553 | 31.965 | 34.477 | 37.087 | 39.796 | 42.603 | 45.508 | 48.514
Hydrogen Evolution | Srg_BB002 | MW | UKPN Eastern | Brimsdown | 0 | 0.215 | 0.254 | 0.298 | 0.353 | 0.418 | 0.497 | 0.582 | 0.677 | 0.781 | 0.897 | 1.023 | 1.157 | 1.301 | 1.455 | 1.617 | 1.789 | 1.97 | 2.16 | 2.359 | 2.568 | 2.786 | 3.013 | 3.25 | 3.496 | 3.752 | 4.016 | 4.29 | 4.574
Hydrogen Evolution | Srg_BB002 | MW | UKPN Eastern | Burwell Main | 0 | 0.795 | 0.935 | 1.102 | 1.305 | 1.551 | 1.836 | 2.153 | 2.502 | 2.89 | 3.319 | 3.782 | 4.28 | 4.812 | 5.381 | 5.982 | 6.618 | 7.287 | 7.992 | 8.73 | 9.503 | 10.31 | 11.152 | 12.029 | 12.94 | 13.884 | 14.863 | 15.877 | 16.925
Hydrogen Evolution | Srg_BB002 | MW | UKPN Eastern | Clacton | 0 | 0 | 0 | 0 | 0 | 0 | 0 | 0 | 0 | 0 | 0 | 0 | 0 | 0 | 0 | 0 | 0 | 0 | 0 | 0 | 0 | 0 | 0 | 0 | 0 | 0 | 0 | 0 | 0
Hydrogen Evolution | Srg_BB002 | MW | UKPN Eastern | Eaton Socon | 0 | 0.681 | 0.801 | 0.944 | 1.118 | 1.327 | 1.573 | 1.843 | 2.143 | 2.474 | 2.841 | 3.239 | 3.665 | 4.121 | 4.608 | 5.122 | 5.667 | 6.239 | 6.842 | 7.475 | 8.137 | 8.829 | 9.549 | 10.3 | 11.079 | 11.889 | 12.727 | 13.595 | 14.493
Hydrogen Evolution | Srg_BB002 | MW | UKPN Eastern | Elstree | 0 | 0.278 | 0.328 | 0.386 | 0.457 | 0.543 | 0.643 | 0.754 | 0.876 | 1.012 | 1.162 | 1.324 | 1.499 | 1.685 | 1.884 | 2.094 | 2.317 | 2.551 | 2.798 | 3.056 | 3.326 | 3.609 | 3.904 | 4.21 | 4.529 | 4.86 | 5.203 | 5.558 | 5.925
Hydrogen Evolution | Srg_BB002 | MW | UKPN Eastern | Loudwater | 0 | 0.066 | 0.078 | 0.091 | 0.107 | 0.128 | 0.151 | 0.177 | 0.206 | 0.238 | 0.273 | 0.311 | 0.352 | 0.396 | 0.443 | 0.492 | 0.544 | 0.599 | 0.657 | 0.717 | 0.781 | 0.847 | 0.916 | 0.988 | 1.063 | 1.141 | 1.221 | 1.305 | 1.391
Hydrogen Evolution | Srg_BB002 | MW | UKPN Eastern | Mill Hill | 0 | 0.083 | 0.097 | 0.114 | 0.135 | 0.161 | 0.19 | 0.223 | 0.26 | 0.3 | 0.344 | 0.392 | 0.444 | 0.499 | 0.559 | 0.621 | 0.687 | 0.757 | 0.83 | 0.907 | 0.987 | 1.071 | 1.158 | 1.249 | 1.344 | 1.442 | 1.544 | 1.649 | 1.758
Hydrogen Evolution | Srg_BB002 | MW | UKPN Eastern | Norwich Main | 0 | 1.82 | 2.142 | 2.521 | 2.987 | 3.549 | 4.202 | 4.928 | 5.726 | 6.614 | 7.596 | 8.657 | 9.796 | 11.014 | 12.315 | 13.691 | 15.145 | 16.678 | 18.29 | 19.98 | 21.75 | 23.598 | 25.524 | 27.53 | 29.614 | 31.777 | 34.018 | 36.339 | 38.738
Hydrogen Evolution | Srg_BB002 | MW | UKPN Eastern | Pelham | 0 | 0.558 | 0.656 | 0.773 | 0.916 | 1.088 | 1.288 | 1.511 | 1.755 | 2.027 | 2.328 | 2.653 | 3.003 | 3.376 | 3.775 | 4.196 | 4.642 | 5.112 | 5.606 | 6.124 | 6.666 | 7.233 | 7.823 | 8.438 | 9.077 | 9.74 | 10.427 | 11.138 | 11.873
Hydrogen Evolution | Srg_BB002 | MW | UKPN Eastern | Rayleigh | 0 | 0.855 | 1.007 | 1.185 | 1.404 | 1.668 | 1.975 | 2.316 | 2.691 | 3.108 | 3.569 | 4.068 | 4.603 | 5.175 | 5.787 | 6.433 | 7.117 | 7.837 | 8.594 | 9.388 | 10.22 | 11.088 | 11.993 | 12.935 | 13.915 | 14.931 | 15.984 | 17.075 | 18.202
Hydrogen Evolution | Srg_BB002 | MW | UKPN Eastern | Rye House | 0 | 0.367 | 0.433 | 0.51 | 0.604 | 0.718 | 0.85 | 0.996 | 1.158 | 1.337 | 1.536 | 1.75 | 1.98 | 2.227 | 2.49 | 2.768 | 3.062 | 3.372 | 3.698 | 4.039 | 4.397 | 4.77 | 5.16 | 5.565 | 5.987 | 6.424 | 6.877 | 7.346 | 7.831
Hydrogen Evolution | Srg_BB002 | MW | UKPN Eastern | Sheringham Shoal | 0 | 0 | 0 | 0 | 0 | 0 | 0 | 0 | 0 | 0 | 0 | 0 | 0 | 0 | 0 | 0 | 0 | 0 | 0 | 0 | 0 | 0 | 0 | 0 | 0 | 0 | 0 | 0 | 0
Hydrogen Evolution | Srg_BB002 | MW | UKPN Eastern | Sundon | 0 | 0.667 | 0.785 | 0.924 | 1.095 | 1.301 | 1.54 | 1.806 | 2.099 | 2.425 | 2.785 | 3.173 | 3.591 | 4.038 | 4.515 | 5.019 | 5.552 | 6.114 | 6.705 | 7.326 | 7.974 | 8.652 | 9.358 | 10.094 | 10.858 | 11.651 | 12.473 | 13.323 | 14.203
Hydrogen Evolution | Srg_BB002 | MW | UKPN Eastern | Tilbury | 0 | 0.174 | 0.204 | 0.241 | 0.285 | 0.339 | 0.401 | 0.471 | 0.547 | 0.632 | 0.726 | 0.827 | 0.936 | 1.052 | 1.177 | 1.308 | 1.447 | 1.594 | 1.748 | 1.909 | 2.078 | 2.255 | 2.439 | 2.63 | 2.829 | 3.036 | 3.25 | 3.472 | 3.701
Hydrogen Evolution | Srg_BB002 | MW | UKPN Eastern | Tottenham | 0 | 0.169 | 0.198 | 0.234 | 0.277 | 0.329 | 0.39 | 0.457 | 0.531 | 0.613 | 0.705 | 0.803 | 0.909 | 1.022 | 1.142 | 1.27 | 1.405 | 1.547 | 1.697 | 1.853 | 2.017 | 2.189 | 2.368 | 2.554 | 2.747 | 2.948 | 3.156 | 3.371 | 3.593
Hydrogen Evolution | Srg_BB002 | MW | UKPN Eastern | Walpole (_A) | 0 | 1.549 | 1.824 | 2.148 | 2.543 | 3.022 | 3.578 | 4.196 | 4.876 | 5.632 | 6.468 | 7.371 | 8.341 | 9.378 | 10.486 | 11.657 | 12.896 | 14.201 | 15.573 | 17.013 | 18.52 | 20.093 | 21.734 | 23.442 | 25.216 | 27.058 | 28.967 | 30.943 | 32.985
Hydrogen Evolution | Srg_BB002 | MW | UKPN Eastern | Warley | 0 | 0.199 | 0.234 | 0.277 | 0.328 | 0.389 | 0.461 | 0.54 | 0.628 | 0.725 | 0.833 | 0.949 | 1.074 | 1.207 | 1.35 | 1.501 | 1.66 | 1.828 | 2.005 | 2.19 | 2.384 | 2.587 | 2.798 | 3.018 | 3.246 | 3.483 | 3.729 | 3.983 | 4.246
Hydrogen Evolution | Srg_BB002 | MW | UKPN Eastern | Watford South | 0 | 0.287 | 0.339 | 0.398 | 0.471 | 0.56 | 0.663 | 0.778 | 0.904 | 1.044 | 1.199 | 1.367 | 1.546 | 1.739 | 1.944 | 2.161 | 2.391 | 2.633 | 2.887 | 3.154 | 3.433 | 3.725 | 4.029 | 4.347 | 4.675 | 5.016 | 5.37 | 5.736 | 6.115
Hydrogen Evolution | Srg_BB002 | MW | UKPN Eastern | West Thurrock | 0 | 0.052 | 0.061 | 0.072 | 0.085 | 0.101 | 0.12 | 0.141 | 0.164 | 0.189 | 0.217 | 0.247 | 0.279 | 0.314 | 0.351 | 0.39 | 0.432 | 0.476 | 0.522 | 0.569 | 0.619 | 0.672 | 0.727 | 0.784 | 0.844 | 0.905 | 0.969 | 1.035 | 1.104
Hydrogen Evolution | Srg_BB002 | MW | UKPN Eastern | Wymondley | 0 | 0.364 | 0.428 | 0.504 | 0.597 | 0.71 | 0.841 | 0.986 | 1.146 | 1.323 | 1.52 | 1.732 | 1.96 | 2.203 | 2.464 | 2.739 | 3.03 | 3.337 | 3.659 | 3.998 | 4.352 | 4.721 | 5.107 | 5.508 | 5.925 | 6.358 | 6.807 | 7.271 | 7.751
Hydrogen Evolution | Srg_BB002 | MW | UKPN London | Acton Lane 22kV | 0 | 0 | 0 | 0 | 0 | 0 | 0 | 0 | 0 | 0 | 0 | 0 | 0 | 0 | 0 | 0 | 0 | 0 | 0 | 0 | 0 | 0 | 0 | 0 | 0 | 0 | 0 | 0 | 0
Hydrogen Evolution | Srg_BB002 | MW | UKPN London | Barking | 0 | 0.245 | 0.288 | 0.339 | 0.402 | 0.478 | 0.566 | 0.663 | 0.771 | 0.89 | 1.022 | 1.165 | 1.318 | 1.482 | 1.658 | 1.843 | 2.039 | 2.245 | 2.462 | 2.69 | 2.928 | 3.177 | 3.436 | 3.706 | 3.986 | 4.277 | 4.579 | 4.892 | 5.214
Hydrogen Evolution | Srg_BB002 | MW | UKPN London | Barking West | 0 | 0 | 0 | 0 | 0 | 0 | 0 | 0 | 0 | 0 | 0 | 0 | 0 | 0 | 0 | 0 | 0 | 0 | 0 | 0 | 0 | 0 | 0 | 0 | 0 | 0 | 0 | 0 | 0
Hydrogen Evolution | Srg_BB002 | MW | UKPN London | Beddington (_C) | 0 | 0.071 | 0.084 | 0.098 | 0.116 | 0.138 | 0.163 | 0.191 | 0.222 | 0.257 | 0.295 | 0.336 | 0.38 | 0.427 | 0.478 | 0.531 | 0.587 | 0.647 | 0.709 | 0.774 | 0.843 | 0.914 | 0.989 | 1.067 | 1.148 | 1.232 | 1.318 | 1.408 | 1.501
Hydrogen Evolution | Srg_BB002 | MW | UKPN London | Canal Bank | 0 | 0 | 0 | 0 | 0 | 0 | 0 | 0 | 0 | 0 | 0 | 0 | 0 | 0 | 0 | 0 | 0 | 0 | 0 | 0 | 0 | 0 | 0 | 0 | 0 | 0 | 0 | 0 | 0
Hydrogen Evolution | Srg_BB002 | MW | UKPN London | City Road | 0 | 0.017 | 0.019 | 0.023 | 0.027 | 0.032 | 0.038 | 0.045 | 0.052 | 0.06 | 0.069 | 0.079 | 0.09 | 0.101 | 0.113 | 0.125 | 0.139 | 0.153 | 0.168 | 0.183 | 0.2 | 0.217 | 0.234 | 0.253 | 0.272 | 0.292 | 0.312 | 0.334 | 0.356
Hydrogen Evolution | Srg_BB002 | MW | UKPN London | Greenford | 0 | 0 | 0 | 0 | 0 | 0 | 0 | 0 | 0 | 0 | 0 | 0 | 0 | 0 | 0 | 0 | 0 | 0 | 0 | 0 | 0 | 0 | 0 | 0 | 0 | 0 | 0 | 0 | 0
Hydrogen Evolution | Srg_BB002 | MW | UKPN London | Hackney 132kV | 0 | 0.137 | 0.161 | 0.189 | 0.224 | 0.267 | 0.316 | 0.37 | 0.43 | 0.497 | 0.571 | 0.65 | 0.736 | 0.827 | 0.925 | 1.028 | 1.137 | 1.253 | 1.374 | 1.5 | 1.633 | 1.772 | 1.917 | 2.067 | 2.224 | 2.386 | 2.554 | 2.729 | 2.909
Hydrogen Evolution | Srg_BB002 | MW | UKPN London | Hackney 66kV | 0 | 0 | 0 | 0 | 0 | 0 | 0 | 0 | 0 | 0 | 0 | 0 | 0 | 0 | 0 | 0 | 0 | 0 | 0 | 0 | 0 | 0 | 0 | 0 | 0 | 0 | 0 | 0 | 0
Hydrogen Evolution | Srg_BB002 | MW | UKPN London | Hurst | 0 | 0.161 | 0.189 | 0.223 | 0.264 | 0.314 | 0.372 | 0.437 | 0.507 | 0.586 | 0.673 | 0.767 | 0.868 | 0.976 | 1.091 | 1.213 | 1.342 | 1.478 | 1.621 | 1.771 | 1.927 | 2.091 | 2.262 | 2.44 | 2.624 | 2.816 | 3.015 | 3.22 | 3.433
Hydrogen Evolution | Srg_BB002 | MW | UKPN London | Islington | 0 | 0 | 0 | 0 | 0 | 0 | 0 | 0 | 0 | 0 | 0 | 0 | 0 | 0 | 0 | 0 | 0 | 0 | 0 | 0 | 0 | 0 | 0 | 0 | 0 | 0 | 0 | 0 | 0
Hydrogen Evolution | Srg_BB002 | MW | UKPN London | Littlebrook (_C) | 0 | 0.116 | 0.136 | 0.161 | 0.19 | 0.226 | 0.268 | 0.314 | 0.365 | 0.421 | 0.484 | 0.551 | 0.624 | 0.701 | 0.784 | 0.872 | 0.965 | 1.062 | 1.165 | 1.272 | 1.385 | 1.502 | 1.625 | 1.753 | 1.886 | 2.023 | 2.166 | 2.314 | 2.467
Hydrogen Evolution | Srg_BB002 | MW | UKPN London | Lodge Road | 0 | 0.036 | 0.043 | 0.05 | 0.06 | 0.071 | 0.084 | 0.098 | 0.114 | 0.132 | 0.151 | 0.172 | 0.195 | 0.219 | 0.245 | 0.272 | 0.301 | 0.332 | 0.364 | 0.398 | 0.433 | 0.469 | 0.508 | 0.548 | 0.589 | 0.632 | 0.677 | 0.723 | 0.77
Hydrogen Evolution | Srg_BB002 | MW | UKPN London | New Cross | 0 | 0.128 | 0.149 | 0.176 | 0.209 | 0.248 | 0.294 | 0.344 | 0.4 | 0.462 | 0.531 | 0.605 | 0.685 | 0.77 | 0.861 | 0.958 | 1.059 | 1.167 | 1.279 | 1.398 | 1.522 | 1.652 | 1.786 | 1.927 | 2.073 | 2.224 | 2.381 | 2.543 | 2.711
Hydrogen Evolution | Srg_BB002 | MW | UKPN London | Perivale | 0 | 0 | 0 | 0 | 0 | 0 | 0 | 0 | 0 | 0 | 0 | 0 | 0 | 0 | 0 | 0 | 0 | 0 | 0 | 0 | 0 | 0 | 0 | 0 | 0 | 0 | 0 | 0 | 0
Hydrogen Evolution | Srg_BB002 | MW | UKPN London | Redbridge | 0 | 0.077 | 0.09 | 0.106 | 0.126 | 0.149 | 0.177 | 0.207 | 0.241 | 0.278 | 0.32 | 0.364 | 0.412 | 0.463 | 0.518 | 0.576 | 0.637 | 0.702 | 0.769 | 0.841 | 0.915 | 0.993 | 1.074 | 1.159 | 1.246 | 1.337 | 1.432 | 1.529 | 1.63
Hydrogen Evolution | Srg_BB002 | MW | UKPN London | St John's Wood | 0 | 0.048 | 0.057 | 0.066 | 0.078 | 0.093 | 0.11 | 0.129 | 0.15 | 0.174 | 0.199 | 0.227 | 0.257 | 0.289 | 0.323 | 0.36 | 0.398 | 0.438 | 0.48 | 0.525 | 0.572 | 0.62 | 0.671 | 0.723 | 0.778 | 0.835 | 0.894 | 0.955 | 1.018
Hydrogen Evolution | Srg_BB002 | MW | UKPN London | West Ham | 0 | 0.157 | 0.183 | 0.216 | 0.256 | 0.305 | 0.361 | 0.423 | 0.492 | 0.568 | 0.653 | 0.744 | 0.842 | 0.947 | 1.059 | 1.177 | 1.302 | 1.434 | 1.573 | 1.719 | 1.871 | 2.03 | 2.196 | 2.368 | 2.548 | 2.734 | 2.926 | 3.126 | 3.332
Hydrogen Evolution | Srg_BB002 | MW | UKPN London | Willesden 132kV | 0 | 0.018 | 0.022 | 0.026 | 0.03 | 0.036 | 0.043 | 0.05 | 0.058 | 0.067 | 0.077 | 0.088 | 0.1 | 0.112 | 0.125 | 0.139 | 0.154 | 0.17 | 0.186 | 0.204 | 0.222 | 0.24 | 0.26 | 0.28 | 0.302 | 0.324 | 0.347 | 0.37 | 0.395
Hydrogen Evolution | Srg_BB002 | MW | UKPN London | Willesden 66kV | 0 | 0.049 | 0.057 | 0.066 | 0.079 | 0.094 | 0.111 | 0.13 | 0.151 | 0.175 | 0.201 | 0.229 | 0.259 | 0.291 | 0.326 | 0.362 | 0.401 | 0.441 | 0.484 | 0.529 | 0.576 | 0.625 | 0.676 | 0.729 | 0.784 | 0.842 | 0.901 | 0.963 | 1.026
Hydrogen Evolution | Srg_BB002 | MW | UKPN London | Wimbledon North | 0 | 0 | 0 | 0 | 0 | 0 | 0 | 0 | 0 | 0 | 0 | 0 | 0 | 0 | 0 | 0 | 0 | 0 | 0 | 0 | 0 | 0 | 0 | 0 | 0 | 0 | 0 | 0 | 0
Hydrogen Evolution | Srg_BB002 | MW | UKPN London | Wimbledon South | 0 | 0.24 | 0.282 | 0.332 | 0.393 | 0.467 | 0.553 | 0.649 | 0.754 | 0.871 | 1 | 1.14 | 1.29 | 1.45 | 1.621 | 1.802 | 1.994 | 2.196 | 2.408 | 2.631 | 2.864 | 3.107 | 3.361 | 3.625 | 3.899 | 4.184 | 4.479 | 4.784 | 5.1
Hydrogen Evolution | Srg_BB002 | MW | UKPN South East | Beddington (_J) | 0 | 0.301 | 0.354 | 0.416 | 0.493 | 0.586 | 0.694 | 0.814 | 0.946 | 1.092 | 1.254 | 1.429 | 1.617 | 1.819 | 2.034 | 2.261 | 2.501 | 2.754 | 3.02 | 3.299 | 3.591 | 3.896 | 4.214 | 4.546 | 4.89 | 5.247 | 5.617 | 6 | 6.396
Hydrogen Evolution | Srg_BB002 | MW | UKPN South East | Bolney | 0 | 1.196 | 1.408 | 1.657 | 1.963 | 2.332 | 2.761 | 3.238 | 3.763 | 4.346 | 4.992 | 5.688 | 6.437 | 7.237 | 8.093 | 8.997 | 9.952 | 10.96 | 12.019 | 13.129 | 14.292 | 15.506 | 16.772 | 18.091 | 19.46 | 20.881 | 22.354 | 23.879 | 25.456
Hydrogen Evolution | Srg_BB002 | MW | UKPN South East | Canterbury | 0 | 0.381 | 0.448 | 0.528 | 0.624 | 0.743 | 0.878 | 1.03 | 1.198 | 1.384 | 1.588 | 1.811 | 2.05 | 2.304 | 2.577 | 2.863 | 3.169 | 3.488 | 3.825 | 4.179 | 4.549 | 4.936 | 5.339 | 5.758 | 6.194 | 6.647 | 7.116 | 7.601 | 8.103
Hydrogen Evolution | Srg_BB002 | MW | UKPN South East | Chessington | 0 | 0.195 | 0.23 | 0.271 | 0.321 | 0.381 | 0.451 | 0.529 | 0.615 | 0.71 | 0.816 | 0.929 | 1.052 | 1.183 | 1.322 | 1.47 | 1.626 | 1.791 | 1.964 | 2.146 | 2.336 | 2.534 | 2.741 | 2.956 | 3.18 | 3.413 | 3.653 | 3.902 | 4.16
Hydrogen Evolution | Srg_BB002 | MW | UKPN South East | Kemsley | 0 | 0.182 | 0.213 | 0.252 | 0.298 | 0.354 | 0.42 | 0.492 | 0.572 | 0.66 | 0.758 | 0.864 | 0.978 | 1.1 | 1.23 | 1.367 | 1.512 | 1.665 | 1.826 | 1.995 | 2.171 | 2.356 | 2.548 | 2.748 | 2.956 | 3.172 | 3.396 | 3.628 | 3.867
Hydrogen Evolution | Srg_BB002 | MW | UKPN South East | Kingsnorth | 0 | 0.205 | 0.242 | 0.284 | 0.337 | 0.4 | 0.474 | 0.555 | 0.645 | 0.745 | 0.856 | 0.975 | 1.104 | 1.241 | 1.388 | 1.543 | 1.706 | 1.879 | 2.061 | 2.251 | 2.451 | 2.659 | 2.876 | 3.102 | 3.337 | 3.58 | 3.833 | 4.094 | 4.365
Hydrogen Evolution | Srg_BB002 | MW | UKPN South East | Littlebrook (_J) | 0 | 0.004 | 0.004 | 0.006 | 0.007 | 0.007 | 0.008 | 0.009 | 0.011 | 0.013 | 0.015 | 0.017 | 0.019 | 0.021 | 0.024 | 0.027 | 0.029 | 0.032 | 0.036 | 0.039 | 0.042 | 0.046 | 0.05 | 0.054 | 0.058 | 0.062 | 0.067 | 0.071 | 0.076
Hydrogen Evolution | Srg_BB002 | MW | UKPN South East | Ninfield | 0 | 1.033 | 1.216 | 1.431 | 1.695 | 2.014 | 2.385 | 2.797 | 3.25 | 3.754 | 4.312 | 4.914 | 5.561 | 6.252 | 6.991 | 7.772 | 8.597 | 9.467 | 10.382 | 11.342 | 12.346 | 13.395 | 14.489 | 15.628 | 16.811 | 18.038 | 19.312 | 20.628 | 21.99
Hydrogen Evolution | Srg_BB002 | MW | UKPN South East | Northfleet East | 0 | 0.682 | 0.804 | 0.946 | 1.12 | 1.331 | 1.576 | 1.848 | 2.148 | 2.481 | 2.849 | 3.247 | 3.674 | 4.131 | 4.62 | 5.136 | 5.681 | 6.256 | 6.861 | 7.495 | 8.158 | 8.851 | 9.574 | 10.327 | 11.108 | 11.92 | 12.761 | 13.631 | 14.531
Hydrogen Evolution | Srg_BB002 | MW | UKPN South East | Richborough | 0 | 0.347 | 0.409 | 0.481 | 0.57 | 0.677 | 0.801 | 0.94 | 1.092 | 1.261 | 1.449 | 1.651 | 1.868 | 2.1 | 2.348 | 2.611 | 2.888 | 3.18 | 3.487 | 3.81 | 4.147 | 4.499 | 4.867 | 5.249 | 5.646 | 6.059 | 6.486 | 6.929 | 7.386
Hydrogen Evolution | Srg_BB002 | MW | UKPN South East | Sellindge | 0 | 0.548 | 0.644 | 0.759 | 0.899 | 1.068 | 1.265 | 1.483 | 1.724 | 1.991 | 2.287 | 2.606 | 2.949 | 3.316 | 3.707 | 4.122 | 4.559 | 5.021 | 5.506 | 6.015 | 6.547 | 7.104 | 7.684 | 8.288 | 8.915 | 9.566 | 10.241 | 10.939 | 11.662
Hydrogen Evolution | Srg_BB002 | MW | UKPN South East | West Weybridge | 0 | 0.476 | 0.559 | 0.658 | 0.781 | 0.926 | 1.097 | 1.288 | 1.495 | 1.727 | 1.983 | 2.26 | 2.558 | 2.876 | 3.216 | 3.575 | 3.955 | 4.355 | 4.776 | 5.218 | 5.68 | 6.163 | 6.666 | 7.19 | 7.734 | 8.299 | 8.885 | 9.491 | 10.117
Hydrogen Evolution | Srg_BB003 | MW | NGET | Direct(NGET) | 0 | 2004 | 1824 | 2004 | 2004 | 2004 | 2004 | 2004 | 2004 | 2004 | 2004 | 2004 | 2004 | 2004 | 2004 | 2004 | 2004 | 2004 | 2004 | 2004 | 2004 | 2004 | 2004 | 2004 | 2004 | 2004 | 2004 | 2004 | 2004
Hydrogen Evolution | Srg_BB003 | MW | SHETL | Direct(SHETL) | 0 | 300 | 300 | 300 | 300 | 300 | 300 | 300 | 912 | 912 | 912 | 912 | 912 | 1212 | 1212 | 1662 | 1662 | 1662 | 1662 | 1662 | 1662 | 1662 | 1662 | 1662 | 1662 | 1662 | 1662 | 1662 | 1662
Hydrogen Evolution | Srg_BB003 | MW | SPEN Manweb | Connah's Quay | 0 | 0 | 0 | 0 | 0 | 0 | 0 | 0 | 0 | 0 | 0 | 99.9 | 99.9 | 99.9 | 99.9 | 99.9 | 99.9 | 99.9 | 99.9 | 99.9 | 99.9 | 99.9 | 99.9 | 99.9 | 99.9 | 99.9 | 99.9 | 99.9 | 99.9
Hydrogen Evolution | Srg_BB003 | MW | SPTL | Direct(SPTL) | 0 | 440 | 440 | 440 | 440 | 440 | 440 | 440 | 650 | 650 | 650 | 650 | 650 | 650 | 650 | 650 | 650 | 650 | 650 | 650 | 650 | 650 | 650 | 650 | 650 | 650 | 650 | 650 | 650
Hydrogen Evolution | Srg_BB004 | MW | Electricity North West | Rochdale | 0 | 5 | 5 | 5 | 5 | 5 | 5 | 5 | 5 | 5 | 105 | 105 | 105 | 105 | 105 | 105 | 105 | 105 | 105 | 105 | 105 | 105 | 105 | 105 | 105 | 105 | 105 | 105 | 105
Hydrogen Evolution | Srg_BB004 | MW | NGET | Direct(NGET) | 0 | 0 | 0 | 49.9 | 49.9 | 49.9 | 49.9 | 49.9 | 49.9 | 749.9 | 749.9 | 849.9 | 1049.9 | 1199.9 | 1699.9 | 1699.9 | 1699.9 | 2299.9 | 2799.9 | 3299.9 | 5699.9 | 5699.9 | 5699.9 | 6199.9 | 6699.9 | 6699.9 | 6699.9 | 6699.9 | 6699.9
Hydrogen Evolution | Srg_BB004 | MW | NPg Northeast | Norton | 0 | 3.294 | 3.294 | 3.294 | 3.294 | 3.294 | 3.294 | 3.294 | 3.294 | 3.294 | 3.294 | 3.294 | 3.294 | 3.294 | 3.294 | 3.294 | 3.294 | 3.294 | 3.294 | 3.294 | 3.294 | 3.294 | 3.294 | 3.294 | 3.294 | 3.294 | 3.294 | 3.294 | 3.294
Hydrogen Evolution | Srg_BB004 | MW | SHETL | Direct(SHETL) | 0 | 0 | 0 | 0 | 0 | 0 | 0 | 0 | 0 | 0 | 0 | 0 | 0 | 0 | 0 | 0 | 0 | 0 | 0 | 0 | 0 | 0 | 0 | 0 | 0 | 0 | 0 | 0 | 0
Hydrogen Evolution | Srg_BB004 | MW | SPEN Manweb | Frodsham | 0 | 0 | 0 | 0 | 0 | 0 | 0 | 0 | 0 | 0 | 0 | 0 | 100 | 100 | 200 | 200 | 200 | 200 | 200 | 200 | 200 | 200 | 200 | 200 | 200 | 200 | 200 | 200 | 200
Hydrogen Evolution | Srg_BB004 | MW | SPTL | Direct(SPTL) | 0 | 0 | 0 | 0 | 0 | 99.8 | 99.8 | 99.8 | 99.8 | 99.8 | 99.8 | 99.8 | 99.8 | 99.8 | 99.8 | 99.8 | 99.8 | 99.8 | 99.8 | 99.8 | 99.8 | 99.8 | 99.8 | 99.8 | 99.8 | 99.8 | 99.8 | 99.8 | 99.8
Hydrogen Evolution | Srg_BB005 | MW | Electricity North West | Bredbury |  | 0 | 0 | 0 | 0 | 0 | -0.07 | -0.119 | -0.246 | -0.436 | -0.742 | -1.207 | -1.905 | -2.909 | -4.319 | -6.235 | -8.789 | -12.087 | -16.248 | -21.436 | -27.629 | -34.781 | -42.642 | -50.481 | -58.165 | -64.666 | -70.327 | -75.035 | -78.686
Hydrogen Evolution | Srg_BB005 | MW | Electricity North West | Harker |  | 0 | 0 | 0 | 0 | 0 | -0.075 | -0.128 | -0.265 | -0.468 | -0.798 | -1.299 | -2.049 | -3.129 | -4.646 | -6.708 | -9.455 | -13.002 | -17.478 | -23.06 | -29.721 | -37.416 | -45.871 | -54.305 | -62.57 | -69.564 | -75.653 | -80.718 | -84.646
Hydrogen Evolution | Srg_BB005 | MW | Electricity North West | Heysham (NGET) |  | 0 | 0 | 0 | 0 | 0 | -0.032 | -0.054 | -0.112 | -0.199 | -0.338 | -0.55 | -0.868 | -1.326 | -1.969 | -2.843 | -4.007 | -5.511 | -7.408 | -9.774 | -12.597 | -15.859 | -19.442 | -23.017 | -26.52 | -29.484 | -32.065 | -34.213 | -35.878
Hydrogen Evolution | Srg_BB005 | MW | Electricity North West | Hutton |  | 0 | 0 | 0 | 0 | 0 | -0.075 | -0.128 | -0.265 | -0.468 | -0.798 | -1.299 | -2.049 | -3.129 | -4.646 | -6.708 | -9.455 | -13.002 | -17.478 | -23.06 | -29.721 | -37.416 | -45.871 | -54.305 | -62.57 | -69.564 | -75.653 | -80.718 | -84.646
Hydrogen Evolution | Srg_BB005 | MW | Electricity North West | Kearsley 132kV |  | 0 | 0 | 0 | 0 | 0 | -0.097 | -0.166 | -0.343 | -0.605 | -1.032 | -1.678 | -2.647 | -4.043 | -6.003 | -8.666 | -12.216 | -16.799 | -22.583 | -29.794 | -38.401 | -48.342 | -59.267 | -70.164 | -80.843 | -89.878 | -97.746 | -104.29 | -109.365
Hydrogen Evolution | Srg_BB005 | MW | Electricity North West | Kearsley 33kV |  | 0 | 0 | 0 | 0 | 0 | -0.097 | -0.166 | -0.343 | -0.605 | -1.032 | -1.678 | -2.647 | -4.043 | -6.003 | -8.666 | -12.216 | -16.799 | -22.583 | -29.794 | -38.401 | -48.342 | -59.267 | -70.164 | -80.843 | -89.878 | -97.746 | -104.29 | -109.365
Hydrogen Evolution | Srg_BB005 | MW | Electricity North West | Kirkby (_G) |  | 0 | 0 | 0 | 0 | 0 | -0.02 | -0.034 | -0.07 | -0.124 | -0.21 | -0.342 | -0.54 | -0.825 | -1.225 | -1.768 | -2.492 | -3.427 | -4.607 | -6.079 | -7.835 | -9.863 | -12.092 | -14.316 | -16.494 | -18.337 | -19.943 | -21.278 | -22.314
Hydrogen Evolution | Srg_BB005 | MW | Electricity North West | Macclesfield |  | 0 | 0 | 0 | 0 | 0 | -0.025 | -0.043 | -0.089 | -0.158 | -0.269 | -0.437 | -0.69 | -1.054 | -1.564 | -2.258 | -3.184 | -4.378 | -5.885 | -7.764 | -10.007 | -12.598 | -15.446 | -18.285 | -21.068 | -23.423 | -25.473 | -27.178 | -28.5
Hydrogen Evolution | Srg_BB005 | MW | Electricity North West | Ormonde |  | 0 | 0 | 0 | 0 | 0 | -0.016 | -0.027 | -0.056 | -0.099 | -0.169 | -0.275 | -0.434 | -0.663 | -0.985 | -1.422 | -2.004 | -2.755 | -3.704 | -4.887 | -6.299 | -7.929 | -9.721 | -11.508 | -13.26 | -14.742 | -16.032 | -17.106 | -17.939
Hydrogen Evolution | Srg_BB005 | MW | Electricity North West | Padiham |  | 0 | 0 | 0 | 0 | 0 | -0.115 | -0.195 | -0.405 | -0.715 | -1.218 | -1.982 | -3.127 | -4.775 | -7.09 | -10.236 | -14.428 | -19.841 | -26.672 | -35.19 | -45.356 | -57.097 | -70.001 | -82.871 | -95.485 | -106.157 | -115.449 | -123.178 | -129.172
Hydrogen Evolution | Srg_BB005 | MW | Electricity North West | Penwortham East |  | 0 | 0 | 0 | 0 | 0 | -0.059 | -0.1 | -0.207 | -0.366 | -0.624 | -1.015 | -1.601 | -2.444 | -3.629 | -5.24 | -7.386 | -10.157 | -13.654 | -18.014 | -23.219 | -29.229 | -35.835 | -42.423 | -48.88 | -54.343 | -59.1 | -63.056 | -66.125
Hydrogen Evolution | Srg_BB005 | MW | Electricity North West | Penwortham West |  | 0 | 0 | 0 | 0 | 0 | -0.04 | -0.068 | -0.141 | -0.25 | -0.425 | -0.692 | -1.092 | -1.667 | -2.476 | -3.574 | -5.038 | -6.928 | -9.314 | -12.288 | -15.837 | -19.937 | -24.443 | -28.936 | -33.341 | -37.068 | -40.313 | -43.011 | -45.104
Hydrogen Evolution | Srg_BB005 | MW | Electricity North West | Robin Rigg |  | 0 | 0 | 0 | 0 | 0 | -0.075 | -0.128 | -0.265 | -0.468 | -0.798 | -1.299 | -2.049 | -3.129 | -4.646 | -6.708 | -9.455 | -13.002 | -17.478 | -23.06 | -29.721 | -37.416 | -45.871 | -54.305 | -62.57 | -69.564 | -75.653 | -80.718 | -84.646
Hydrogen Evolution | Srg_BB005 | MW | Electricity North West | Rochdale |  | 0 | 0 | 0 | 0 | 0 | -0.075 | -0.127 | -0.263 | -0.465 | -0.793 | -1.289 | -2.034 | -3.106 | -4.612 | -6.658 | -9.385 | -12.906 | -17.35 | -22.89 | -29.502 | -37.14 | -45.533 | -53.905 | -62.11 | -69.052 | -75.096 | -80.123 | -84.021
Hydrogen Evolution | Srg_BB005 | MW | Electricity North West | South Manchester |  | 0 | 0 | 0 | 0 | 0 | -0.064 | -0.109 | -0.226 | -0.399 | -0.681 | -1.107 | -1.747 | -2.667 | -3.961 | -5.718 | -8.06 | -11.084 | -14.9 | -19.658 | -25.336 | -31.896 | -39.104 | -46.293 | -53.339 | -59.301 | -64.492 | -68.81 | -72.157
Hydrogen Evolution | Srg_BB005 | MW | Electricity North West | Stalybridge |  | 0 | 0 | 0 | 0 | 0 | -0.114 | -0.194 | -0.401 | -0.709 | -1.208 | -1.966 | -3.101 | -4.736 | -7.031 | -10.151 | -14.309 | -19.677 | -26.452 | -34.9 | -44.981 | -56.626 | -69.423 | -82.187 | -94.697 | -105.28 | -114.496 | -122.161 | -128.104
Hydrogen Evolution | Srg_BB005 | MW | Electricity North West | Stanah |  | 0 | 0 | 0 | 0 | 0 | -0.04 | -0.068 | -0.141 | -0.25 | -0.425 | -0.692 | -1.092 | -1.667 | -2.476 | -3.574 | -5.038 | -6.928 | -9.314 | -12.288 | -15.837 | -19.937 | -24.443 | -28.936 | -33.341 | -37.068 | -40.313 | -43.011 | -45.104
Hydrogen Evolution | Srg_BB005 | MW | Electricity North West | Walney 2 |  | 0 | 0 | 0 | 0 | 0 | -0.04 | -0.068 | -0.141 | -0.25 | -0.425 | -0.692 | -1.092 | -1.667 | -2.476 | -3.574 | -5.038 | -6.928 | -9.314 | -12.288 | -15.837 | -19.937 | -24.443 | -28.936 | -33.341 | -37.068 | -40.313 | -43.011 | -45.104
Hydrogen Evolution | Srg_BB005 | MW | Electricity North West | Washway Farm |  | 0 | 0 | 0 | 0 | 0 | -0.02 | -0.034 | -0.07 | -0.124 | -0.21 | -0.342 | -0.54 | -0.825 | -1.225 | -1.768 | -2.492 | -3.427 | -4.607 | -6.079 | -7.835 | -9.863 | -12.092 | -14.316 | -16.494 | -18.337 | -19.943 | -21.278 | -22.314
Hydrogen Evolution | Srg_BB005 | MW | Electricity North West | Whitegate |  | 0 | 0 | 0 | 0 | 0 | -0.052 | -0.088 | -0.183 | -0.323 | -0.551 | -0.897 | -1.414 | -2.16 | -3.207 | -4.63 | -6.527 | -8.975 | -12.065 | -15.918 | -20.517 | -25.828 | -31.665 | -37.487 | -43.193 | -48.02 | -52.223 | -55.72 | -58.431
Hydrogen Evolution | Srg_BB005 | MW | IDNO - Refer to Comment Field | Tynemouth 2 |  | 0 | 0 | 0 | 0 | 0 | -0.01 | -0.018 | -0.037 | -0.065 | -0.11 | -0.18 | -0.283 | -0.433 | -0.643 | -0.928 | -1.308 | -1.799 | -2.418 | -3.19 | -4.112 | -5.177 | -6.347 | -7.513 | -8.657 | -9.625 | -10.467 | -11.169 | -11.711 | Note: TYNE2 is operated by an IDNO allocated to GSP Group/licence area F
Hydrogen Evolution | Srg_BB005 | MW | NGED East Midlands | Berkswell |  | 0 | 0 | 0 | 0 | 0 | -0.156 | -0.265 | -0.549 | -0.97 | -1.654 | -2.69 | -4.244 | -6.481 | -9.623 | -13.893 | -19.584 | -26.931 | -36.203 | -47.764 | -61.562 | -77.499 | -95.013 | -112.481 | -129.603 | -144.087 | -156.7 | -167.191 | -175.325
Hydrogen Evolution | Srg_BB005 | MW | NGED East Midlands | Bicker Fen |  | 0 | 0 | 0 | 0 | 0 | -0.076 | -0.13 | -0.269 | -0.475 | -0.81 | -1.318 | -2.079 | -3.174 | -4.713 | -6.805 | -9.592 | -13.19 | -17.731 | -23.394 | -30.152 | -37.958 | -46.536 | -55.091 | -63.476 | -70.571 | -76.749 | -81.887 | -85.87
Hydrogen Evolution | Srg_BB005 | MW | NGED East Midlands | Chesterfield |  | 0 | 0 | 0 | 0 | 0 | -0.151 | -0.257 | -0.532 | -0.94 | -1.602 | -2.605 | -4.11 | -6.277 | -9.32 | -13.456 | -18.967 | -26.083 | -35.063 | -46.261 | -59.625 | -75.06 | -92.023 | -108.941 | -125.524 | -139.553 | -151.768 | -161.929 | -169.808
Hydrogen Evolution | Srg_BB005 | MW | NGED East Midlands | Coventry |  | 0 | 0 | 0 | 0 | 0 | -0.203 | -0.345 | -0.713 | -1.26 | -2.148 | -3.494 | -5.512 | -8.417 | -12.497 | -18.043 | -25.433 | -34.974 | -47.015 | -62.029 | -79.948 | -100.645 | -123.39 | -146.076 | -168.31 | -187.121 | -203.501 | -217.124 | -227.689
Hydrogen Evolution | Srg_BB005 | MW | NGED East Midlands | Drakelow |  | 0 | 0 | 0 | 0 | 0 | -0.057 | -0.097 | -0.202 | -0.357 | -0.608 | -0.988 | -1.559 | -2.382 | -3.536 | -5.105 | -7.196 | -9.895 | -13.302 | -17.55 | -22.62 | -28.476 | -34.911 | -41.33 | -47.621 | -52.943 | -57.577 | -61.432 | -64.42
Hydrogen Evolution | Srg_BB005 | MW | NGED East Midlands | East Claydon (_B) |  | 0 | 0 | 0 | 0 | 0 | -0.175 | -0.298 | -0.616 | -1.089 | -1.855 | -3.018 | -4.761 | -7.271 | -10.796 | -15.586 | -21.969 | -30.212 | -40.614 | -53.584 | -69.062 | -86.942 | -106.59 | -126.186 | -145.393 | -161.642 | -175.792 | -187.561 | -196.687
Hydrogen Evolution | Srg_BB005 | MW | NGED East Midlands | Enderby |  | 0 | 0 | 0 | 0 | 0 | -0.11 | -0.187 | -0.388 | -0.685 | -1.167 | -1.899 | -2.996 | -4.575 | -6.793 | -9.807 | -13.823 | -19.009 | -25.554 | -33.714 | -43.453 | -54.703 | -67.065 | -79.395 | -91.48 | -101.704 | -110.608 | -118.012 | -123.754
Hydrogen Evolution | Srg_BB005 | MW | NGED East Midlands | Grendon |  | 0 | 0 | 0 | 0 | 0 | -0.324 | -0.551 | -1.141 | -2.015 | -3.434 | -5.586 | -8.813 | -13.459 | -19.984 | -28.851 | -40.668 | -55.925 | -75.179 | -99.188 | -127.84 | -160.936 | -197.306 | -233.581 | -269.136 | -299.214 | -325.407 | -347.192 | -364.084
Hydrogen Evolution | Srg_BB005 | MW | NGED East Midlands | Ratcliffe |  | 0 | 0 | 0 | 0 | 0 | -0.116 | -0.198 | -0.409 | -0.723 | -1.231 | -2.003 | -3.16 | -4.826 | -7.166 | -10.345 | -14.582 | -20.053 | -26.957 | -35.566 | -45.841 | -57.708 | -70.749 | -83.756 | -96.505 | -107.291 | -116.683 | -124.494 | -130.552
Hydrogen Evolution | Srg_BB005 | MW | NGED East Midlands | Staythorpe |  | 0 | 0 | 0 | 0 | 0 | -0.14 | -0.239 | -0.494 | -0.873 | -1.487 | -2.42 | -3.817 | -5.829 | -8.655 | -12.496 | -17.614 | -24.222 | -32.561 | -42.959 | -55.369 | -69.703 | -85.455 | -101.167 | -116.566 | -129.593 | -140.937 | -150.372 | -157.689
Hydrogen Evolution | Srg_BB005 | MW | NGED East Midlands | Stoke Bardolph |  | 0 | 0 | 0 | 0 | 0 | -0.036 | -0.062 | -0.128 | -0.226 | -0.385 | -0.627 | -0.989 | -1.51 | -2.243 | -3.238 | -4.564 | -6.276 | -8.436 | -11.13 | -14.346 | -18.06 | -22.141 | -26.212 | -30.201 | -33.577 | -36.516 | -38.96 | -40.856
Hydrogen Evolution | Srg_BB005 | MW | NGED East Midlands | Walpole (_B) |  | 0 | 0 | 0 | 0 | 0 | -0.1 | -0.17 | -0.351 | -0.621 | -1.058 | -1.721 | -2.715 | -4.146 | -6.156 | -8.887 | -12.527 | -17.226 | -23.157 | -30.553 | -39.378 | -49.573 | -60.775 | -71.95 | -82.901 | -92.166 | -100.233 | -106.944 | -112.147
Hydrogen Evolution | Srg_BB005 | MW | NGED East Midlands | West Burton |  | 0 | 0 | 0 | 0 | 0 | -0.034 | -0.057 | -0.118 | -0.209 | -0.356 | -0.579 | -0.914 | -1.395 | -2.071 | -2.99 | -4.215 | -5.797 | -7.793 | -10.281 | -13.251 | -16.681 | -20.451 | -24.211 | -27.896 | -31.014 | -33.729 | -35.987 | -37.738
Hydrogen Evolution | Srg_BB005 | MW | NGED East Midlands | Willington |  | 0 | 0 | 0 | 0 | 0 | -0.201 | -0.342 | -0.709 | -1.252 | -2.134 | -3.472 | -5.477 | -8.365 | -12.42 | -17.931 | -25.275 | -34.757 | -46.724 | -61.645 | -79.453 | -100.022 | -122.625 | -145.171 | -167.268 | -185.961 | -202.24 | -215.78 | -226.278
Hydrogen Evolution | Srg_BB005 | MW | NGED South Wales | Aberthaw |  | 0 | 0 | 0 | 0 | 0 | -0.043 | -0.074 | -0.153 | -0.27 | -0.46 | -0.749 | -1.181 | -1.803 | -2.678 | -3.866 | -5.449 | -7.494 | -10.074 | -13.291 | -17.13 | -21.564 | -26.438 | -31.299 | -36.063 | -40.093 | -43.602 | -46.522 | -48.785
Hydrogen Evolution | Srg_BB005 | MW | NGED South Wales | Alpha Steel (Uskmouth) |  | 0 | 0 | 0 | 0 | 0 | -0.054 | -0.092 | -0.191 | -0.337 | -0.574 | -0.934 | -1.473 | -2.25 | -3.341 | -4.823 | -6.799 | -9.349 | -12.568 | -16.582 | -21.372 | -26.905 | -32.984 | -39.049 | -44.993 | -50.021 | -54.399 | -58.041 | -60.866
Hydrogen Evolution | Srg_BB005 | MW | NGED South Wales | Cardiff East |  | 0 | 0 | 0 | 0 | 0 | -0.063 | -0.108 | -0.223 | -0.394 | -0.671 | -1.092 | -1.723 | -2.632 | -3.907 | -5.641 | -7.951 | -10.935 | -14.699 | -19.393 | -24.995 | -31.466 | -38.577 | -45.67 | -52.621 | -58.502 | -63.624 | -67.883 | -71.186
Hydrogen Evolution | Srg_BB005 | MW | NGED South Wales | Grange |  | 0 | 0 | 0 | 0 | 0 | -0.028 | -0.047 | -0.097 | -0.171 | -0.292 | -0.475 | -0.749 | -1.145 | -1.699 | -2.453 | -3.458 | -4.756 | -6.393 | -8.435 | -10.871 | -13.685 | -16.778 | -19.863 | -22.886 | -25.444 | -27.672 | -29.524 | -30.961
Hydrogen Evolution | Srg_BB005 | MW | NGED South Wales | Imperial Park |  | 0 | 0 | 0 | 0 | 0 | -0.002 | -0.004 | -0.008 | -0.014 | -0.024 | -0.039 | -0.062 | -0.095 | -0.141 | -0.204 | -0.287 | -0.395 | -0.531 | -0.7 | -0.902 | -1.136 | -1.393 | -1.649 | -1.9 | -2.112 | -2.296 | -2.45 | -2.57
Hydrogen Evolution | Srg_BB005 | MW | NGED South Wales | Pembroke |  | 0 | 0 | 0 | 0 | 0 | -0.033 | -0.055 | -0.114 | -0.202 | -0.345 | -0.561 | -0.884 | -1.351 | -2.005 | -2.895 | -4.081 | -5.612 | -7.544 | -9.953 | -12.828 | -16.149 | -19.798 | -23.439 | -27.006 | -30.024 | -32.652 | -34.839 | -36.533
Hydrogen Evolution | Srg_BB005 | MW | NGED South Wales | Pyle |  | 0 | 0 | 0 | 0 | 0 | -0.029 | -0.05 | -0.104 | -0.183 | -0.312 | -0.507 | -0.8 | -1.221 | -1.814 | -2.618 | -3.691 | -5.076 | -6.823 | -9.002 | -11.602 | -14.606 | -17.907 | -21.199 | -24.426 | -27.155 | -29.533 | -31.51 | -33.043
Hydrogen Evolution | Srg_BB005 | MW | NGED South Wales | Rassau |  | 0 | 0 | 0 | 0 | 0 | -0.075 | -0.128 | -0.265 | -0.469 | -0.798 | -1.299 | -2.049 | -3.129 | -4.646 | -6.708 | -9.455 | -13.003 | -17.479 | -23.061 | -29.723 | -37.417 | -45.873 | -54.307 | -62.573 | -69.567 | -75.657 | -80.721 | -84.648
Hydrogen Evolution | Srg_BB005 | MW | NGED South Wales | Swansea North |  | 0 | 0 | 0 | 0 | 0 | -0.212 | -0.36 | -0.745 | -1.317 | -2.244 | -3.65 | -5.759 | -8.795 | -13.059 | -18.853 | -26.575 | -36.544 | -49.126 | -64.815 | -83.538 | -105.165 | -128.931 | -152.635 | -175.868 | -195.523 | -212.639 | -226.873 | -237.913
Hydrogen Evolution | Srg_BB005 | MW | NGED South Wales | Upper Boat 132kV |  | 0 | 0 | 0 | 0 | 0 | -0.058 | -0.098 | -0.203 | -0.358 | -0.611 | -0.993 | -1.567 | -2.393 | -3.553 | -5.13 | -7.231 | -9.944 | -13.367 | -17.636 | -22.731 | -28.615 | -35.082 | -41.532 | -47.853 | -53.202 | -57.859 | -61.732 | -64.736
Hydrogen Evolution | Srg_BB005 | MW | NGED South Wales | Upper Boat 33kV |  | 0 | 0 | 0 | 0 | 0 | -0.058 | -0.098 | -0.203 | -0.358 | -0.611 | -0.993 | -1.567 | -2.393 | -3.553 | -5.13 | -7.231 | -9.944 | -13.367 | -17.636 | -22.731 | -28.615 | -35.082 | -41.532 | -47.853 | -53.202 | -57.859 | -61.732 | -64.736
Hydrogen Evolution | Srg_BB005 | MW | NGED South Wales | Uskmouth |  | 0 | 0 | 0 | 0 | 0 | -0.054 | -0.092 | -0.191 | -0.337 | -0.574 | -0.934 | -1.473 | -2.25 | -3.341 | -4.823 | -6.799 | -9.349 | -12.568 | -16.582 | -21.372 | -26.905 | -32.984 | -39.049 | -44.993 | -50.021 | -54.399 | -58.041 | -60.866
Hydrogen Evolution | Srg_BB005 | MW | NGED South West | Abham |  | 0 | 0 | 0 | 0 | 0 | -0.115 | -0.196 | -0.405 | -0.716 | -1.22 | -1.985 | -3.132 | -4.783 | -7.101 | -10.252 | -14.451 | -19.873 | -26.715 | -35.246 | -45.428 | -57.188 | -70.112 | -83.002 | -95.636 | -106.324 | -115.633 | -123.373 | -129.376
Hydrogen Evolution | Srg_BB005 | MW | NGED South West | Alverdiscott |  | 0 | 0 | 0 | 0 | 0 | -0.157 | -0.266 | -0.552 | -0.975 | -1.661 | -2.702 | -4.262 | -6.509 | -9.665 | -13.953 | -19.668 | -27.047 | -36.358 | -47.969 | -61.826 | -77.832 | -95.421 | -112.965 | -130.159 | -144.706 | -157.374 | -167.908 | -176.078
Hydrogen Evolution | Srg_BB005 | MW | NGED South West | Axminster |  | 0 | 0 | 0 | 0 | 0 | -0.043 | -0.074 | -0.153 | -0.27 | -0.46 | -0.748 | -1.18 | -1.802 | -2.676 | -3.864 | -5.446 | -7.49 | -10.068 | -13.283 | -17.12 | -21.553 | -26.423 | -31.281 | -36.043 | -40.071 | -43.578 | -46.496 | -48.758
Hydrogen Evolution | Srg_BB005 | MW | NGED South West | Bridgewater |  | 0 | 0 | 0 | 0 | 0 | -0.135 | -0.229 | -0.474 | -0.837 | -1.427 | -2.321 | -3.662 | -5.592 | -8.303 | -11.987 | -16.897 | -23.236 | -31.235 | -41.21 | -53.115 | -66.866 | -81.977 | -97.049 | -111.821 | -124.318 | -135.2 | -144.251 | -151.269
Hydrogen Evolution | Srg_BB005 | MW | NGED South West | Exeter |  | 0 | 0 | 0 | 0 | 0 | -0.081 | -0.138 | -0.286 | -0.506 | -0.862 | -1.402 | -2.212 | -3.378 | -5.015 | -7.241 | -10.206 | -14.035 | -18.867 | -24.892 | -32.083 | -40.389 | -49.516 | -58.619 | -67.542 | -75.091 | -81.663 | -87.131 | -91.371
Hydrogen Evolution | Srg_BB005 | MW | NGED South West | Indian Queens |  | 0 | 0 | 0 | 0 | 0 | -0.127 | -0.216 | -0.447 | -0.79 | -1.347 | -2.191 | -3.456 | -5.278 | -7.837 | -11.314 | -15.948 | -21.931 | -29.482 | -38.897 | -50.133 | -63.112 | -77.374 | -91.6 | -105.543 | -117.338 | -127.609 | -136.152 | -142.777
Hydrogen Evolution | Srg_BB005 | MW | NGED South West | Landulph |  | 0 | 0 | 0 | 0 | 0 | -0.072 | -0.123 | -0.255 | -0.451 | -0.768 | -1.249 | -1.97 | -3.009 | -4.468 | -6.45 | -9.092 | -12.503 | -16.808 | -22.175 | -28.582 | -35.981 | -44.112 | -52.223 | -60.171 | -66.896 | -72.752 | -77.623 | -81.399
Hydrogen Evolution | Srg_BB005 | MW | NGED South West | Sandford |  | 0 | 0 | 0 | 0 | 0 | -0.007 | -0.012 | -0.025 | -0.043 | -0.074 | -0.12 | -0.19 | -0.29 | -0.43 | -0.621 | -0.875 | -1.204 | -1.618 | -2.135 | -2.752 | -3.464 | -4.247 | -5.029 | -5.794 | -6.441 | -7.005 | -7.474 | -7.837
Hydrogen Evolution | Srg_BB005 | MW | NGED South West | Seabank |  | 0 | 0 | 0 | 0 | 0 | -0.083 | -0.14 | -0.29 | -0.513 | -0.874 | -1.422 | -2.243 | -3.425 | -5.085 | -7.342 | -10.348 | -14.231 | -19.13 | -25.239 | -32.531 | -40.952 | -50.207 | -59.438 | -68.485 | -76.138 | -82.803 | -88.347 | -92.645
Hydrogen Evolution | Srg_BB005 | MW | NGED South West | Taunton |  | 0 | 0 | 0 | 0 | 0 | -0.076 | -0.13 | -0.268 | -0.474 | -0.808 | -1.314 | -2.073 | -3.166 | -4.701 | -6.786 | -9.566 | -13.154 | -17.683 | -23.33 | -30.07 | -37.854 | -46.41 | -54.942 | -63.304 | -70.379 | -76.54 | -81.664 | -85.639
Hydrogen Evolution | Srg_BB005 | MW | NGED West Midlands | Bishops Wood |  | 0 | 0 | 0 | 0 | 0 | -0.236 | -0.4 | -0.829 | -1.464 | -2.495 | -4.059 | -6.404 | -9.779 | -14.52 | -20.963 | -29.548 | -40.634 | -54.624 | -72.068 | -92.887 | -116.933 | -143.359 | -169.716 | -195.549 | -217.403 | -236.434 | -252.263 | -264.536
Hydrogen Evolution | Srg_BB005 | MW | NGED West Midlands | Bushbury |  | 0 | 0 | 0 | 0 | 0 | -0.053 | -0.09 | -0.185 | -0.327 | -0.558 | -0.908 | -1.432 | -2.187 | -3.247 | -4.688 | -6.607 | -9.086 | -12.214 | -16.115 | -20.77 | -26.147 | -32.057 | -37.95 | -43.726 | -48.613 | -52.869 | -56.408 | -59.153
Hydrogen Evolution | Srg_BB005 | MW | NGED West Midlands | Bustleholme |  | 0 | 0 | 0 | 0 | 0 | -0.092 | -0.157 | -0.325 | -0.574 | -0.978 | -1.59 | -2.509 | -3.831 | -5.689 | -8.213 | -11.577 | -15.92 | -21.401 | -28.235 | -36.392 | -45.813 | -56.166 | -66.493 | -76.614 | -85.176 | -92.633 | -98.834 | -103.643
Hydrogen Evolution | Srg_BB005 | MW | NGED West Midlands | Cellarhead |  | 0 | 0 | 0 | 0 | 0 | -0.214 | -0.363 | -0.751 | -1.328 | -2.263 | -3.681 | -5.807 | -8.868 | -13.167 | -19.009 | -26.794 | -36.847 | -49.532 | -65.351 | -84.229 | -106.035 | -129.997 | -153.898 | -177.323 | -197.14 | -214.397 | -228.751 | -239.881
Hydrogen Evolution | Srg_BB005 | MW | NGED West Midlands | Feckenham |  | 0 | 0 | 0 | 0 | 0 | -0.257 | -0.437 | -0.904 | -1.597 | -2.721 | -4.426 | -6.982 | -10.663 | -15.833 | -22.858 | -32.22 | -44.308 | -59.562 | -78.583 | -101.285 | -127.505 | -156.32 | -185.06 | -213.228 | -237.059 | -257.811 | -275.07 | -288.454
Hydrogen Evolution | Srg_BB005 | MW | NGED West Midlands | Hams Hall |  | 0 | 0 | 0 | 0 | 0 | -0.112 | -0.191 | -0.396 | -0.699 | -1.192 | -1.938 | -3.058 | -4.67 | -6.934 | -10.011 | -14.11 | -19.404 | -26.085 | -34.415 | -44.357 | -55.84 | -68.459 | -81.046 | -93.382 | -103.818 | -112.906 | -120.465 | -126.326
Hydrogen Evolution | Srg_BB005 | MW | NGED West Midlands | Iron Acton |  | 0 | 0 | 0 | 0 | 0 | -0.253 | -0.43 | -0.891 | -1.574 | -2.682 | -4.362 | -6.882 | -10.51 | -15.605 | -22.529 | -31.756 | -43.67 | -58.705 | -77.453 | -99.827 | -125.671 | -154.071 | -182.397 | -210.159 | -233.647 | -254.101 | -271.111 | -284.302
Hydrogen Evolution | Srg_BB005 | MW | NGED West Midlands | Ironbridge |  | 0 | 0 | 0 | 0 | 0 | -0.053 | -0.091 | -0.188 | -0.332 | -0.565 | -0.919 | -1.45 | -2.215 | -3.289 | -4.748 | -6.692 | -9.203 | -12.371 | -16.322 | -21.037 | -26.483 | -32.469 | -38.438 | -44.289 | -49.239 | -53.549 | -57.133 | -59.914
Hydrogen Evolution | Srg_BB005 | MW | NGED West Midlands | Kitwell |  | 0 | 0 | 0 | 0 | 0 | -0.059 | -0.1 | -0.206 | -0.364 | -0.621 | -1.01 | -1.594 | -2.434 | -3.614 | -5.218 | -7.355 | -10.115 | -13.597 | -17.939 | -23.122 | -29.107 | -35.686 | -42.246 | -48.677 | -54.117 | -58.854 | -62.794 | -65.85
Hydrogen Evolution | Srg_BB005 | MW | NGED West Midlands | Nechells |  | 0 | 0 | 0 | 0 | 0 | -0.137 | -0.233 | -0.482 | -0.852 | -1.452 | -2.362 | -3.726 | -5.69 | -8.449 | -12.198 | -17.194 | -23.644 | -31.784 | -41.935 | -54.049 | -68.041 | -83.418 | -98.754 | -113.786 | -126.502 | -137.576 | -146.786 | -153.928
Hydrogen Evolution | Srg_BB005 | MW | NGED West Midlands | Ocker Hill |  | 0 | 0 | 0 | 0 | 0 | -0.024 | -0.041 | -0.084 | -0.149 | -0.253 | -0.412 | -0.65 | -0.993 | -1.475 | -2.129 | -3.001 | -4.127 | -5.548 | -7.319 | -9.434 | -11.877 | -14.56 | -17.237 | -19.861 | -22.081 | -24.014 | -25.621 | -26.868
Hydrogen Evolution | Srg_BB005 | MW | NGED West Midlands | Oldbury |  | 0 | 0 | 0 | 0 | 0 | -0.037 | -0.063 | -0.131 | -0.232 | -0.395 | -0.642 | -1.013 | -1.547 | -2.297 | -3.316 | -4.674 | -6.428 | -8.641 | -11.4 | -14.693 | -18.497 | -22.677 | -26.847 | -30.933 | -34.39 | -37.4 | -39.904 | -41.845
Hydrogen Evolution | Srg_BB005 | MW | NGED West Midlands | Penn |  | 0 | 0 | 0 | 0 | 0 | -0.037 | -0.063 | -0.131 | -0.231 | -0.395 | -0.642 | -1.012 | -1.546 | -2.296 | -3.314 | -4.672 | -6.424 | -8.636 | -11.394 | -14.686 | -18.488 | -22.666 | -26.833 | -30.917 | -34.372 | -37.382 | -39.884 | -41.825
Hydrogen Evolution | Srg_BB005 | MW | NGED West Midlands | Rugeley |  | 0 | 0 | 0 | 0 | 0 | -0.036 | -0.061 | -0.126 | -0.223 | -0.38 | -0.618 | -0.975 | -1.489 | -2.211 | -3.193 | -4.5 | -6.188 | -8.319 | -10.976 | -14.146 | -17.809 | -21.833 | -25.847 | -29.782 | -33.11 | -36.008 | -38.419 | -40.289
Hydrogen Evolution | Srg_BB005 | MW | NGED West Midlands | Shrewsbury |  | 0 | 0 | 0 | 0 | 0 | -0.04 | -0.067 | -0.139 | -0.246 | -0.419 | -0.681 | -1.075 | -1.641 | -2.437 | -3.518 | -4.959 | -6.819 | -9.167 | -12.095 | -15.589 | -19.624 | -24.059 | -28.483 | -32.818 | -36.486 | -39.679 | -42.336 | -44.396
Hydrogen Evolution | Srg_BB005 | MW | NGED West Midlands | Walham |  | 0 | 0 | 0 | 0 | 0 | -0.075 | -0.127 | -0.263 | -0.465 | -0.792 | -1.289 | -2.034 | -3.106 | -4.611 | -6.657 | -9.384 | -12.905 | -17.347 | -22.887 | -29.499 | -37.136 | -45.528 | -53.898 | -62.102 | -69.043 | -75.087 | -80.113 | -84.011
Hydrogen Evolution | Srg_BB005 | MW | NGED West Midlands | Willenhall |  | 0 | 0 | 0 | 0 | 0 | -0.044 | -0.074 | -0.153 | -0.271 | -0.461 | -0.751 | -1.184 | -1.809 | -2.685 | -3.877 | -5.465 | -7.515 | -10.102 | -13.329 | -17.179 | -21.626 | -26.513 | -31.388 | -36.166 | -40.207 | -43.727 | -46.655 | -48.925
Hydrogen Evolution | Srg_BB005 | MW | NPg Northeast | Blyth 132kV |  | 0 | 0 | 0 | 0 | 0 | -0.036 | -0.061 | -0.126 | -0.223 | -0.38 | -0.618 | -0.974 | -1.488 | -2.209 | -3.189 | -4.495 | -6.182 | -8.311 | -10.964 | -14.132 | -17.79 | -21.81 | -25.821 | -29.751 | -33.076 | -35.972 | -38.379 | -40.246
Hydrogen Evolution | Srg_BB005 | MW | NPg Northeast | Blyth 66kV |  | 0 | 0 | 0 | 0 | 0 | -0.04 | -0.067 | -0.14 | -0.247 | -0.421 | -0.684 | -1.08 | -1.649 | -2.448 | -3.534 | -4.982 | -6.851 | -9.209 | -12.15 | -15.66 | -19.715 | -24.17 | -28.613 | -32.968 | -36.653 | -39.861 | -42.53 | -44.599
Hydrogen Evolution | Srg_BB005 | MW | NPg Northeast | Fourstones |  | 0 | 0 | 0 | 0 | 0 | -0.013 | -0.022 | -0.047 | -0.082 | -0.14 | -0.228 | -0.359 | -0.549 | -0.815 | -1.177 | -1.659 | -2.281 | -3.066 | -4.045 | -5.214 | -6.563 | -8.047 | -9.526 | -10.976 | -12.202 | -13.271 | -14.159 | -14.848
Hydrogen Evolution | Srg_BB005 | MW | NPg Northeast | Hart Moor |  | 0 | 0 | 0 | 0 | 0 | -0.027 | -0.045 | -0.093 | -0.165 | -0.281 | -0.458 | -0.722 | -1.102 | -1.637 | -2.363 | -3.331 | -4.58 | -6.157 | -8.124 | -10.47 | -13.181 | -16.16 | -19.13 | -22.043 | -24.506 | -26.651 | -28.436 | -29.819
Hydrogen Evolution | Srg_BB005 | MW | NPg Northeast | Hawthorn Pit |  | 0 | 0 | 0 | 0 | 0 | -0.028 | -0.048 | -0.099 | -0.176 | -0.3 | -0.487 | -0.769 | -1.174 | -1.743 | -2.517 | -3.548 | -4.879 | -6.558 | -8.653 | -11.152 | -14.039 | -17.212 | -20.376 | -23.478 | -26.102 | -28.387 | -30.288 | -31.762
Hydrogen Evolution | Srg_BB005 | MW | NPg Northeast | Knaresborough |  | 0 | 0 | 0 | 0 | 0 | -0.049 | -0.083 | -0.172 | -0.304 | -0.518 | -0.843 | -1.329 | -2.03 | -3.014 | -4.351 | -6.134 | -8.435 | -11.338 | -14.959 | -19.281 | -24.272 | -29.757 | -35.229 | -40.59 | -45.127 | -49.078 | -52.364 | -54.911
Hydrogen Evolution | Srg_BB005 | MW | NPg Northeast | Lackenby |  | 0 | 0 | 0 | 0 | 0 | -0.053 | -0.09 | -0.186 | -0.329 | -0.561 | -0.913 | -1.44 | -2.199 | -3.265 | -4.714 | -6.645 | -9.138 | -12.284 | -16.207 | -20.889 | -26.297 | -32.239 | -38.167 | -43.976 | -48.891 | -53.171 | -56.731 | -59.491
Hydrogen Evolution | Srg_BB005 | MW | NPg Northeast | Norton |  | 0 | 0 | 0 | 0 | 0 | -0.155 | -0.263 | -0.544 | -0.961 | -1.638 | -2.665 | -4.204 | -6.421 | -9.533 | -13.763 | -19.4 | -26.678 | -35.863 | -47.316 | -60.984 | -76.771 | -94.121 | -111.426 | -128.386 | -142.734 | -155.229 | -165.621 | -173.68
Hydrogen Evolution | Srg_BB005 | MW | NPg Northeast | Offerton |  | 0 | 0 | 0 | 0 | 0 | -0.011 | -0.018 | -0.038 | -0.066 | -0.113 | -0.184 | -0.291 | -0.444 | -0.659 | -0.952 | -1.341 | -1.844 | -2.479 | -3.271 | -4.216 | -5.307 | -6.507 | -7.703 | -8.876 | -9.868 | -10.732 | -11.45 | -12.007
Hydrogen Evolution | Srg_BB005 | MW | NPg Northeast | Osbaldwick |  | 0 | 0 | 0 | 0 | 0 | -0.122 | -0.207 | -0.429 | -0.758 | -1.292 | -2.101 | -3.315 | -5.062 | -7.516 | -10.851 | -15.296 | -21.034 | -28.276 | -37.306 | -48.082 | -60.53 | -74.209 | -87.853 | -101.225 | -112.538 | -122.39 | -130.582 | -136.937
Hydrogen Evolution | Srg_BB005 | MW | NPg Northeast | Poppleton |  | 0 | 0 | 0 | 0 | 0 | -0.007 | -0.012 | -0.024 | -0.043 | -0.074 | -0.12 | -0.189 | -0.288 | -0.428 | -0.618 | -0.871 | -1.198 | -1.61 | -2.125 | -2.738 | -3.447 | -4.226 | -5.004 | -5.765 | -6.41 | -6.97 | -7.437 | -7.798
Hydrogen Evolution | Srg_BB005 | MW | NPg Northeast | Saltholme |  | 0 | 0 | 0 | 0 | 0 | -0.007 | -0.012 | -0.025 | -0.044 | -0.076 | -0.123 | -0.194 | -0.296 | -0.44 | -0.635 | -0.895 | -1.231 | -1.655 | -2.184 | -2.815 | -3.544 | -4.344 | -5.143 | -5.926 | -6.588 | -7.164 | -7.645 | -8.016
Hydrogen Evolution | Srg_BB005 | MW | NPg Northeast | South Shields |  | 0 | 0 | 0 | 0 | 0 | -0.008 | -0.014 | -0.028 | -0.05 | -0.085 | -0.139 | -0.219 | -0.335 | -0.497 | -0.718 | -1.012 | -1.391 | -1.87 | -2.467 | -3.18 | -4.003 | -4.908 | -5.81 | -6.694 | -7.443 | -8.094 | -8.636 | -9.056
Hydrogen Evolution | Srg_BB005 | MW | NPg Northeast | Spennymoor |  | 0 | 0 | 0 | 0 | 0 | -0.132 | -0.224 | -0.463 | -0.818 | -1.394 | -2.267 | -3.577 | -5.463 | -8.111 | -11.711 | -16.507 | -22.699 | -30.514 | -40.259 | -51.889 | -65.323 | -80.085 | -94.808 | -109.239 | -121.448 | -132.079 | -140.922 | -147.777
Hydrogen Evolution | Srg_BB005 | MW | NPg Northeast | Stella North |  | 0 | 0 | 0 | 0 | 0 | -0.056 | -0.095 | -0.196 | -0.347 | -0.591 | -0.961 | -1.516 | -2.315 | -3.437 | -4.962 | -6.994 | -9.617 | -12.929 | -17.058 | -21.985 | -27.677 | -33.931 | -40.17 | -46.283 | -51.457 | -55.961 | -59.707 | -62.613
Hydrogen Evolution | Srg_BB005 | MW | NPg Northeast | Stella South |  | 0 | 0 | 0 | 0 | 0 | -0.065 | -0.11 | -0.229 | -0.404 | -0.688 | -1.119 | -1.766 | -2.697 | -4.005 | -5.782 | -8.15 | -11.207 | -15.065 | -19.877 | -25.619 | -32.251 | -39.539 | -46.809 | -53.933 | -59.961 | -65.209 | -69.575 | -72.96
Hydrogen Evolution | Srg_BB005 | MW | NPg Northeast | Tynemouth 1 |  | 0 | 0 | 0 | 0 | 0 | -0.024 | -0.041 | -0.086 | -0.151 | -0.258 | -0.419 | -0.661 | -1.01 | -1.5 | -2.166 | -3.052 | -4.197 | -5.643 | -7.445 | -9.595 | -12.079 | -14.809 | -17.532 | -20.2 | -22.458 | -24.424 | -26.059 | -27.327
Hydrogen Evolution | Srg_BB005 | MW | NPg Northeast | West Boldon |  | 0 | 0 | 0 | 0 | 0 | -0.053 | -0.09 | -0.187 | -0.33 | -0.562 | -0.914 | -1.442 | -2.202 | -3.269 | -4.72 | -6.653 | -9.149 | -12.298 | -16.226 | -20.913 | -26.328 | -32.277 | -38.212 | -44.028 | -48.948 | -53.234 | -56.797 | -59.56
Hydrogen Evolution | Srg_BB005 | MW | NPg Yorkshire | Bradford West |  | 0 | 0 | 0 | 0 | 0 | -0.133 | -0.226 | -0.468 | -0.827 | -1.409 | -2.292 | -3.615 | -5.521 | -8.198 | -11.835 | -16.683 | -22.941 | -30.84 | -40.688 | -52.442 | -66.019 | -80.938 | -95.819 | -110.404 | -122.743 | -133.487 | -142.424 | -149.353
Hydrogen Evolution | Srg_BB005 | MW | NPg Yorkshire | Camblesforth |  | 0 | 0 | 0 | 0 | 0 | -0.015 | -0.026 | -0.054 | -0.095 | -0.162 | -0.264 | -0.417 | -0.637 | -0.946 | -1.365 | -1.924 | -2.646 | -3.557 | -4.693 | -6.049 | -7.615 | -9.336 | -11.052 | -12.734 | -14.158 | -15.397 | -16.428 | -17.227
Hydrogen Evolution | Srg_BB005 | MW | NPg Yorkshire | Creyke Beck |  | 0 | 0 | 0 | 0 | 0 | -0.137 | -0.232 | -0.481 | -0.85 | -1.448 | -2.356 | -3.717 | -5.676 | -8.427 | -12.167 | -17.15 | -23.584 | -31.703 | -41.828 | -53.911 | -67.868 | -83.205 | -98.503 | -113.496 | -126.181 | -137.227 | -146.413 | -153.536
Hydrogen Evolution | Srg_BB005 | MW | NPg Yorkshire | Drax |  | 0 | 0 | 0 | 0 | 0 | -0.01 | -0.017 | -0.035 | -0.063 | -0.107 | -0.174 | -0.274 | -0.418 | -0.621 | -0.897 | -1.264 | -1.738 | -2.336 | -3.082 | -3.973 | -5.001 | -6.131 | -7.258 | -8.363 | -9.298 | -10.112 | -10.788 | -11.313
Hydrogen Evolution | Srg_BB005 | MW | NPg Yorkshire | Elland |  | 0 | 0 | 0 | 0 | 0 | -0.123 | -0.21 | -0.434 | -0.767 | -1.308 | -2.127 | -3.356 | -5.125 | -7.609 | -10.985 | -15.485 | -21.294 | -28.625 | -37.766 | -48.676 | -61.278 | -75.125 | -88.938 | -102.475 | -113.928 | -123.901 | -132.196 | -138.627
Hydrogen Evolution | Srg_BB005 | MW | NPg Yorkshire | Ferrybridge A |  | 0 | 0 | 0 | 0 | 0 | -0.052 | -0.088 | -0.183 | -0.324 | -0.551 | -0.897 | -1.415 | -2.161 | -3.209 | -4.633 | -6.53 | -8.98 | -12.072 | -15.927 | -20.528 | -25.843 | -31.683 | -37.508 | -43.217 | -48.047 | -52.253 | -55.751 | -58.464
Hydrogen Evolution | Srg_BB005 | MW | NPg Yorkshire | Ferrybridge B (_M) |  | 0 | 0 | 0 | 0 | 0 | -0.134 | -0.228 | -0.473 | -0.835 | -1.423 | -2.315 | -3.653 | -5.579 | -8.283 | -11.958 | -16.856 | -23.18 | -31.16 | -41.111 | -52.988 | -66.705 | -81.78 | -96.815 | -111.551 | -124.019 | -134.875 | -143.905 | -150.906
Hydrogen Evolution | Srg_BB005 | MW | NPg Yorkshire | Grimsby West |  | 0 | 0 | 0 | 0 | 0 | -0.04 | -0.067 | -0.139 | -0.246 | -0.42 | -0.682 | -1.077 | -1.644 | -2.441 | -3.524 | -4.968 | -6.832 | -9.183 | -12.116 | -15.616 | -19.659 | -24.102 | -28.533 | -32.876 | -36.55 | -39.749 | -42.411 | -44.474
Hydrogen Evolution | Srg_BB005 | MW | NPg Yorkshire | Jordanthorpe |  | 0 | 0 | 0 | 0 | 0 | -0.013 | -0.021 | -0.044 | -0.079 | -0.134 | -0.218 | -0.344 | -0.525 | -0.779 | -1.125 | -1.586 | -2.181 | -2.932 | -3.868 | -4.985 | -6.276 | -7.694 | -9.109 | -10.495 | -11.669 | -12.69 | -13.539 | -14.199
Hydrogen Evolution | Srg_BB005 | MW | NPg Yorkshire | Keadby |  | 0 | 0 | 0 | 0 | 0 | -0.104 | -0.176 | -0.365 | -0.644 | -1.098 | -1.786 | -2.818 | -4.304 | -6.391 | -9.227 | -13.005 | -17.884 | -24.042 | -31.72 | -40.883 | -51.467 | -63.098 | -74.698 | -86.068 | -95.687 | -104.063 | -111.03 | -116.433
Hydrogen Evolution | Srg_BB005 | MW | NPg Yorkshire | Kirkstall B |  | 0 | 0 | 0 | 0 | 0 | -0.041 | -0.07 | -0.145 | -0.256 | -0.436 | -0.71 | -1.12 | -1.71 | -2.539 | -3.666 | -5.168 | -7.106 | -9.553 | -12.604 | -16.245 | -20.45 | -25.072 | -29.681 | -34.199 | -38.022 | -41.349 | -44.118 | -46.264
Hydrogen Evolution | Srg_BB005 | MW | NPg Yorkshire | Neepsend |  | 0 | 0 | 0 | 0 | 0 | -0.029 | -0.049 | -0.101 | -0.178 | -0.303 | -0.493 | -0.778 | -1.188 | -1.764 | -2.547 | -3.589 | -4.936 | -6.636 | -8.755 | -11.284 | -14.204 | -17.415 | -20.616 | -23.754 | -26.41 | -28.721 | -30.645 | -32.135
Hydrogen Evolution | Srg_BB005 | MW | NPg Yorkshire | Norton Lees |  | 0 | 0 | 0 | 0 | 0 | -0.011 | -0.019 | -0.04 | -0.071 | -0.121 | -0.197 | -0.311 | -0.475 | -0.706 | -1.019 | -1.437 | -1.976 | -2.656 | -3.504 | -4.516 | -5.685 | -6.97 | -8.251 | -9.507 | -10.569 | -11.495 | -12.264 | -12.861
Hydrogen Evolution | Srg_BB005 | MW | NPg Yorkshire | Pitsmoor |  | 0 | 0 | 0 | 0 | 0 | -0.004 | -0.007 | -0.015 | -0.026 | -0.044 | -0.071 | -0.113 | -0.172 | -0.255 | -0.369 | -0.52 | -0.715 | -0.96 | -1.267 | -1.633 | -2.056 | -2.521 | -2.985 | -3.438 | -3.823 | -4.157 | -4.436 | -4.652
Hydrogen Evolution | Srg_BB005 | MW | NPg Yorkshire | Saltend North |  | 0 | 0 | 0 | 0 | 0 | -0.02 | -0.033 | -0.069 | -0.121 | -0.207 | -0.336 | -0.53 | -0.81 | -1.202 | -1.736 | -2.447 | -3.365 | -4.523 | -5.968 | -7.692 | -9.683 | -11.871 | -14.054 | -16.193 | -18.003 | -19.578 | -20.889 | -21.906
Hydrogen Evolution | Srg_BB005 | MW | NPg Yorkshire | Sheffield City |  | 0 | 0 | 0 | 0 | 0 | -0.003 | -0.004 | -0.009 | -0.016 | -0.027 | -0.044 | -0.07 | -0.107 | -0.159 | -0.229 | -0.323 | -0.445 | -0.598 | -0.788 | -1.016 | -1.279 | -1.568 | -1.857 | -2.14 | -2.379 | -2.587 | -2.76 | -2.894
Hydrogen Evolution | Srg_BB005 | MW | NPg Yorkshire | Skelton Grange |  | 0 | 0 | 0 | 0 | 0 | -0.086 | -0.146 | -0.301 | -0.532 | -0.907 | -1.475 | -2.328 | -3.555 | -5.278 | -7.62 | -10.741 | -14.77 | -19.856 | -26.196 | -33.764 | -42.505 | -52.111 | -61.691 | -71.081 | -79.026 | -85.943 | -91.697 | -96.159
Hydrogen Evolution | Srg_BB005 | MW | NPg Yorkshire | Templeborough |  | 0 | 0 | 0 | 0 | 0 | -0.001 | -0.002 | -0.003 | -0.006 | -0.01 | -0.017 | -0.026 | -0.04 | -0.06 | -0.086 | -0.121 | -0.167 | -0.224 | -0.296 | -0.381 | -0.48 | -0.589 | -0.697 | -0.803 | -0.893 | -0.971 | -1.036 | -1.087
Hydrogen Evolution | Srg_BB005 | MW | NPg Yorkshire | Thorpe Marsh |  | 0 | 0 | 0 | 0 | 0 | -0.108 | -0.184 | -0.381 | -0.673 | -1.147 | -1.866 | -2.943 | -4.495 | -6.674 | -9.635 | -13.581 | -18.676 | -25.106 | -33.124 | -42.693 | -53.745 | -65.891 | -78.006 | -89.879 | -99.924 | -108.671 | -115.946 | -121.588
Hydrogen Evolution | Srg_BB005 | MW | NPg Yorkshire | Thurcroft |  | 0 | 0 | 0 | 0 | 0 | -0.081 | -0.137 | -0.283 | -0.501 | -0.853 | -1.388 | -2.19 | -3.344 | -4.966 | -7.169 | -10.105 | -13.897 | -18.681 | -24.647 | -31.767 | -39.991 | -49.028 | -58.042 | -66.877 | -74.351 | -80.86 | -86.272 | -90.471
Hydrogen Evolution | Srg_BB005 | MW | NPg Yorkshire | West Melton |  | 0 | 0 | 0 | 0 | 0 | -0.129 | -0.22 | -0.455 | -0.804 | -1.369 | -2.228 | -3.514 | -5.367 | -7.969 | -11.505 | -16.217 | -22.301 | -29.979 | -39.553 | -50.979 | -64.176 | -78.679 | -93.145 | -107.323 | -119.317 | -129.762 | -138.449 | -145.184
Hydrogen Evolution | Srg_BB005 | MW | NPg Yorkshire | Wincobank |  | 0 | 0 | 0 | 0 | 0 | -0.004 | -0.007 | -0.015 | -0.026 | -0.044 | -0.072 | -0.113 | -0.173 | -0.257 | -0.37 | -0.522 | -0.718 | -0.965 | -1.273 | -1.641 | -2.066 | -2.533 | -2.998 | -3.454 | -3.841 | -4.177 | -4.457 | -4.674
Hydrogen Evolution | Srg_BB005 | MW | SHETL | Direct(SHETL) |  | 0 | 0 | 0 | 0 | 0 | -0.003 | -0.005 | -0.011 | -0.02 | -0.033 | -0.054 | -0.085 | -0.13 | -0.194 | -0.28 | -0.394 | -0.542 | -0.729 | -0.961 | -1.239 | -1.559 | -1.912 | -2.264 | -2.608 | -2.9 | -3.154 | -3.365 | -3.528
Hydrogen Evolution | Srg_BB005 | MW | SPEN | Ayr |  | 0 | 0 | 0 | 0 | 0 | -0.003 | -0.005 | -0.009 | -0.017 | -0.028 | -0.046 | -0.073 | -0.111 | -0.165 | -0.238 | -0.335 | -0.461 | -0.619 | -0.817 | -1.053 | -1.326 | -1.626 | -1.925 | -2.217 | -2.465 | -2.68 | -2.86 | -3
Hydrogen Evolution | Srg_BB005 | MW | SPEN | Bainsford |  | 0 | 0 | 0 | 0 | 0 | -0.008 | -0.013 | -0.027 | -0.047 | -0.08 | -0.13 | -0.205 | -0.313 | -0.465 | -0.672 | -0.947 | -1.302 | -1.75 | -2.309 | -2.975 | -3.746 | -4.592 | -5.436 | -6.264 | -6.964 | -7.574 | -8.081 | -8.474
Hydrogen Evolution | Srg_BB005 | MW | SPEN | Bathgate |  | 0 | 0 | 0 | 0 | 0 | -0.029 | -0.049 | -0.102 | -0.18 | -0.307 | -0.5 | -0.788 | -1.204 | -1.788 | -2.581 | -3.638 | -5.003 | -6.725 | -8.873 | -11.436 | -14.397 | -17.651 | -20.896 | -24.076 | -26.767 | -29.11 | -31.058 | -32.57
Hydrogen Evolution | Srg_BB005 | MW | SPEN | Berwick |  | 0 | 0 | 0 | 0 | 0 | -0.008 | -0.013 | -0.028 | -0.049 | -0.084 | -0.137 | -0.215 | -0.329 | -0.488 | -0.705 | -0.994 | -1.367 | -1.838 | -2.425 | -3.125 | -3.934 | -4.823 | -5.71 | -6.579 | -7.315 | -7.955 | -8.488 | -8.901
Hydrogen Evolution | Srg_BB005 | MW | SPEN | Bonnybridge |  | 0 | 0 | 0 | 0 | 0 | -0.033 | -0.055 | -0.115 | -0.203 | -0.346 | -0.562 | -0.887 | -1.355 | -2.012 | -2.905 | -4.095 | -5.631 | -7.569 | -9.987 | -12.871 | -16.204 | -19.866 | -23.518 | -27.098 | -30.126 | -32.764 | -34.956 | -36.658
Hydrogen Evolution | Srg_BB005 | MW | SPEN | Braehead Park |  | 0 | 0 | 0 | 0 | 0 | -0.004 | -0.006 | -0.013 | -0.022 | -0.038 | -0.062 | -0.098 | -0.15 | -0.223 | -0.321 | -0.453 | -0.623 | -0.837 | -1.105 | -1.424 | -1.793 | -2.198 | -2.602 | -2.998 | -3.333 | -3.625 | -3.868 | -4.056
Hydrogen Evolution | Srg_BB005 | MW | SPEN | Carntyne |  | 0 | 0 | 0 | 0 | 0 | -0.008 | -0.013 | -0.027 | -0.049 | -0.083 | -0.134 | -0.212 | -0.324 | -0.481 | -0.695 | -0.979 | -1.347 | -1.81 | -2.388 | -3.078 | -3.875 | -4.751 | -5.624 | -6.48 | -7.204 | -7.835 | -8.36 | -8.767
Hydrogen Evolution | Srg_BB005 | MW | SPEN | Carsfad |  | 0 | 0 | 0 | 0 | 0 | 0 | 0 | 0 | 0 | 0 | 0 | 0 | 0 | 0 | 0 | 0 | 0 | 0 | 0 | 0 | 0 | 0 | 0 | 0 | 0 | 0 | 0 | 0
Hydrogen Evolution | Srg_BB005 | MW | SPEN | Chapelcross |  | 0 | 0 | 0 | 0 | 0 | -0.007 | -0.011 | -0.024 | -0.042 | -0.071 | -0.116 | -0.183 | -0.28 | -0.416 | -0.6 | -0.846 | -1.164 | -1.565 | -2.064 | -2.661 | -3.349 | -4.106 | -4.861 | -5.601 | -6.227 | -6.772 | -7.225 | -7.577
Hydrogen Evolution | Srg_BB005 | MW | SPEN | Charlotte Street |  | 0 | 0 | 0 | 0 | 0 | -0.008 | -0.013 | -0.027 | -0.048 | -0.082 | -0.133 | -0.21 | -0.321 | -0.476 | -0.687 | -0.969 | -1.332 | -1.79 | -2.362 | -3.045 | -3.833 | -4.699 | -5.563 | -6.41 | -7.126 | -7.75 | -8.269 | -8.671
Hydrogen Evolution | Srg_BB005 | MW | SPEN | Clyde’s Mill |  | 0 | 0 | 0 | 0 | 0 | -0.009 | -0.015 | -0.031 | -0.055 | -0.093 | -0.152 | -0.239 | -0.365 | -0.542 | -0.783 | -1.103 | -1.517 | -2.04 | -2.691 | -3.469 | -4.367 | -5.354 | -6.338 | -7.302 | -8.119 | -8.829 | -9.42 | -9.879 | GSP also referred to as Westburn Road
Hydrogen Evolution | Srg_BB005 | MW | SPEN | Coatbridge |  | 0 | 0 | 0 | 0 | 0 | -0.011 | -0.018 | -0.037 | -0.065 | -0.111 | -0.181 | -0.286 | -0.436 | -0.648 | -0.936 | -1.319 | -1.814 | -2.438 | -3.217 | -4.146 | -5.219 | -6.399 | -7.576 | -8.729 | -9.703 | -10.553 | -11.259 | -11.808
Hydrogen Evolution | Srg_BB005 | MW | SPEN | Cockenzie |  | 0 | 0 | 0 | 0 | 0 | -0.02 | -0.034 | -0.071 | -0.126 | -0.215 | -0.349 | -0.551 | -0.841 | -1.249 | -1.803 | -2.541 | -3.494 | -4.697 | -6.198 | -7.988 | -10.056 | -12.328 | -14.595 | -16.817 | -18.697 | -20.332 | -21.694 | -22.749
Hydrogen Evolution | Srg_BB005 | MW | SPEN | Coylton |  | 0 | 0 | 0 | 0 | 0 | -0.038 | -0.064 | -0.132 | -0.233 | -0.398 | -0.647 | -1.021 | -1.559 | -2.315 | -3.342 | -4.711 | -6.478 | -8.708 | -11.489 | -14.808 | -18.641 | -22.853 | -27.055 | -31.173 | -34.657 | -37.691 | -40.214 | -42.171
Hydrogen Evolution | Srg_BB005 | MW | SPEN | Crookston A |  | 0 | 0 | 0 | 0 | 0 | -0.013 | -0.023 | -0.047 | -0.083 | -0.141 | -0.23 | -0.362 | -0.553 | -0.821 | -1.185 | -1.671 | -2.298 | -3.089 | -4.075 | -5.252 | -6.612 | -8.106 | -9.596 | -11.057 | -12.292 | -13.368 | -14.263 | -14.958
Hydrogen Evolution | Srg_BB005 | MW | SPEN | Crookston B |  | 0 | 0 | 0 | 0 | 0 | -0.013 | -0.023 | -0.047 | -0.083 | -0.141 | -0.23 | -0.362 | -0.553 | -0.821 | -1.185 | -1.671 | -2.298 | -3.089 | -4.075 | -5.252 | -6.612 | -8.106 | -9.596 | -11.057 | -12.292 | -13.368 | -14.263 | -14.958
Hydrogen Evolution | Srg_BB005 | MW | SPEN | Cumbernauld |  | 0 | 0 | 0 | 0 | 0 | -0.021 | -0.036 | -0.074 | -0.131 | -0.223 | -0.363 | -0.573 | -0.875 | -1.298 | -1.875 | -2.643 | -3.634 | -4.885 | -6.445 | -8.307 | -10.457 | -12.82 | -15.178 | -17.488 | -19.442 | -21.144 | -22.559 | -23.657
Hydrogen Evolution | Srg_BB005 | MW | SPEN | Cupar |  | 0 | 0 | 0 | 0 | 0 | -0.044 | -0.075 | -0.156 | -0.276 | -0.47 | -0.764 | -1.206 | -1.841 | -2.734 | -3.947 | -5.564 | -7.651 | -10.286 | -13.57 | -17.49 | -22.018 | -26.994 | -31.957 | -36.821 | -40.936 | -44.519 | -47.501 | -49.811
Hydrogen Evolution | Srg_BB005 | MW | SPEN | Currie |  | 0 | 0 | 0 | 0 | 0 | -0.009 | -0.016 | -0.033 | -0.059 | -0.1 | -0.163 | -0.257 | -0.393 | -0.584 | -0.843 | -1.188 | -1.633 | -2.196 | -2.897 | -3.734 | -4.7 | -5.763 | -6.822 | -7.86 | -8.739 | -9.504 | -10.14 | -10.634
Hydrogen Evolution | Srg_BB005 | MW | SPEN | Dalmarnock |  | 0 | 0 | 0 | 0 | 0 | -0.004 | -0.006 | -0.013 | -0.023 | -0.039 | -0.064 | -0.101 | -0.153 | -0.228 | -0.329 | -0.464 | -0.638 | -0.858 | -1.131 | -1.458 | -1.836 | -2.25 | -2.665 | -3.07 | -3.413 | -3.711 | -3.96 | -4.153
Hydrogen Evolution | Srg_BB005 | MW | SPEN | Devol Moor |  | 0 | 0 | 0 | 0 | 0 | -0.003 | -0.005 | -0.011 | -0.02 | -0.034 | -0.056 | -0.088 | -0.134 | -0.199 | -0.287 | -0.404 | -0.556 | -0.747 | -0.986 | -1.271 | -1.6 | -1.961 | -2.322 | -2.675 | -2.973 | -3.234 | -3.45 | -3.619
Hydrogen Evolution | Srg_BB005 | MW | SPEN | Devonside |  | 0 | 0 | 0 | 0 | 0 | -0.014 | -0.024 | -0.049 | -0.087 | -0.148 | -0.241 | -0.38 | -0.58 | -0.861 | -1.244 | -1.753 | -2.411 | -3.241 | -4.275 | -5.51 | -6.937 | -8.505 | -10.069 | -11.601 | -12.897 | -14.027 | -14.965 | -15.693
Hydrogen Evolution | Srg_BB005 | MW | SPEN | Dewar Place |  | 0 | 0 | 0 | 0 | 0 | -0.003 | -0.005 | -0.01 | -0.017 | -0.03 | -0.048 | -0.076 | -0.116 | -0.172 | -0.248 | -0.35 | -0.481 | -0.646 | -0.853 | -1.099 | -1.384 | -1.696 | -2.008 | -2.314 | -2.572 | -2.798 | -2.984 | -3.13
Hydrogen Evolution | Srg_BB005 | MW | SPEN | Drumchapel |  | 0 | 0 | 0 | 0 | 0 | -0.014 | -0.023 | -0.048 | -0.085 | -0.145 | -0.235 | -0.371 | -0.567 | -0.842 | -1.215 | -1.713 | -2.356 | -3.166 | -4.178 | -5.385 | -6.779 | -8.311 | -9.838 | -11.336 | -12.603 | -13.706 | -14.624 | -15.335
Hydrogen Evolution | Srg_BB005 | MW | SPEN | Drumcross |  | 0 | 0 | 0 | 0 | 0 | -0.002 | -0.003 | -0.007 | -0.012 | -0.02 | -0.033 | -0.053 | -0.08 | -0.119 | -0.172 | -0.242 | -0.333 | -0.448 | -0.591 | -0.762 | -0.96 | -1.176 | -1.392 | -1.604 | -1.783 | -1.94 | -2.07 | -2.171
Hydrogen Evolution | Srg_BB005 | MW | SPEN | Dumfries 11 |  | 0 | 0 | 0 | 0 | 0 | 0 | 0 | 0 | 0 | 0 | 0 | 0 | 0 | 0 | 0 | 0 | 0 | 0 | 0 | 0 | 0 | 0 | 0 | 0 | 0 | 0 | 0 | 0
Hydrogen Evolution | Srg_BB005 | MW | SPEN | Dumfries 33 |  | 0 | 0 | 0 | 0 | 0 | -0.011 | -0.019 | -0.039 | -0.069 | -0.118 | -0.193 | -0.304 | -0.464 | -0.689 | -0.995 | -1.402 | -1.929 | -2.592 | -3.421 | -4.409 | -5.55 | -6.804 | -8.055 | -9.281 | -10.318 | -11.221 | -11.972 | -12.556
Hydrogen Evolution | Srg_BB005 | MW | SPEN | Dumfries ICI |  | 0 | 0 | 0 | 0 | 0 | -0.011 | -0.019 | -0.039 | -0.069 | -0.118 | -0.193 | -0.304 | -0.464 | -0.689 | -0.995 | -1.402 | -1.929 | -2.592 | -3.421 | -4.409 | -5.55 | -6.804 | -8.055 | -9.281 | -10.318 | -11.221 | -11.972 | -12.556
Hydrogen Evolution | Srg_BB005 | MW | SPEN | Dunbar A |  | 0 | 0 | 0 | 0 | 0 | -0.01 | -0.017 | -0.035 | -0.061 | -0.104 | -0.169 | -0.267 | -0.408 | -0.606 | -0.875 | -1.233 | -1.696 | -2.28 | -3.007 | -3.877 | -4.88 | -5.983 | -7.082 | -8.161 | -9.073 | -9.867 | -10.528 | -11.04
Hydrogen Evolution | Srg_BB005 | MW | SPEN | Dunbar B |  | 0 | 0 | 0 | 0 | 0 | -0.004 | -0.007 | -0.014 | -0.025 | -0.043 | -0.069 | -0.109 | -0.167 | -0.248 | -0.357 | -0.504 | -0.693 | -0.931 | -1.229 | -1.583 | -1.993 | -2.444 | -2.893 | -3.333 | -3.706 | -4.03 | -4.3 | -4.509
Hydrogen Evolution | Srg_BB005 | MW | SPEN | Dunfermline |  | 0 | 0 | 0 | 0 | 0 | -0.011 | -0.019 | -0.039 | -0.068 | -0.116 | -0.189 | -0.298 | -0.456 | -0.677 | -0.977 | -1.377 | -1.894 | -2.545 | -3.358 | -4.329 | -5.449 | -6.68 | -7.909 | -9.112 | -10.131 | -11.018 | -11.755 | -12.327
Hydrogen Evolution | Srg_BB005 | MW | SPEN | Earlstoun |  | 0 | 0 | 0 | 0 | 0 | 0 | 0 | 0 | 0 | 0 | 0 | 0 | 0 | 0 | 0 | 0 | 0 | 0 | 0 | 0 | 0 | 0 | 0 | 0 | 0 | 0 | 0 | 0
Hydrogen Evolution | Srg_BB005 | MW | SPEN | East Kilbride |  | 0 | 0 | 0 | 0 | 0 | -0.005 | -0.008 | -0.016 | -0.028 | -0.048 | -0.079 | -0.124 | -0.19 | -0.282 | -0.407 | -0.573 | -0.788 | -1.06 | -1.398 | -1.802 | -2.269 | -2.781 | -3.293 | -3.793 | -4.218 | -4.587 | -4.895 | -5.132
Hydrogen Evolution | Srg_BB005 | MW | SPEN | East Kilbride South |  | 0 | 0 | 0 | 0 | 0 | -0.001 | -0.001 | -0.002 | -0.003 | -0.006 | -0.009 | -0.014 | -0.022 | -0.032 | -0.047 | -0.066 | -0.091 | -0.122 | -0.161 | -0.207 | -0.261 | -0.32 | -0.379 | -0.437 | -0.485 | -0.528 | -0.563 | -0.591
Hydrogen Evolution | Srg_BB005 | MW | SPEN | Easterhouse |  | 0 | 0 | 0 | 0 | 0 | -0.032 | -0.054 | -0.112 | -0.198 | -0.338 | -0.55 | -0.867 | -1.325 | -1.967 | -2.84 | -4.003 | -5.505 | -7.4 | -9.763 | -12.584 | -15.841 | -19.421 | -22.991 | -26.491 | -29.452 | -32.03 | -34.174 | -35.836
Hydrogen Evolution | Srg_BB005 | MW | SPEN | Eccles |  | 0 | 0 | 0 | 0 | 0 | -0.014 | -0.023 | -0.048 | -0.084 | -0.144 | -0.234 | -0.369 | -0.563 | -0.837 | -1.208 | -1.702 | -2.341 | -3.147 | -4.152 | -5.352 | -6.737 | -8.26 | -9.779 | -11.266 | -12.526 | -13.622 | -14.535 | -15.242
Hydrogen Evolution | Srg_BB005 | MW | SPEN | Elderslie |  | 0 | 0 | 0 | 0 | 0 | -0.004 | -0.007 | -0.015 | -0.027 | -0.047 | -0.076 | -0.12 | -0.183 | -0.271 | -0.392 | -0.552 | -0.76 | -1.021 | -1.347 | -1.737 | -2.186 | -2.68 | -3.173 | -3.656 | -4.064 | -4.419 | -4.716 | -4.945
Hydrogen Evolution | Srg_BB005 | MW | SPEN | Erskine |  | 0 | 0 | 0 | 0 | 0 | -0.007 | -0.013 | -0.026 | -0.046 | -0.079 | -0.128 | -0.202 | -0.308 | -0.458 | -0.661 | -0.932 | -1.281 | -1.723 | -2.273 | -2.929 | -3.688 | -4.521 | -5.352 | -6.167 | -6.855 | -7.456 | -7.955 | -8.342
Hydrogen Evolution | Srg_BB005 | MW | SPEN | Finnieston |  | 0 | 0 | 0 | 0 | 0 | -0.001 | -0.002 | -0.005 | -0.009 | -0.015 | -0.025 | -0.039 | -0.06 | -0.088 | -0.128 | -0.18 | -0.247 | -0.333 | -0.439 | -0.566 | -0.712 | -0.873 | -1.034 | -1.191 | -1.325 | -1.44 | -1.538 | -1.612
Hydrogen Evolution | Srg_BB005 | MW | SPEN | Galashiels |  | 0 | 0 | 0 | 0 | 0 | -0.013 | -0.022 | -0.047 | -0.082 | -0.14 | -0.228 | -0.36 | -0.549 | -0.815 | -1.177 | -1.659 | -2.281 | -3.066 | -4.046 | -5.214 | -6.564 | -8.048 | -9.527 | -10.978 | -12.205 | -13.273 | -14.161 | -14.85
Hydrogen Evolution | Srg_BB005 | MW | SPEN | Giffnock |  | 0 | 0 | 0 | 0 | 0 | -0.02 | -0.034 | -0.071 | -0.125 | -0.214 | -0.347 | -0.548 | -0.837 | -1.242 | -1.794 | -2.528 | -3.477 | -4.674 | -6.166 | -7.947 | -10.005 | -12.265 | -14.52 | -16.731 | -18.6 | -20.229 | -21.583 | -22.633
Hydrogen Evolution | Srg_BB005 | MW | SPEN | Glenlee |  | 0 | 0 | 0 | 0 | 0 | 0 | 0 | 0 | 0 | 0 | 0 | 0 | 0 | 0 | 0 | 0 | 0 | 0 | 0 | 0 | 0 | 0 | 0 | 0 | 0 | 0 | 0 | 0
Hydrogen Evolution | Srg_BB005 | MW | SPEN | Glenluce |  | 0 | 0 | 0 | 0 | 0 | -0.01 | -0.016 | -0.034 | -0.059 | -0.101 | -0.164 | -0.259 | -0.396 | -0.587 | -0.848 | -1.195 | -1.644 | -2.209 | -2.915 | -3.758 | -4.73 | -5.799 | -6.865 | -7.91 | -8.794 | -9.564 | -10.204 | -10.7
Hydrogen Evolution | Srg_BB005 | MW | SPEN | Glenniston |  | 0 | 0 | 0 | 0 | 0 | -0.005 | -0.008 | -0.016 | -0.028 | -0.048 | -0.078 | -0.123 | -0.188 | -0.279 | -0.403 | -0.568 | -0.781 | -1.049 | -1.385 | -1.785 | -2.247 | -2.755 | -3.261 | -3.757 | -4.178 | -4.543 | -4.847 | -5.083
Hydrogen Evolution | Srg_BB005 | MW | SPEN | Glenrothes |  | 0 | 0 | 0 | 0 | 0 | -0.006 | -0.01 | -0.02 | -0.036 | -0.061 | -0.099 | -0.155 | -0.237 | -0.352 | -0.509 | -0.717 | -0.986 | -1.326 | -1.749 | -2.254 | -2.838 | -3.479 | -4.118 | -4.745 | -5.276 | -5.738 | -6.122 | -6.42
Hydrogen Evolution | Srg_BB005 | MW | SPEN | Gorgie |  | 0 | 0 | 0 | 0 | 0 | -0.001 | -0.002 | -0.005 | -0.009 | -0.015 | -0.025 | -0.039 | -0.06 | -0.088 | -0.128 | -0.18 | -0.247 | -0.333 | -0.439 | -0.566 | -0.712 | -0.873 | -1.034 | -1.191 | -1.324 | -1.44 | -1.536 | -1.611
Hydrogen Evolution | Srg_BB005 | MW | SPEN | Govan |  | 0 | 0 | 0 | 0 | 0 | -0.006 | -0.01 | -0.021 | -0.038 | -0.064 | -0.104 | -0.164 | -0.251 | -0.372 | -0.537 | -0.758 | -1.042 | -1.4 | -1.848 | -2.381 | -2.998 | -3.676 | -4.351 | -5.013 | -5.574 | -6.062 | -6.468 | -6.783
Hydrogen Evolution | Srg_BB005 | MW | SPEN | Grangemouth A |  | 0 | 0 | 0 | 0 | 0 | -0.01 | -0.018 | -0.037 | -0.065 | -0.11 | -0.18 | -0.283 | -0.432 | -0.642 | -0.927 | -1.307 | -1.797 | -2.415 | -3.187 | -4.108 | -5.171 | -6.339 | -7.505 | -8.648 | -9.614 | -10.456 | -11.155 | -11.698
Hydrogen Evolution | Srg_BB005 | MW | SPEN | Grangemouth C |  | 0 | 0 | 0 | 0 | 0 | -0.01 | -0.018 | -0.037 | -0.065 | -0.11 | -0.18 | -0.283 | -0.432 | -0.642 | -0.927 | -1.307 | -1.797 | -2.415 | -3.187 | -4.108 | -5.171 | -6.339 | -7.505 | -8.648 | -9.614 | -10.456 | -11.155 | -11.698
Hydrogen Evolution | Srg_BB005 | MW | SPEN | Haggs Road |  | 0 | 0 | 0 | 0 | 0 | -0.008 | -0.014 | -0.029 | -0.052 | -0.088 | -0.143 | -0.226 | -0.345 | -0.513 | -0.741 | -1.044 | -1.435 | -1.929 | -2.546 | -3.281 | -4.13 | -5.064 | -5.995 | -6.907 | -7.679 | -8.351 | -8.911 | -9.345
Hydrogen Evolution | Srg_BB005 | MW | SPEN | Hawick |  | 0 | 0 | 0 | 0 | 0 | -0.009 | -0.015 | -0.031 | -0.054 | -0.092 | -0.15 | -0.237 | -0.362 | -0.537 | -0.776 | -1.093 | -1.503 | -2.021 | -2.666 | -3.437 | -4.326 | -5.304 | -6.279 | -7.236 | -8.044 | -8.748 | -9.333 | -9.788
Hydrogen Evolution | Srg_BB005 | MW | SPEN | Helensburgh |  | 0 | 0 | 0 | 0 | 0 | -0.002 | -0.003 | -0.005 | -0.01 | -0.016 | -0.027 | -0.042 | -0.064 | -0.095 | -0.137 | -0.193 | -0.265 | -0.357 | -0.47 | -0.607 | -0.763 | -0.936 | -1.108 | -1.277 | -1.42 | -1.544 | -1.647 | -1.727
Hydrogen Evolution | Srg_BB005 | MW | SPEN | Hunterston Farm |  | 0 | 0 | 0 | 0 | 0 | 0 | 0 | 0 | 0 | 0 | -0.001 | -0.001 | -0.002 | -0.002 | -0.003 | -0.005 | -0.007 | -0.009 | -0.012 | -0.015 | -0.019 | -0.023 | -0.027 | -0.032 | -0.036 | -0.039 | -0.04 | -0.042
Hydrogen Evolution | Srg_BB005 | MW | SPEN | Inverkeithing |  | 0 | 0 | 0 | 0 | 0 | -0.003 | -0.005 | -0.011 | -0.019 | -0.032 | -0.052 | -0.082 | -0.125 | -0.185 | -0.267 | -0.376 | -0.517 | -0.696 | -0.918 | -1.183 | -1.489 | -1.826 | -2.161 | -2.49 | -2.769 | -3.01 | -3.212 | -3.368
Hydrogen Evolution | Srg_BB005 | MW | SPEN | Johnstone |  | 0 | 0 | 0 | 0 | 0 | -0.041 | -0.069 | -0.143 | -0.253 | -0.43 | -0.7 | -1.105 | -1.687 | -2.504 | -3.616 | -5.097 | -7.009 | -9.422 | -12.43 | -16.022 | -20.169 | -24.727 | -29.273 | -33.729 | -37.499 | -40.78 | -43.512 | -45.628
Hydrogen Evolution | Srg_BB005 | MW | SPEN | Kaimes |  | 0 | 0 | 0 | 0 | 0 | -0.026 | -0.044 | -0.091 | -0.161 | -0.275 | -0.447 | -0.705 | -1.077 | -1.599 | -2.309 | -3.255 | -4.476 | -6.017 | -7.938 | -10.232 | -12.881 | -15.792 | -18.695 | -21.54 | -23.947 | -26.045 | -27.788 | -29.14
Hydrogen Evolution | Srg_BB005 | MW | SPEN | Kendoon |  | 0 | 0 | 0 | 0 | 0 | 0 | 0 | 0 | 0 | 0 | 0 | 0 | 0 | 0 | 0 | 0 | 0 | 0 | 0 | 0 | 0 | 0 | 0 | 0 | 0 | 0 | 0 | 0
Hydrogen Evolution | Srg_BB005 | MW | SPEN | Kilbowie 11 |  | 0 | 0 | 0 | 0 | 0 | -0.002 | -0.003 | -0.007 | -0.012 | -0.021 | -0.034 | -0.053 | -0.082 | -0.121 | -0.175 | -0.247 | -0.339 | -0.456 | -0.601 | -0.775 | -0.976 | -1.196 | -1.416 | -1.632 | -1.814 | -1.972 | -2.104 | -2.207
Hydrogen Evolution | Srg_BB005 | MW | SPEN | Kilbowie 33 |  | 0 | 0 | 0 | 0 | 0 | -0.002 | -0.003 | -0.007 | -0.012 | -0.021 | -0.034 | -0.053 | -0.082 | -0.121 | -0.175 | -0.247 | -0.339 | -0.456 | -0.601 | -0.775 | -0.976 | -1.196 | -1.416 | -1.632 | -1.814 | -1.972 | -2.104 | -2.207
Hydrogen Evolution | Srg_BB005 | MW | SPEN | Killermont |  | 0 | 0 | 0 | 0 | 0 | -0.02 | -0.033 | -0.069 | -0.122 | -0.209 | -0.339 | -0.535 | -0.817 | -1.213 | -1.752 | -2.469 | -3.396 | -4.565 | -6.022 | -7.762 | -9.772 | -11.979 | -14.182 | -16.341 | -18.167 | -19.758 | -21.08 | -22.106
Hydrogen Evolution | Srg_BB005 | MW | SPEN | Kilwinning |  | 0 | 0 | 0 | 0 | 0 | -0.001 | -0.001 | -0.002 | -0.004 | -0.007 | -0.011 | -0.017 | -0.026 | -0.038 | -0.055 | -0.077 | -0.106 | -0.143 | -0.188 | -0.242 | -0.305 | -0.374 | -0.443 | -0.51 | -0.567 | -0.617 | -0.658 | -0.69
Hydrogen Evolution | Srg_BB005 | MW | SPEN | Lesmahagow |  | 0 | 0 | 0 | 0 | 0 | -0.008 | -0.013 | -0.028 | -0.049 | -0.084 | -0.137 | -0.216 | -0.329 | -0.489 | -0.706 | -0.995 | -1.368 | -1.839 | -2.426 | -3.127 | -3.937 | -4.826 | -5.714 | -6.583 | -7.319 | -7.96 | -8.493 | -8.906
Hydrogen Evolution | Srg_BB005 | MW | SPEN | Leven |  | 0 | 0 | 0 | 0 | 0 | -0.014 | -0.025 | -0.051 | -0.09 | -0.153 | -0.249 | -0.393 | -0.6 | -0.891 | -1.286 | -1.813 | -2.493 | -3.351 | -4.421 | -5.698 | -7.173 | -8.794 | -10.411 | -11.995 | -13.336 | -14.504 | -15.474 | -16.228
Hydrogen Evolution | Srg_BB005 | MW | SPEN | Livingston East |  | 0 | 0 | 0 | 0 | 0 | -0.045 | -0.077 | -0.16 | -0.283 | -0.482 | -0.784 | -1.237 | -1.889 | -2.805 | -4.049 | -5.707 | -7.848 | -10.551 | -13.92 | -17.941 | -22.586 | -27.69 | -32.781 | -37.77 | -41.992 | -45.668 | -48.725 | -51.096
Hydrogen Evolution | Srg_BB005 | MW | SPEN | Maybole |  | 0 | 0 | 0 | 0 | 0 | -0.025 | -0.042 | -0.087 | -0.154 | -0.263 | -0.428 | -0.675 | -1.032 | -1.532 | -2.211 | -3.117 | -4.286 | -5.762 | -7.602 | -9.798 | -12.334 | -15.121 | -17.901 | -20.627 | -22.931 | -24.939 | -26.609 | -27.903
Hydrogen Evolution | Srg_BB005 | MW | SPEN | Moffat |  | 0 | 0 | 0 | 0 | 0 | -0.005 | -0.008 | -0.017 | -0.03 | -0.052 | -0.084 | -0.133 | -0.203 | -0.301 | -0.435 | -0.613 | -0.843 | -1.133 | -1.495 | -1.927 | -2.425 | -2.973 | -3.52 | -4.056 | -4.509 | -4.904 | -5.232 | -5.487
Hydrogen Evolution | Srg_BB005 | MW | SPEN | Newarthill |  | 0 | 0 | 0 | 0 | 0 | -0.052 | -0.088 | -0.182 | -0.322 | -0.548 | -0.891 | -1.406 | -2.148 | -3.189 | -4.604 | -6.489 | -8.924 | -11.997 | -15.827 | -20.4 | -25.681 | -31.484 | -37.273 | -42.947 | -47.746 | -51.926 | -55.402 | -58.097
Hydrogen Evolution | Srg_BB005 | MW | SPEN | Newton Stewart |  | 0 | 0 | 0 | 0 | 0 | -0.013 | -0.022 | -0.045 | -0.08 | -0.137 | -0.222 | -0.351 | -0.536 | -0.795 | -1.148 | -1.618 | -2.225 | -2.992 | -3.947 | -5.088 | -6.405 | -7.852 | -9.295 | -10.711 | -11.908 | -12.95 | -13.817 | -14.49
Hydrogen Evolution | Srg_BB005 | MW | SPEN | Paisley |  | 0 | 0 | 0 | 0 | 0 | -0.003 | -0.006 | -0.012 | -0.021 | -0.036 | -0.058 | -0.091 | -0.14 | -0.207 | -0.299 | -0.422 | -0.58 | -0.78 | -1.029 | -1.326 | -1.67 | -2.047 | -2.424 | -2.792 | -3.104 | -3.376 | -3.601 | -3.778
Hydrogen Evolution | Srg_BB005 | MW | SPEN | Partick |  | 0 | 0 | 0 | 0 | 0 | -0.006 | -0.01 | -0.02 | -0.035 | -0.06 | -0.098 | -0.154 | -0.235 | -0.349 | -0.504 | -0.71 | -0.977 | -1.313 | -1.732 | -2.233 | -2.811 | -3.446 | -4.08 | -4.701 | -5.227 | -5.684 | -6.064 | -6.359
Hydrogen Evolution | Srg_BB005 | MW | SPEN | Port Dundas |  | 0 | 0 | 0 | 0 | 0 | -0.009 | -0.016 | -0.033 | -0.058 | -0.099 | -0.162 | -0.255 | -0.389 | -0.578 | -0.834 | -1.176 | -1.617 | -2.174 | -2.868 | -3.697 | -4.654 | -5.705 | -6.754 | -7.783 | -8.652 | -9.41 | -10.04 | -10.528
Hydrogen Evolution | Srg_BB005 | MW | SPEN | Portobello |  | 0 | 0 | 0 | 0 | 0 | -0.014 | -0.024 | -0.05 | -0.088 | -0.15 | -0.244 | -0.385 | -0.587 | -0.872 | -1.259 | -1.775 | -2.44 | -3.28 | -4.328 | -5.579 | -7.023 | -8.609 | -10.192 | -11.744 | -13.056 | -14.199 | -15.149 | -15.887
Hydrogen Evolution | Srg_BB005 | MW | SPEN | Ravenscraig |  | 0 | 0 | 0 | 0 | 0 | -0.007 | -0.011 | -0.023 | -0.041 | -0.07 | -0.113 | -0.179 | -0.273 | -0.406 | -0.586 | -0.825 | -1.135 | -1.526 | -2.013 | -2.594 | -3.266 | -4.004 | -4.74 | -5.462 | -6.073 | -6.604 | -7.046 | -7.389
Hydrogen Evolution | Srg_BB005 | MW | SPEN | Redhouse |  | 0 | 0 | 0 | 0 | 0 | -0.004 | -0.006 | -0.013 | -0.023 | -0.039 | -0.063 | -0.099 | -0.152 | -0.225 | -0.325 | -0.458 | -0.63 | -0.847 | -1.117 | -1.44 | -1.813 | -2.223 | -2.632 | -3.033 | -3.372 | -3.666 | -3.912 | -4.102
Hydrogen Evolution | Srg_BB005 | MW | SPEN | Saltcoats A |  | 0 | 0 | 0 | 0 | 0 | -0.005 | -0.009 | -0.019 | -0.033 | -0.056 | -0.092 | -0.145 | -0.221 | -0.328 | -0.474 | -0.668 | -0.919 | -1.235 | -1.63 | -2.101 | -2.645 | -3.243 | -3.838 | -4.422 | -4.917 | -5.347 | -5.706 | -5.983
Hydrogen Evolution | Srg_BB005 | MW | SPEN | Saltcoats B |  | 0 | 0 | 0 | 0 | 0 | -0.005 | -0.009 | -0.019 | -0.033 | -0.056 | -0.092 | -0.145 | -0.221 | -0.328 | -0.474 | -0.668 | -0.919 | -1.235 | -1.63 | -2.101 | -2.645 | -3.243 | -3.838 | -4.422 | -4.917 | -5.347 | -5.706 | -5.983
Hydrogen Evolution | Srg_BB005 | MW | SPEN | Shrubhill |  | 0 | 0 | 0 | 0 | 0 | -0.004 | -0.006 | -0.013 | -0.022 | -0.038 | -0.061 | -0.097 | -0.148 | -0.22 | -0.317 | -0.447 | -0.615 | -0.826 | -1.09 | -1.405 | -1.769 | -2.169 | -2.568 | -2.959 | -3.289 | -3.577 | -3.816 | -4.002
Hydrogen Evolution | Srg_BB005 | MW | SPEN | Sighthill |  | 0 | 0 | 0 | 0 | 0 | -0.017 | -0.028 | -0.059 | -0.104 | -0.177 | -0.287 | -0.453 | -0.692 | -1.028 | -1.484 | -2.092 | -2.877 | -3.868 | -5.102 | -6.577 | -8.279 | -10.15 | -12.016 | -13.845 | -15.392 | -16.739 | -17.86 | -18.729
Hydrogen Evolution | Srg_BB005 | MW | SPEN | Spango Valley |  | 0 | 0 | 0 | 0 | 0 | -0.006 | -0.01 | -0.021 | -0.037 | -0.062 | -0.101 | -0.16 | -0.244 | -0.363 | -0.524 | -0.738 | -1.015 | -1.364 | -1.8 | -2.319 | -2.92 | -3.58 | -4.239 | -4.884 | -5.429 | -5.904 | -6.3 | -6.606
Hydrogen Evolution | Srg_BB005 | MW | SPEN | St Andrews Cross |  | 0 | 0 | 0 | 0 | 0 | -0.003 | -0.005 | -0.01 | -0.017 | -0.029 | -0.048 | -0.075 | -0.115 | -0.171 | -0.247 | -0.348 | -0.478 | -0.643 | -0.848 | -1.094 | -1.377 | -1.688 | -1.998 | -2.302 | -2.559 | -2.784 | -2.969 | -3.114
Hydrogen Evolution | Srg_BB005 | MW | SPEN | Stirling |  | 0 | 0 | 0 | 0 | 0 | -0.004 | -0.006 | -0.013 | -0.023 | -0.04 | -0.065 | -0.103 | -0.157 | -0.233 | -0.336 | -0.474 | -0.651 | -0.876 | -1.155 | -1.489 | -1.875 | -2.299 | -2.721 | -3.135 | -3.485 | -3.791 | -4.044 | -4.241
Hydrogen Evolution | Srg_BB005 | MW | SPEN | Strathaven |  | 0 | 0 | 0 | 0 | 0 | -0.002 | -0.003 | -0.006 | -0.011 | -0.018 | -0.03 | -0.047 | -0.072 | -0.108 | -0.155 | -0.219 | -0.301 | -0.404 | -0.534 | -0.688 | -0.865 | -1.061 | -1.257 | -1.447 | -1.609 | -1.75 | -1.868 | -1.958
Hydrogen Evolution | Srg_BB005 | MW | SPEN | Strathleven |  | 0 | 0 | 0 | 0 | 0 | -0.025 | -0.042 | -0.087 | -0.153 | -0.261 | -0.425 | -0.67 | -1.024 | -1.52 | -2.195 | -3.093 | -4.254 | -5.718 | -7.544 | -9.724 | -12.241 | -15.008 | -17.766 | -20.471 | -22.758 | -24.75 | -26.408 | -27.693
Hydrogen Evolution | Srg_BB005 | MW | SPEN | Telford Road |  | 0 | 0 | 0 | 0 | 0 | -0.004 | -0.007 | -0.015 | -0.026 | -0.045 | -0.073 | -0.116 | -0.177 | -0.262 | -0.379 | -0.534 | -0.734 | -0.986 | -1.302 | -1.677 | -2.112 | -2.589 | -3.065 | -3.531 | -3.926 | -4.27 | -4.556 | -4.778
Hydrogen Evolution | Srg_BB005 | MW | SPEN | Tongland |  | 0 | 0 | 0 | 0 | 0 | -0.012 | -0.021 | -0.043 | -0.077 | -0.131 | -0.212 | -0.335 | -0.511 | -0.759 | -1.096 | -1.546 | -2.125 | -2.857 | -3.77 | -4.858 | -6.116 | -7.498 | -8.877 | -10.228 | -11.371 | -12.366 | -13.195 | -13.837
Hydrogen Evolution | Srg_BB005 | MW | SPEN | West George Street |  | 0 | 0 | 0 | 0 | 0 | -0.001 | -0.001 | -0.003 | -0.005 | -0.009 | -0.015 | -0.023 | -0.036 | -0.053 | -0.077 | -0.108 | -0.149 | -0.2 | -0.264 | -0.34 | -0.428 | -0.524 | -0.621 | -0.716 | -0.795 | -0.865 | -0.923 | -0.968
Hydrogen Evolution | Srg_BB005 | MW | SPEN | Westfield |  | 0 | 0 | 0 | 0 | 0 | -0.009 | -0.015 | -0.031 | -0.055 | -0.094 | -0.152 | -0.24 | -0.367 | -0.544 | -0.786 | -1.107 | -1.523 | -2.047 | -2.701 | -3.482 | -4.383 | -5.373 | -6.361 | -7.33 | -8.148 | -8.862 | -9.454 | -9.915
Hydrogen Evolution | Srg_BB005 | MW | SPEN | Whitehouse |  | 0 | 0 | 0 | 0 | 0 | -0.006 | -0.01 | -0.021 | -0.038 | -0.064 | -0.105 | -0.165 | -0.252 | -0.374 | -0.541 | -0.762 | -1.048 | -1.409 | -1.858 | -2.395 | -3.016 | -3.697 | -4.376 | -5.042 | -5.606 | -6.097 | -6.505 | -6.821
Hydrogen Evolution | Srg_BB005 | MW | SPEN | Wishaw |  | 0 | 0 | 0 | 0 | 0 | -0.007 | -0.011 | -0.023 | -0.041 | -0.07 | -0.113 | -0.179 | -0.273 | -0.406 | -0.586 | -0.825 | -1.135 | -1.526 | -2.013 | -2.594 | -3.266 | -4.004 | -4.74 | -5.462 | -6.073 | -6.604 | -7.046 | -7.389
Hydrogen Evolution | Srg_BB005 | MW | SPEN Manweb | Birkenhead |  | 0 | 0 | 0 | 0 | 0 | -0.062 | -0.106 | -0.219 | -0.386 | -0.658 | -1.071 | -1.689 | -2.579 | -3.83 | -5.529 | -7.793 | -10.717 | -14.407 | -19.008 | -24.499 | -30.841 | -37.811 | -44.762 | -51.576 | -57.34 | -62.36 | -66.534 | -69.771
Hydrogen Evolution | Srg_BB005 | MW | SPEN Manweb | Capenhurst |  | 0 | 0 | 0 | 0 | 0 | -0.044 | -0.075 | -0.154 | -0.273 | -0.465 | -0.756 | -1.192 | -1.821 | -2.704 | -3.903 | -5.502 | -7.566 | -10.171 | -13.419 | -17.295 | -21.773 | -26.693 | -31.601 | -36.411 | -40.481 | -44.024 | -46.972 | -49.257
Hydrogen Evolution | Srg_BB005 | MW | SPEN Manweb | Carrington |  | 0 | 0 | 0 | 0 | 0 | -0.077 | -0.13 | -0.269 | -0.476 | -0.811 | -1.319 | -2.082 | -3.179 | -4.72 | -6.815 | -9.605 | -13.209 | -17.757 | -23.428 | -30.195 | -38.012 | -46.603 | -55.171 | -63.569 | -70.673 | -76.859 | -82.004 | -85.995
Hydrogen Evolution | Srg_BB005 | MW | SPEN Manweb | Connah's Quay |  | 0 | 0 | 0 | 0 | 0 | -0.032 | -0.054 | -0.112 | -0.199 | -0.339 | -0.551 | -0.869 | -1.327 | -1.97 | -2.844 | -4.009 | -5.513 | -7.411 | -9.778 | -12.603 | -15.866 | -19.451 | -23.028 | -26.532 | -29.497 | -32.08 | -34.228 | -35.893
Hydrogen Evolution | Srg_BB005 | MW | SPEN Manweb | Fiddlers Ferry |  | 0 | 0 | 0 | 0 | 0 | -0.143 | -0.243 | -0.502 | -0.887 | -1.512 | -2.459 | -3.88 | -5.925 | -8.797 | -12.7 | -17.902 | -24.618 | -33.093 | -43.662 | -56.275 | -70.843 | -86.853 | -102.821 | -118.471 | -131.712 | -143.241 | -152.83 | -160.268
Hydrogen Evolution | Srg_BB005 | MW | SPEN Manweb | Frodsham |  | 0 | 0 | 0 | 0 | 0 | -0.159 | -0.271 | -0.561 | -0.991 | -1.689 | -2.748 | -4.335 | -6.621 | -9.83 | -14.192 | -20.005 | -27.51 | -36.981 | -48.792 | -62.886 | -79.166 | -97.057 | -114.902 | -132.39 | -147.187 | -160.071 | -170.787 | -179.097
Hydrogen Evolution | Srg_BB005 | MW | SPEN Manweb | Kirkby (_D) |  | 0 | 0 | 0 | 0 | 0 | -0.059 | -0.099 | -0.206 | -0.364 | -0.62 | -1.009 | -1.591 | -2.43 | -3.609 | -5.21 | -7.343 | -10.099 | -13.575 | -17.911 | -23.085 | -29.06 | -35.628 | -42.179 | -48.598 | -54.03 | -58.76 | -62.693 | -65.744
Hydrogen Evolution | Srg_BB005 | MW | SPEN Manweb | Legacy |  | 0 | 0 | 0 | 0 | 0 | -0.102 | -0.173 | -0.357 | -0.632 | -1.076 | -1.751 | -2.762 | -4.218 | -6.263 | -9.042 | -12.746 | -17.528 | -23.562 | -31.087 | -40.067 | -50.44 | -61.838 | -73.208 | -84.351 | -93.778 | -101.986 | -108.814 | -114.109
Hydrogen Evolution | Srg_BB005 | MW | SPEN Manweb | Lister Drive |  | 0 | 0 | 0 | 0 | 0 | -0.094 | -0.161 | -0.332 | -0.587 | -1.001 | -1.628 | -2.568 | -3.921 | -5.822 | -8.405 | -11.848 | -16.293 | -21.902 | -28.897 | -37.244 | -46.886 | -57.482 | -68.05 | -78.408 | -87.172 | -94.802 | -101.149 | -106.07
Hydrogen Evolution | Srg_BB005 | MW | SPEN Manweb | Pentir |  | 0 | 0 | 0 | 0 | 0 | -0.029 | -0.049 | -0.102 | -0.181 | -0.308 | -0.501 | -0.791 | -1.208 | -1.793 | -2.589 | -3.65 | -5.019 | -6.747 | -8.902 | -11.473 | -14.443 | -17.707 | -20.963 | -24.153 | -26.853 | -29.204 | -31.159 | -32.674
Hydrogen Evolution | Srg_BB005 | MW | SPEN Manweb | Rainhill |  | 0 | 0 | 0 | 0 | 0 | -0.085 | -0.144 | -0.299 | -0.528 | -0.9 | -1.464 | -2.309 | -3.526 | -5.236 | -7.559 | -10.655 | -14.652 | -19.696 | -25.987 | -33.494 | -42.165 | -51.693 | -61.197 | -70.512 | -78.393 | -85.255 | -90.962 | -95.389
Hydrogen Evolution | Srg_BB005 | MW | SPEN Manweb | St. Asaph |  | 0 | 0 | 0 | 0 | 0 | -0.032 | -0.054 | -0.112 | -0.199 | -0.339 | -0.551 | -0.869 | -1.327 | -1.97 | -2.844 | -4.009 | -5.513 | -7.411 | -9.778 | -12.603 | -15.866 | -19.451 | -23.028 | -26.532 | -29.497 | -32.08 | -34.228 | -35.893
Hydrogen Evolution | Srg_BB005 | MW | SPEN Manweb | Trawsfynydd |  | 0 | 0 | 0 | 0 | 0 | -0.079 | -0.135 | -0.279 | -0.493 | -0.841 | -1.367 | -2.157 | -3.294 | -4.891 | -7.062 | -9.954 | -13.688 | -18.401 | -24.277 | -31.291 | -39.392 | -48.293 | -57.172 | -65.875 | -73.237 | -79.647 | -84.98 | -89.115
Hydrogen Evolution | Srg_BB005 | MW | SPEN Manweb | Wylfa |  | 0 | 0 | 0 | 0 | 0 | -0.014 | -0.024 | -0.05 | -0.089 | -0.151 | -0.246 | -0.388 | -0.592 | -0.879 | -1.27 | -1.789 | -2.461 | -3.308 | -4.365 | -5.626 | -7.082 | -8.682 | -10.278 | -11.843 | -13.167 | -14.32 | -15.278 | -16.022
Hydrogen Evolution | Srg_BB005 | MW | SPTL | Direct(SPTL) |  | 0 | 0 | 0 | 0 | 0 | -0.093 | -0.159 | -0.328 | -0.58 | -0.989 | -1.608 | -2.538 | -3.875 | -5.754 | -8.307 | -11.709 | -16.102 | -21.646 | -28.558 | -36.808 | -46.337 | -56.809 | -67.253 | -77.49 | -86.15 | -93.691 | -99.964 | -104.829
Hydrogen Evolution | Srg_BB005 | MW | SSEN (SHEPD) | Abernethy |  | 0 | 0 | 0 | 0 | 0 | -0.01 | -0.017 | -0.035 | -0.061 | -0.104 | -0.169 | -0.267 | -0.408 | -0.606 | -0.875 | -1.233 | -1.695 | -2.279 | -3.007 | -3.876 | -4.879 | -5.981 | -7.081 | -8.159 | -9.07 | -9.865 | -10.524 | -11.038
Hydrogen Evolution | Srg_BB005 | MW | SSEN (SHEPD) | Alness |  | 0 | 0 | 0 | 0 | 0 | -0.002 | -0.004 | -0.008 | -0.015 | -0.025 | -0.041 | -0.064 | -0.098 | -0.145 | -0.209 | -0.295 | -0.405 | -0.545 | -0.719 | -0.927 | -1.167 | -1.431 | -1.694 | -1.952 | -2.17 | -2.36 | -2.518 | -2.641
Hydrogen Evolution | Srg_BB005 | MW | SSEN (SHEPD) | Arbroath |  | 0 | 0 | 0 | 0 | 0 | -0.003 | -0.005 | -0.01 | -0.018 | -0.031 | -0.05 | -0.079 | -0.12 | -0.178 | -0.258 | -0.363 | -0.499 | -0.671 | -0.886 | -1.142 | -1.437 | -1.762 | -2.086 | -2.403 | -2.671 | -2.906 | -3.101 | -3.251
Hydrogen Evolution | Srg_BB005 | MW | SSEN (SHEPD) | Ardkinglas |  | 0 | 0 | 0 | 0 | 0 | 0 | 0 | 0 | 0 | 0 | 0 | 0 | 0 | 0 | 0 | 0 | 0 | 0 | 0 | 0 | 0 | 0 | 0 | 0 | 0 | 0 | 0 | 0
Hydrogen Evolution | Srg_BB005 | MW | SSEN (SHEPD) | Ardmore |  | 0 | 0 | 0 | 0 | 0 | -0.007 | -0.012 | -0.026 | -0.045 | -0.077 | -0.125 | -0.197 | -0.302 | -0.448 | -0.646 | -0.911 | -1.253 | -1.684 | -2.222 | -2.864 | -3.606 | -4.421 | -5.233 | -6.03 | -6.704 | -7.29 | -7.78 | -8.158
Hydrogen Evolution | Srg_BB005 | MW | SSEN (SHEPD) | Beauly |  | 0 | 0 | 0 | 0 | 0 | -0.004 | -0.007 | -0.015 | -0.027 | -0.045 | -0.074 | -0.116 | -0.178 | -0.264 | -0.381 | -0.537 | -0.739 | -0.993 | -1.31 | -1.688 | -2.125 | -2.606 | -3.085 | -3.554 | -3.952 | -4.297 | -4.586 | -4.808
Hydrogen Evolution | Srg_BB005 | MW | SSEN (SHEPD) | Berryburn |  | 0 | 0 | 0 | 0 | 0 | 0 | 0 | 0 | 0 | 0 | 0 | 0 | 0 | 0 | 0 | 0 | 0 | 0 | 0 | 0 | 0 | 0 | 0 | 0 | 0 | 0 | 0 | 0
Hydrogen Evolution | Srg_BB005 | MW | SSEN (SHEPD) | Boat of Garten |  | 0 | 0 | 0 | 0 | 0 | -0.014 | -0.024 | -0.05 | -0.088 | -0.15 | -0.244 | -0.385 | -0.588 | -0.873 | -1.26 | -1.776 | -2.443 | -3.284 | -4.333 | -5.584 | -7.03 | -8.618 | -10.203 | -11.756 | -13.07 | -14.213 | -15.165 | -15.903
Hydrogen Evolution | Srg_BB005 | MW | SSEN (SHEPD) | Braco West |  | 0 | 0 | 0 | 0 | 0 | -0.019 | -0.033 | -0.068 | -0.12 | -0.204 | -0.332 | -0.524 | -0.8 | -1.187 | -1.714 | -2.416 | -3.322 | -4.466 | -5.892 | -7.595 | -9.561 | -11.722 | -13.876 | -15.989 | -17.775 | -19.332 | -20.626 | -21.63
Hydrogen Evolution | Srg_BB005 | MW | SSEN (SHEPD) | Bridge of Dun |  | 0 | 0 | 0 | 0 | 0 | -0.012 | -0.02 | -0.042 | -0.075 | -0.127 | -0.207 | -0.327 | -0.499 | -0.741 | -1.07 | -1.509 | -2.075 | -2.789 | -3.679 | -4.742 | -5.97 | -7.319 | -8.665 | -9.983 | -11.1 | -12.071 | -12.879 | -13.506
Hydrogen Evolution | Srg_BB005 | MW | SSEN (SHEPD) | Broadford-Skye |  | 0 | 0 | 0 | 0 | 0 | -0.004 | -0.008 | -0.016 | -0.028 | -0.047 | -0.077 | -0.121 | -0.185 | -0.275 | -0.397 | -0.56 | -0.77 | -1.035 | -1.365 | -1.76 | -2.215 | -2.716 | -3.216 | -3.705 | -4.12 | -4.48 | -4.779 | -5.012
Hydrogen Evolution | Srg_BB005 | MW | SSEN (SHEPD) | Brora |  | 0 | 0 | 0 | 0 | 0 | -0.003 | -0.005 | -0.011 | -0.019 | -0.032 | -0.053 | -0.083 | -0.127 | -0.188 | -0.272 | -0.383 | -0.527 | -0.709 | -0.935 | -1.205 | -1.517 | -1.86 | -2.202 | -2.537 | -2.82 | -3.068 | -3.273 | -3.432
Hydrogen Evolution | Srg_BB005 | MW | SSEN (SHEPD) | Burghmuir |  | 0 | 0 | 0 | 0 | 0 | -0.005 | -0.009 | -0.019 | -0.034 | -0.057 | -0.093 | -0.148 | -0.225 | -0.334 | -0.483 | -0.681 | -0.936 | -1.258 | -1.66 | -2.14 | -2.694 | -3.302 | -3.91 | -4.505 | -5.008 | -5.446 | -5.811 | -6.094
Hydrogen Evolution | Srg_BB005 | MW | SSEN (SHEPD) | Carradale |  | 0 | 0 | 0 | 0 | 0 | -0.014 | -0.024 | -0.05 | -0.088 | -0.151 | -0.245 | -0.387 | -0.591 | -0.877 | -1.266 | -1.785 | -2.455 | -3.3 | -4.354 | -5.612 | -7.064 | -8.661 | -10.254 | -11.813 | -13.134 | -14.284 | -15.24 | -15.982
Hydrogen Evolution | Srg_BB005 | MW | SSEN (SHEPD) | Cassley |  | 0 | 0 | 0 | 0 | 0 | -0.005 | -0.009 | -0.019 | -0.034 | -0.057 | -0.093 | -0.148 | -0.225 | -0.334 | -0.483 | -0.681 | -0.936 | -1.259 | -1.66 | -2.14 | -2.694 | -3.303 | -3.91 | -4.505 | -5.009 | -5.447 | -5.811 | -6.095
Hydrogen Evolution | Srg_BB005 | MW | SSEN (SHEPD) | Ceannacroc |  | 0 | 0 | 0 | 0 | 0 | -0.001 | -0.002 | -0.005 | -0.009 | -0.015 | -0.024 | -0.038 | -0.058 | -0.087 | -0.125 | -0.176 | -0.242 | -0.326 | -0.43 | -0.554 | -0.697 | -0.855 | -1.012 | -1.166 | -1.296 | -1.41 | -1.504 | -1.577
Hydrogen Evolution | Srg_BB005 | MW | SSEN (SHEPD) | Charleston |  | 0 | 0 | 0 | 0 | 0 | -0.005 | -0.008 | -0.017 | -0.029 | -0.05 | -0.081 | -0.128 | -0.196 | -0.291 | -0.42 | -0.592 | -0.814 | -1.094 | -1.443 | -1.86 | -2.341 | -2.87 | -3.398 | -3.915 | -4.353 | -4.733 | -5.051 | -5.297
Hydrogen Evolution | Srg_BB005 | MW | SSEN (SHEPD) | Clachan |  | 0 | 0 | 0 | 0 | 0 | -0.002 | -0.003 | -0.007 | -0.012 | -0.021 | -0.035 | -0.055 | -0.083 | -0.124 | -0.179 | -0.252 | -0.347 | -0.466 | -0.615 | -0.792 | -0.998 | -1.223 | -1.448 | -1.668 | -1.855 | -2.017 | -2.152 | -2.257
Hydrogen Evolution | Srg_BB005 | MW | SSEN (SHEPD) | Clayhills |  | 0 | 0 | 0 | 0 | 0 | -0.001 | -0.002 | -0.004 | -0.007 | -0.012 | -0.02 | -0.032 | -0.049 | -0.072 | -0.104 | -0.147 | -0.202 | -0.271 | -0.358 | -0.461 | -0.581 | -0.712 | -0.843 | -0.971 | -1.08 | -1.173 | -1.253 | -1.313
Hydrogen Evolution | Srg_BB005 | MW | SSEN (SHEPD) | Coupar Angus |  | 0 | 0 | 0 | 0 | 0 | -0.023 | -0.039 | -0.08 | -0.142 | -0.242 | -0.393 | -0.62 | -0.947 | -1.406 | -2.03 | -2.862 | -3.935 | -5.29 | -6.98 | -8.996 | -11.325 | -13.884 | -16.437 | -18.939 | -21.055 | -22.899 | -24.431 | -25.62
Hydrogen Evolution | Srg_BB005 | MW | SSEN (SHEPD) | Craigiebuckler |  | 0 | 0 | 0 | 0 | 0 | -0.011 | -0.019 | -0.039 | -0.069 | -0.118 | -0.193 | -0.304 | -0.464 | -0.689 | -0.995 | -1.402 | -1.928 | -2.592 | -3.419 | -4.407 | -5.548 | -6.802 | -8.053 | -9.279 | -10.316 | -11.219 | -11.97 | -12.552
Hydrogen Evolution | Srg_BB005 | MW | SSEN (SHEPD) | Dallas |  | 0 | 0 | 0 | 0 | 0 | 0 | 0 | 0 | 0 | 0 | 0 | 0 | 0 | 0 | 0 | 0 | 0 | 0 | 0 | 0 | 0 | 0 | 0 | 0 | 0 | 0 | 0 | 0
Hydrogen Evolution | Srg_BB005 | MW | SSEN (SHEPD) | Dounreay |  | 0 | 0 | 0 | 0 | 0 | 0 | 0 | 0 | -0.001 | -0.001 | -0.002 | -0.003 | -0.005 | -0.007 | -0.01 | -0.015 | -0.02 | -0.027 | -0.036 | -0.047 | -0.059 | -0.071 | -0.085 | -0.098 | -0.109 | -0.118 | -0.126 | -0.133
Hydrogen Evolution | Srg_BB005 | MW | SSEN (SHEPD) | Dudhope |  | 0 | 0 | 0 | 0 | 0 | -0.003 | -0.005 | -0.009 | -0.016 | -0.028 | -0.046 | -0.072 | -0.11 | -0.163 | -0.236 | -0.332 | -0.457 | -0.614 | -0.81 | -1.045 | -1.315 | -1.612 | -1.909 | -2.2 | -2.445 | -2.66 | -2.837 | -2.975
Hydrogen Evolution | Srg_BB005 | MW | SSEN (SHEPD) | Dunbeath |  | 0 | 0 | 0 | 0 | 0 | 0 | 0 | 0 | 0 | 0 | 0 | 0 | 0 | 0 | 0 | 0 | 0 | 0 | 0 | 0 | 0 | 0 | 0 | 0 | 0 | 0 | 0 | 0
Hydrogen Evolution | Srg_BB005 | MW | SSEN (SHEPD) | Dunoon |  | 0 | 0 | 0 | 0 | 0 | -0.004 | -0.006 | -0.013 | -0.023 | -0.039 | -0.064 | -0.1 | -0.153 | -0.227 | -0.328 | -0.463 | -0.636 | -0.855 | -1.128 | -1.454 | -1.831 | -2.245 | -2.657 | -3.062 | -3.403 | -3.702 | -3.95 | -4.142
Hydrogen Evolution | Srg_BB005 | MW | SSEN (SHEPD) | Dunvegan |  | 0 | 0 | 0 | 0 | 0 | -0.004 | -0.007 | -0.015 | -0.027 | -0.046 | -0.074 | -0.117 | -0.179 | -0.266 | -0.384 | -0.542 | -0.745 | -1.001 | -1.321 | -1.703 | -2.144 | -2.628 | -3.111 | -3.585 | -3.986 | -4.335 | -4.625 | -4.85
Hydrogen Evolution | Srg_BB005 | MW | SSEN (SHEPD) | Dyce |  | 0 | 0 | 0 | 0 | 0 | -0.012 | -0.02 | -0.041 | -0.072 | -0.124 | -0.201 | -0.317 | -0.484 | -0.719 | -1.038 | -1.463 | -2.012 | -2.704 | -3.568 | -4.599 | -5.789 | -7.098 | -8.403 | -9.682 | -10.764 | -11.706 | -12.49 | -13.098
Hydrogen Evolution | Srg_BB005 | MW | SSEN (SHEPD) | Elgin |  | 0 | 0 | 0 | 0 | 0 | -0.004 | -0.007 | -0.014 | -0.024 | -0.041 | -0.066 | -0.105 | -0.16 | -0.237 | -0.342 | -0.483 | -0.664 | -0.892 | -1.178 | -1.518 | -1.911 | -2.342 | -2.773 | -3.195 | -3.552 | -3.863 | -4.122 | -4.322
Hydrogen Evolution | Srg_BB005 | MW | SSEN (SHEPD) | Fasnakyle |  | 0 | 0 | 0 | 0 | 0 | -0.002 | -0.003 | -0.006 | -0.011 | -0.018 | -0.03 | -0.047 | -0.072 | -0.108 | -0.155 | -0.219 | -0.301 | -0.404 | -0.533 | -0.688 | -0.865 | -1.061 | -1.256 | -1.447 | -1.609 | -1.749 | -1.866 | -1.958
Hydrogen Evolution | Srg_BB005 | MW | SSEN (SHEPD) | Fetteresso |  | 0 | 0 | 0 | 0 | 0 | 0 | 0 | 0 | 0 | 0 | 0 | 0 | 0 | 0 | 0 | 0 | 0 | 0 | 0 | 0 | 0 | 0 | 0 | 0 | 0 | 0 | 0 | 0
Hydrogen Evolution | Srg_BB005 | MW | SSEN (SHEPD) | Fiddes |  | 0 | 0 | 0 | 0 | 0 | -0.02 | -0.034 | -0.07 | -0.124 | -0.211 | -0.343 | -0.542 | -0.827 | -1.228 | -1.773 | -2.499 | -3.436 | -4.619 | -6.095 | -7.855 | -9.889 | -12.124 | -14.352 | -16.537 | -18.385 | -19.994 | -21.334 | -22.372
Hydrogen Evolution | Srg_BB005 | MW | SSEN (SHEPD) | Finstown |  | 0 | 0 | 0 | 0 | 0 | 0 | 0 | 0 | 0 | 0 | 0 | 0 | 0 | 0 | 0 | 0 | 0 | 0 | 0 | 0 | 0 | 0 | 0 | 0 | 0 | 0 | 0 | 0
Hydrogen Evolution | Srg_BB005 | MW | SSEN (SHEPD) | Fort Augustus |  | 0 | 0 | 0 | 0 | 0 | -0.003 | -0.006 | -0.012 | -0.021 | -0.036 | -0.058 | -0.092 | -0.14 | -0.208 | -0.3 | -0.424 | -0.583 | -0.783 | -1.033 | -1.332 | -1.676 | -2.055 | -2.433 | -2.803 | -3.116 | -3.389 | -3.616 | -3.792
Hydrogen Evolution | Srg_BB005 | MW | SSEN (SHEPD) | Fort William |  | 0 | 0 | 0 | 0 | 0 | -0.011 | -0.019 | -0.039 | -0.069 | -0.117 | -0.19 | -0.3 | -0.458 | -0.68 | -0.982 | -1.385 | -1.904 | -2.56 | -3.377 | -4.353 | -5.48 | -6.718 | -7.953 | -9.164 | -10.187 | -11.08 | -11.821 | -12.396
Hydrogen Evolution | Srg_BB005 | MW | SSEN (SHEPD) | Fraserburgh |  | 0 | 0 | 0 | 0 | 0 | -0.002 | -0.003 | -0.006 | -0.011 | -0.018 | -0.029 | -0.046 | -0.07 | -0.104 | -0.151 | -0.213 | -0.292 | -0.393 | -0.518 | -0.668 | -0.841 | -1.031 | -1.22 | -1.406 | -1.563 | -1.7 | -1.814 | -1.902
Hydrogen Evolution | Srg_BB005 | MW | SSEN (SHEPD) | Glenfarclas |  | 0 | 0 | 0 | 0 | 0 | 0 | 0 | 0 | 0 | 0 | 0 | 0 | 0 | 0 | 0 | 0 | 0 | 0 | 0 | 0 | 0 | 0 | 0 | 0 | 0 | 0 | 0 | 0
Hydrogen Evolution | Srg_BB005 | MW | SSEN (SHEPD) | Grudie Bridge |  | 0 | 0 | 0 | 0 | 0 | -0.015 | -0.026 | -0.054 | -0.095 | -0.162 | -0.264 | -0.416 | -0.636 | -0.944 | -1.362 | -1.92 | -2.641 | -3.55 | -4.684 | -6.037 | -7.6 | -9.317 | -11.03 | -12.709 | -14.13 | -15.367 | -16.396 | -17.193
Hydrogen Evolution | Srg_BB005 | MW | SSEN (SHEPD) | Inverness |  | 0 | 0 | 0 | 0 | 0 | -0.002 | -0.004 | -0.008 | -0.013 | -0.023 | -0.037 | -0.059 | -0.09 | -0.134 | -0.193 | -0.272 | -0.374 | -0.504 | -0.664 | -0.856 | -1.078 | -1.321 | -1.564 | -1.803 | -2.004 | -2.179 | -2.325 | -2.439
Hydrogen Evolution | Srg_BB005 | MW | SSEN (SHEPD) | Keith |  | 0 | 0 | 0 | 0 | 0 | -0.014 | -0.024 | -0.051 | -0.089 | -0.152 | -0.248 | -0.391 | -0.597 | -0.886 | -1.279 | -1.803 | -2.48 | -3.333 | -4.398 | -5.668 | -7.135 | -8.748 | -10.356 | -11.932 | -13.266 | -14.428 | -15.393 | -16.143
Hydrogen Evolution | Srg_BB005 | MW | SSEN (SHEPD) | Killin |  | 0 | 0 | 0 | 0 | 0 | -0.018 | -0.031 | -0.064 | -0.113 | -0.192 | -0.312 | -0.492 | -0.752 | -1.116 | -1.611 | -2.271 | -3.124 | -4.199 | -5.54 | -7.14 | -8.989 | -11.021 | -13.047 | -15.032 | -16.713 | -18.175 | -19.392 | -20.336
Hydrogen Evolution | Srg_BB005 | MW | SSEN (SHEPD) | Kinlochleven |  | 0 | 0 | 0 | 0 | 0 | -0.001 | -0.001 | -0.003 | -0.005 | -0.008 | -0.013 | -0.021 | -0.032 | -0.048 | -0.069 | -0.098 | -0.134 | -0.181 | -0.238 | -0.307 | -0.387 | -0.474 | -0.561 | -0.647 | -0.718 | -0.782 | -0.834 | -0.874
Hydrogen Evolution | Srg_BB005 | MW | SSEN (SHEPD) | Kintore |  | 0 | 0 | 0 | 0 | 0 | -0.01 | -0.017 | -0.036 | -0.064 | -0.109 | -0.177 | -0.279 | -0.426 | -0.632 | -0.913 | -1.287 | -1.77 | -2.379 | -3.139 | -4.046 | -5.093 | -6.244 | -7.392 | -8.517 | -9.469 | -10.297 | -10.986 | -11.521
Hydrogen Evolution | Srg_BB005 | MW | SSEN (SHEPD) | Lairg |  | 0 | 0 | 0 | 0 | 0 | -0.004 | -0.007 | -0.015 | -0.027 | -0.046 | -0.074 | -0.117 | -0.179 | -0.265 | -0.383 | -0.54 | -0.743 | -0.999 | -1.318 | -1.699 | -2.138 | -2.621 | -3.103 | -3.576 | -3.976 | -4.324 | -4.613 | -4.837
Hydrogen Evolution | Srg_BB005 | MW | SSEN (SHEPD) | Lunanhead |  | 0 | 0 | 0 | 0 | 0 | -0.019 | -0.032 | -0.066 | -0.117 | -0.2 | -0.325 | -0.512 | -0.782 | -1.162 | -1.677 | -2.364 | -3.251 | -4.371 | -5.767 | -7.433 | -9.356 | -11.471 | -13.58 | -15.647 | -17.396 | -18.918 | -20.185 | -21.168
Hydrogen Evolution | Srg_BB005 | MW | SSEN (SHEPD) | Lyndhurst |  | 0 | 0 | 0 | 0 | 0 | -0.006 | -0.009 | -0.019 | -0.034 | -0.059 | -0.095 | -0.15 | -0.23 | -0.341 | -0.492 | -0.693 | -0.954 | -1.282 | -1.692 | -2.18 | -2.744 | -3.365 | -3.983 | -4.589 | -5.102 | -5.549 | -5.921 | -6.208
Hydrogen Evolution | Srg_BB005 | MW | SSEN (SHEPD) | Macduff |  | 0 | 0 | 0 | 0 | 0 | -0.003 | -0.005 | -0.01 | -0.019 | -0.032 | -0.051 | -0.081 | -0.124 | -0.184 | -0.266 | -0.374 | -0.515 | -0.692 | -0.913 | -1.177 | -1.481 | -1.817 | -2.15 | -2.478 | -2.755 | -2.995 | -3.196 | -3.351
Hydrogen Evolution | Srg_BB005 | MW | SSEN (SHEPD) | Milton of Craigie |  | 0 | 0 | 0 | 0 | 0 | -0.013 | -0.022 | -0.046 | -0.082 | -0.14 | -0.227 | -0.358 | -0.547 | -0.812 | -1.173 | -1.653 | -2.273 | -3.056 | -4.032 | -5.197 | -6.542 | -8.021 | -9.496 | -10.941 | -12.163 | -13.228 | -14.114 | -14.801
Hydrogen Evolution | Srg_BB005 | MW | SSEN (SHEPD) | Mybster |  | 0 | 0 | 0 | 0 | 0 | -0.01 | -0.017 | -0.035 | -0.062 | -0.106 | -0.172 | -0.272 | -0.415 | -0.616 | -0.889 | -1.253 | -1.724 | -2.317 | -3.057 | -3.94 | -4.961 | -6.082 | -7.2 | -8.295 | -9.223 | -10.03 | -10.701 | -11.222
Hydrogen Evolution | Srg_BB005 | MW | SSEN (SHEPD) | Nairn |  | 0 | 0 | 0 | 0 | 0 | -0.01 | -0.018 | -0.036 | -0.064 | -0.109 | -0.178 | -0.28 | -0.428 | -0.635 | -0.917 | -1.293 | -1.778 | -2.39 | -3.153 | -4.064 | -5.116 | -6.272 | -7.426 | -8.556 | -9.512 | -10.344 | -11.036 | -11.573
Hydrogen Evolution | Srg_BB005 | MW | SSEN (SHEPD) | Orrin |  | 0 | 0 | 0 | 0 | 0 | 0 | 0 | 0 | 0 | 0 | 0 | 0 | 0 | 0 | 0 | 0 | 0 | 0 | 0 | 0 | 0 | 0 | 0 | 0 | 0 | 0 | 0 | 0
Hydrogen Evolution | Srg_BB005 | MW | SSEN (SHEPD) | Persley |  | 0 | 0 | 0 | 0 | 0 | -0.013 | -0.022 | -0.046 | -0.082 | -0.14 | -0.228 | -0.359 | -0.548 | -0.814 | -1.175 | -1.656 | -2.278 | -3.062 | -4.04 | -5.207 | -6.555 | -8.036 | -9.514 | -10.962 | -12.187 | -13.254 | -14.141 | -14.83
Hydrogen Evolution | Srg_BB005 | MW | SSEN (SHEPD) | Peterhead Grange |  | 0 | 0 | 0 | 0 | 0 | -0.001 | -0.001 | -0.003 | -0.005 | -0.008 | -0.014 | -0.021 | -0.033 | -0.048 | -0.07 | -0.098 | -0.135 | -0.182 | -0.24 | -0.309 | -0.39 | -0.478 | -0.565 | -0.652 | -0.725 | -0.787 | -0.841 | -0.881
Hydrogen Evolution | Srg_BB005 | MW | SSEN (SHEPD) | Peterhead Shell |  | 0 | 0 | 0 | 0 | 0 | -0.007 | -0.012 | -0.024 | -0.043 | -0.074 | -0.12 | -0.189 | -0.288 | -0.428 | -0.618 | -0.871 | -1.197 | -1.61 | -2.124 | -2.737 | -3.446 | -4.224 | -5.001 | -5.762 | -6.406 | -6.967 | -7.434 | -7.795
Hydrogen Evolution | Srg_BB005 | MW | SSEN (SHEPD) | Port Ann |  | 0 | 0 | 0 | 0 | 0 | -0.01 | -0.017 | -0.035 | -0.061 | -0.105 | -0.17 | -0.268 | -0.41 | -0.609 | -0.879 | -1.238 | -1.703 | -2.289 | -3.021 | -3.893 | -4.901 | -6.009 | -7.113 | -8.196 | -9.112 | -9.91 | -10.574 | -11.088
Hydrogen Evolution | Srg_BB005 | MW | SSEN (SHEPD) | Quoich |  | 0 | 0 | 0 | 0 | 0 | -0.001 | -0.002 | -0.004 | -0.008 | -0.013 | -0.021 | -0.034 | -0.051 | -0.076 | -0.11 | -0.155 | -0.213 | -0.287 | -0.378 | -0.488 | -0.614 | -0.753 | -0.891 | -1.027 | -1.142 | -1.241 | -1.324 | -1.389
Hydrogen Evolution | Srg_BB005 | MW | SSEN (SHEPD) | Rannoch |  | 0 | 0 | 0 | 0 | 0 | -0.012 | -0.02 | -0.042 | -0.074 | -0.126 | -0.205 | -0.323 | -0.493 | -0.732 | -1.056 | -1.489 | -2.048 | -2.753 | -3.632 | -4.681 | -5.893 | -7.225 | -8.554 | -9.855 | -10.957 | -11.917 | -12.714 | -13.332
Hydrogen Evolution | Srg_BB005 | MW | SSEN (SHEPD) | Redmoss |  | 0 | 0 | 0 | 0 | 0 | -0.006 | -0.01 | -0.02 | -0.035 | -0.06 | -0.098 | -0.155 | -0.237 | -0.352 | -0.508 | -0.716 | -0.985 | -1.324 | -1.746 | -2.251 | -2.834 | -3.474 | -4.113 | -4.739 | -5.268 | -5.73 | -6.113 | -6.41
Hydrogen Evolution | Srg_BB005 | MW | SSEN (SHEPD) | Rothienorman |  | 0 | 0 | 0 | 0 | 0 | -0.007 | -0.012 | -0.026 | -0.046 | -0.078 | -0.126 | -0.199 | -0.305 | -0.452 | -0.653 | -0.92 | -1.266 | -1.701 | -2.245 | -2.893 | -3.642 | -4.466 | -5.286 | -6.091 | -6.772 | -7.365 | -7.858 | -8.24
Hydrogen Evolution | Srg_BB005 | MW | SSEN (SHEPD) | Shin |  | 0 | 0 | 0 | 0 | 0 | -0.005 | -0.009 | -0.018 | -0.032 | -0.054 | -0.088 | -0.139 | -0.212 | -0.314 | -0.454 | -0.64 | -0.879 | -1.182 | -1.56 | -2.01 | -2.531 | -3.103 | -3.673 | -4.232 | -4.706 | -5.117 | -5.46 | -5.726
Hydrogen Evolution | Srg_BB005 | MW | SSEN (SHEPD) | Sloy |  | 0 | 0 | 0 | 0 | 0 | -0.005 | -0.009 | -0.018 | -0.032 | -0.055 | -0.089 | -0.14 | -0.214 | -0.318 | -0.46 | -0.648 | -0.891 | -1.198 | -1.58 | -2.037 | -2.565 | -3.144 | -3.722 | -4.288 | -4.768 | -5.185 | -5.533 | -5.802
Hydrogen Evolution | Srg_BB005 | MW | SSEN (SHEPD) | St Fergus Gas Terminal |  | 0 | 0 | 0 | 0 | 0 | -0.001 | -0.001 | -0.003 | -0.005 | -0.009 | -0.015 | -0.023 | -0.035 | -0.052 | -0.076 | -0.107 | -0.147 | -0.197 | -0.26 | -0.335 | -0.422 | -0.517 | -0.613 | -0.706 | -0.785 | -0.853 | -0.91 | -0.955
Hydrogen Evolution | Srg_BB005 | MW | SSEN (SHEPD) | Strichen |  | 0 | 0 | 0 | 0 | 0 | -0.007 | -0.012 | -0.024 | -0.043 | -0.074 | -0.12 | -0.189 | -0.288 | -0.428 | -0.618 | -0.871 | -1.197 | -1.61 | -2.124 | -2.737 | -3.446 | -4.224 | -5.001 | -5.762 | -6.406 | -6.967 | -7.434 | -7.795
Hydrogen Evolution | Srg_BB005 | MW | SSEN (SHEPD) | Tarland |  | 0 | 0 | 0 | 0 | 0 | -0.031 | -0.053 | -0.111 | -0.195 | -0.333 | -0.542 | -0.854 | -1.305 | -1.937 | -2.797 | -3.943 | -5.422 | -7.288 | -9.616 | -12.394 | -15.602 | -19.128 | -22.645 | -26.092 | -29.007 | -31.546 | -33.658 | -35.296
Hydrogen Evolution | Srg_BB005 | MW | SSEN (SHEPD) | Taynuilt |  | 0 | 0 | 0 | 0 | 0 | -0.012 | -0.02 | -0.041 | -0.072 | -0.122 | -0.199 | -0.314 | -0.48 | -0.713 | -1.029 | -1.45 | -1.994 | -2.681 | -3.537 | -4.559 | -5.739 | -7.036 | -8.33 | -9.598 | -10.67 | -11.604 | -12.381 | -12.983
Hydrogen Evolution | Srg_BB005 | MW | SSEN (SHEPD) | Thurso |  | 0 | 0 | 0 | 0 | 0 | -0.008 | -0.014 | -0.029 | -0.051 | -0.088 | -0.142 | -0.225 | -0.343 | -0.509 | -0.735 | -1.036 | -1.425 | -1.916 | -2.527 | -3.258 | -4.101 | -5.027 | -5.952 | -6.857 | -7.624 | -8.291 | -8.847 | -9.276
Hydrogen Evolution | Srg_BB005 | MW | SSEN (SHEPD) | Tummel Bridge |  | 0 | 0 | 0 | 0 | 0 | -0.024 | -0.041 | -0.085 | -0.15 | -0.256 | -0.416 | -0.657 | -1.003 | -1.49 | -2.15 | -3.031 | -4.168 | -5.604 | -7.393 | -9.529 | -11.995 | -14.707 | -17.411 | -20.061 | -22.303 | -24.255 | -25.879 | -27.138
Hydrogen Evolution | Srg_BB005 | MW | SSEN (SHEPD) | Willowdale |  | 0 | 0 | 0 | 0 | 0 | -0.002 | -0.003 | -0.006 | -0.01 | -0.017 | -0.028 | -0.044 | -0.068 | -0.101 | -0.145 | -0.204 | -0.281 | -0.378 | -0.499 | -0.643 | -0.809 | -0.992 | -1.174 | -1.353 | -1.504 | -1.636 | -1.746 | -1.831
Hydrogen Evolution | Srg_BB005 | MW | SSEN (SHEPD) | Woodhill |  | 0 | 0 | 0 | 0 | 0 | -0.008 | -0.013 | -0.027 | -0.048 | -0.081 | -0.132 | -0.208 | -0.318 | -0.472 | -0.681 | -0.96 | -1.321 | -1.775 | -2.342 | -3.019 | -3.801 | -4.659 | -5.516 | -6.356 | -7.066 | -7.685 | -8.199 | -8.598
Hydrogen Evolution | Srg_BB005 | MW | SSEN South | Acton Lane 66kV |  | 0 | 0 | 0 | 0 | 0 | -0.004 | -0.006 | -0.013 | -0.023 | -0.039 | -0.063 | -0.1 | -0.152 | -0.226 | -0.326 | -0.46 | -0.633 | -0.851 | -1.122 | -1.447 | -1.821 | -2.233 | -2.643 | -3.046 | -3.385 | -3.683 | -3.929 | -4.12
Hydrogen Evolution | Srg_BB005 | MW | SSEN South | Axminster_H |  | 0 | 0 | 0 | 0 | 0 | -0.034 | -0.058 | -0.121 | -0.213 | -0.363 | -0.59 | -0.931 | -1.423 | -2.112 | -3.049 | -4.298 | -5.911 | -7.946 | -10.483 | -13.512 | -17.01 | -20.854 | -24.688 | -28.446 | -31.625 | -34.393 | -36.695 | -38.481
Hydrogen Evolution | Srg_BB005 | MW | SSEN South | Botley Wood |  | 0 | 0 | 0 | 0 | 0 | -0.037 | -0.062 | -0.129 | -0.228 | -0.388 | -0.631 | -0.995 | -1.52 | -2.257 | -3.258 | -4.593 | -6.316 | -8.49 | -11.202 | -14.438 | -18.175 | -22.282 | -26.379 | -30.394 | -33.791 | -36.75 | -39.209 | -41.118
Hydrogen Evolution | Srg_BB005 | MW | SSEN South | Bramley |  | 0 | 0 | 0 | 0 | 0 | -0.314 | -0.534 | -1.105 | -1.952 | -3.327 | -5.411 | -8.537 | -13.038 | -19.358 | -27.948 | -39.395 | -54.174 | -72.826 | -96.082 | -123.838 | -155.898 | -191.129 | -226.269 | -260.71 | -289.847 | -315.22 | -336.322 | -352.687
Hydrogen Evolution | Srg_BB005 | MW | SSEN South | Chickerell |  | 0 | 0 | 0 | 0 | 0 | -0.028 | -0.048 | -0.1 | -0.177 | -0.302 | -0.491 | -0.775 | -1.183 | -1.756 | -2.536 | -3.574 | -4.915 | -6.607 | -8.717 | -11.235 | -14.144 | -17.34 | -20.528 | -23.652 | -26.296 | -28.597 | -30.512 | -31.996
Hydrogen Evolution | Srg_BB005 | MW | SSEN South | Cowley |  | 0 | 0 | 0 | 0 | 0 | -0.19 | -0.323 | -0.668 | -1.18 | -2.011 | -3.271 | -5.16 | -7.881 | -11.701 | -16.893 | -23.812 | -32.745 | -44.018 | -58.076 | -74.853 | -94.231 | -115.525 | -136.766 | -157.583 | -175.194 | -190.531 | -203.286 | -213.176
Hydrogen Evolution | Srg_BB005 | MW | SSEN South | Ealing |  | 0 | 0 | 0 | 0 | 0 | -0.04 | -0.068 | -0.141 | -0.249 | -0.425 | -0.691 | -1.089 | -1.664 | -2.47 | -3.567 | -5.027 | -6.913 | -9.294 | -12.262 | -15.804 | -19.895 | -24.391 | -28.876 | -33.27 | -36.989 | -40.226 | -42.92 | -45.009
Hydrogen Evolution | Srg_BB005 | MW | SSEN South | Fawley |  | 0 | 0 | 0 | 0 | 0 | -0.035 | -0.06 | -0.124 | -0.219 | -0.372 | -0.606 | -0.956 | -1.46 | -2.167 | -3.129 | -4.411 | -6.066 | -8.154 | -10.758 | -13.866 | -17.455 | -21.4 | -25.334 | -29.191 | -32.453 | -35.293 | -37.656 | -39.489
Hydrogen Evolution | Srg_BB005 | MW | SSEN South | Fleet |  | 0 | 0 | 0 | 0 | 0 | -0.314 | -0.534 | -1.105 | -1.952 | -3.327 | -5.411 | -8.537 | -13.038 | -19.358 | -27.948 | -39.395 | -54.174 | -72.826 | -96.082 | -123.838 | -155.898 | -191.129 | -226.269 | -260.71 | -289.847 | -315.22 | -336.322 | -352.687
Hydrogen Evolution | Srg_BB005 | MW | SSEN South | Iver 132kV |  | 0 | 0 | 0 | 0 | 0 | -0.058 | -0.099 | -0.204 | -0.361 | -0.615 | -1 | -1.578 | -2.41 | -3.579 | -5.167 | -7.283 | -10.015 | -13.464 | -17.763 | -22.895 | -28.822 | -35.335 | -41.831 | -48.199 | -53.585 | -58.276 | -62.178 | -65.203
Hydrogen Evolution | Srg_BB005 | MW | SSEN South | Iver 66kV |  | 0 | 0 | 0 | 0 | 0 | -0.058 | -0.099 | -0.204 | -0.361 | -0.615 | -1 | -1.578 | -2.41 | -3.579 | -5.167 | -7.283 | -10.015 | -13.464 | -17.763 | -22.895 | -28.822 | -35.335 | -41.831 | -48.199 | -53.585 | -58.276 | -62.178 | -65.203
Hydrogen Evolution | Srg_BB005 | MW | SSEN South | Laleham |  | 0 | 0 | 0 | 0 | 0 | -0.043 | -0.073 | -0.151 | -0.268 | -0.456 | -0.742 | -1.171 | -1.788 | -2.654 | -3.832 | -5.401 | -7.427 | -9.985 | -13.173 | -16.979 | -21.375 | -26.205 | -31.023 | -35.744 | -39.739 | -43.218 | -46.112 | -48.355
Hydrogen Evolution | Srg_BB005 | MW | SSEN South | Lovedean |  | 0 | 0 | 0 | 0 | 0 | -0.148 | -0.252 | -0.521 | -0.921 | -1.57 | -2.554 | -4.029 | -6.153 | -9.135 | -13.189 | -18.591 | -25.565 | -34.367 | -45.342 | -58.44 | -73.569 | -90.195 | -106.778 | -123.031 | -136.781 | -148.755 | -158.713 | -166.435
Hydrogen Evolution | Srg_BB005 | MW | SSEN South | Mannington |  | 0 | 0 | 0 | 0 | 0 | -0.253 | -0.43 | -0.891 | -1.574 | -2.682 | -4.362 | -6.882 | -10.51 | -15.605 | -22.53 | -31.757 | -43.671 | -58.706 | -77.454 | -99.828 | -125.672 | -154.072 | -182.399 | -210.162 | -233.65 | -254.103 | -271.115 | -284.306
Hydrogen Evolution | Srg_BB005 | MW | SSEN South | Melksham |  | 0 | 0 | 0 | 0 | 0 | -0.166 | -0.282 | -0.583 | -1.03 | -1.756 | -2.857 | -4.507 | -6.882 | -10.219 | -14.753 | -20.795 | -28.597 | -38.442 | -50.719 | -65.371 | -82.294 | -100.892 | -119.44 | -137.621 | -153.002 | -166.394 | -177.535 | -186.172
Hydrogen Evolution | Srg_BB005 | MW | SSEN South | Minety |  | 0 | 0 | 0 | 0 | 0 | -0.146 | -0.248 | -0.514 | -0.908 | -1.548 | -2.517 | -3.971 | -6.065 | -9.005 | -13.001 | -18.325 | -25.201 | -33.877 | -44.696 | -57.607 | -72.521 | -88.909 | -105.256 | -121.277 | -134.831 | -146.634 | -156.45 | -164.063
Hydrogen Evolution | Srg_BB005 | MW | SSEN South | North Hyde |  | 0 | 0 | 0 | 0 | 0 | -0.028 | -0.048 | -0.099 | -0.175 | -0.298 | -0.484 | -0.764 | -1.167 | -1.733 | -2.501 | -3.526 | -4.849 | -6.518 | -8.6 | -11.084 | -13.953 | -17.106 | -20.252 | -23.334 | -25.942 | -28.213 | -30.102 | -31.566
Hydrogen Evolution | Srg_BB005 | MW | SSEN South | Nursling |  | 0 | 0 | 0 | 0 | 0 | -0.115 | -0.196 | -0.406 | -0.717 | -1.222 | -1.988 | -3.136 | -4.789 | -7.111 | -10.266 | -14.471 | -19.9 | -26.752 | -35.295 | -45.491 | -57.268 | -70.209 | -83.117 | -95.769 | -106.472 | -115.792 | -123.544 | -129.555
Hydrogen Evolution | Srg_BB005 | MW | UKPN Eastern | Amersham Main |  | 0 | 0 | 0 | 0 | 0 | -0.032 | -0.054 | -0.112 | -0.197 | -0.336 | -0.547 | -0.863 | -1.317 | -1.956 | -2.824 | -3.981 | -5.474 | -7.359 | -9.709 | -12.514 | -15.754 | -19.314 | -22.865 | -26.345 | -29.289 | -31.853 | -33.986 | -35.639
Hydrogen Evolution | Srg_BB005 | MW | UKPN Eastern | Braintree |  | 0 | 0 | 0 | 0 | 0 | -0.057 | -0.096 | -0.199 | -0.352 | -0.6 | -0.976 | -1.54 | -2.351 | -3.491 | -5.04 | -7.105 | -9.77 | -13.134 | -17.329 | -22.335 | -28.117 | -34.471 | -40.808 | -47.019 | -52.274 | -56.851 | -60.656 | -63.608
Hydrogen Evolution | Srg_BB005 | MW | UKPN Eastern | Bramford |  | 0 | 0 | 0 | 0 | 0 | -0.135 | -0.229 | -0.475 | -0.839 | -1.429 | -2.325 | -3.668 | -5.602 | -8.317 | -12.008 | -16.925 | -23.275 | -31.289 | -41.281 | -53.206 | -66.98 | -82.117 | -97.214 | -112.012 | -124.53 | -135.431 | -144.497 | -151.528
Hydrogen Evolution | Srg_BB005 | MW | UKPN Eastern | Brimsdown |  | 0 | 0 | 0 | 0 | 0 | -0.093 | -0.158 | -0.328 | -0.579 | -0.987 | -1.605 | -2.532 | -3.866 | -5.741 | -8.288 | -11.682 | -16.065 | -21.596 | -28.493 | -36.724 | -46.231 | -56.679 | -67.099 | -77.313 | -85.953 | -93.477 | -99.735 | -104.588
Hydrogen Evolution | Srg_BB005 | MW | UKPN Eastern | Burwell Main |  | 0 | 0 | 0 | 0 | 0 | -0.092 | -0.157 | -0.325 | -0.574 | -0.977 | -1.59 | -2.508 | -3.831 | -5.688 | -8.212 | -11.575 | -15.918 | -21.398 | -28.231 | -36.386 | -45.807 | -56.158 | -66.483 | -76.603 | -85.164 | -92.619 | -98.819 | -103.628
Hydrogen Evolution | Srg_BB005 | MW | UKPN Eastern | Clacton |  | 0 | 0 | 0 | 0 | 0 | -0.135 | -0.229 | -0.475 | -0.839 | -1.429 | -2.325 | -3.668 | -5.602 | -8.317 | -12.008 | -16.925 | -23.275 | -31.289 | -41.281 | -53.206 | -66.98 | -82.117 | -97.214 | -112.012 | -124.53 | -135.431 | -144.497 | -151.528
Hydrogen Evolution | Srg_BB005 | MW | UKPN Eastern | Eaton Socon |  | 0 | 0 | 0 | 0 | 0 | -0.112 | -0.19 | -0.394 | -0.696 | -1.186 | -1.929 | -3.044 | -4.648 | -6.901 | -9.964 | -14.044 | -19.313 | -25.962 | -34.253 | -44.148 | -55.577 | -68.137 | -80.665 | -92.943 | -103.33 | -112.375 | -119.898 | -125.733
Hydrogen Evolution | Srg_BB005 | MW | UKPN Eastern | Elstree |  | 0 | 0 | 0 | 0 | 0 | -0.101 | -0.171 | -0.354 | -0.625 | -1.065 | -1.733 | -2.733 | -4.174 | -6.198 | -8.948 | -12.612 | -17.344 | -23.315 | -30.761 | -39.647 | -49.911 | -61.191 | -72.44 | -83.467 | -92.795 | -100.918 | -107.674 | -112.913
Hydrogen Evolution | Srg_BB005 | MW | UKPN Eastern | Loudwater |  | 0 | 0 | 0 | 0 | 0 | -0.014 | -0.024 | -0.049 | -0.087 | -0.149 | -0.242 | -0.382 | -0.583 | -0.865 | -1.249 | -1.761 | -2.421 | -3.255 | -4.294 | -5.535 | -6.968 | -8.542 | -10.113 | -11.652 | -12.953 | -14.088 | -15.031 | -15.763
Hydrogen Evolution | Srg_BB005 | MW | UKPN Eastern | Mill Hill |  | 0 | 0 | 0 | 0 | 0 | -0.043 | -0.072 | -0.15 | -0.264 | -0.451 | -0.733 | -1.156 | -1.766 | -2.622 | -3.786 | -5.336 | -7.338 | -9.864 | -13.014 | -16.773 | -21.116 | -25.888 | -30.647 | -35.312 | -39.259 | -42.695 | -45.553 | -47.77
Hydrogen Evolution | Srg_BB005 | MW | UKPN Eastern | Norwich Main |  | 0 | 0 | 0 | 0 | 0 | -0.071 | -0.121 | -0.251 | -0.444 | -0.756 | -1.23 | -1.94 | -2.963 | -4.399 | -6.351 | -8.952 | -12.311 | -16.549 | -21.835 | -28.142 | -35.427 | -43.433 | -51.419 | -59.245 | -65.867 | -71.633 | -76.429 | -80.147
Hydrogen Evolution | Srg_BB005 | MW | UKPN Eastern | Pelham |  | 0 | 0 | 0 | 0 | 0 | -0.19 | -0.322 | -0.667 | -1.179 | -2.009 | -3.268 | -5.156 | -7.874 | -11.691 | -16.879 | -23.792 | -32.718 | -43.982 | -58.028 | -74.79 | -94.152 | -115.43 | -136.652 | -157.452 | -175.049 | -190.372 | -203.116 | -213
Hydrogen Evolution | Srg_BB005 | MW | UKPN Eastern | Rayleigh |  | 0 | 0 | 0 | 0 | 0 | -0.174 | -0.295 | -0.611 | -1.079 | -1.838 | -2.991 | -4.718 | -7.205 | -10.698 | -15.445 | -21.771 | -29.939 | -40.246 | -53.099 | -68.438 | -86.155 | -105.625 | -125.045 | -144.078 | -160.18 | -174.202 | -185.864 | -194.908
Hydrogen Evolution | Srg_BB005 | MW | UKPN Eastern | Rye House |  | 0 | 0 | 0 | 0 | 0 | -0.119 | -0.203 | -0.42 | -0.742 | -1.264 | -2.057 | -3.245 | -4.955 | -7.357 | -10.621 | -14.971 | -20.588 | -27.676 | -36.515 | -47.063 | -59.247 | -72.636 | -85.99 | -99.079 | -110.153 | -119.794 | -127.814 | -134.033
Hydrogen Evolution | Srg_BB005 | MW | UKPN Eastern | Sheringham Shoal |  | 0 | 0 | 0 | 0 | 0 | -0.071 | -0.121 | -0.251 | -0.444 | -0.756 | -1.23 | -1.94 | -2.963 | -4.399 | -6.351 | -8.952 | -12.311 | -16.549 | -21.835 | -28.142 | -35.427 | -43.433 | -51.419 | -59.245 | -65.867 | -71.633 | -76.429 | -80.147
Hydrogen Evolution | Srg_BB005 | MW | UKPN Eastern | Sundon |  | 0 | 0 | 0 | 0 | 0 | -0.231 | -0.393 | -0.813 | -1.437 | -2.448 | -3.983 | -6.283 | -9.596 | -14.247 | -20.569 | -28.994 | -39.871 | -53.598 | -70.715 | -91.142 | -114.737 | -140.667 | -166.529 | -191.877 | -213.321 | -231.995 | -247.525 | -259.569
Hydrogen Evolution | Srg_BB005 | MW | UKPN Eastern | Tilbury |  | 0 | 0 | 0 | 0 | 0 | -0.062 | -0.105 | -0.217 | -0.384 | -0.655 | -1.065 | -1.68 | -2.566 | -3.81 | -5.5 | -7.753 | -10.661 | -14.332 | -18.908 | -24.37 | -30.68 | -37.613 | -44.528 | -51.306 | -57.039 | -62.032 | -66.185 | -69.406
Hydrogen Evolution | Srg_BB005 | MW | UKPN Eastern | Tottenham |  | 0 | 0 | 0 | 0 | 0 | -0.058 | -0.099 | -0.204 | -0.36 | -0.614 | -0.999 | -1.576 | -2.407 | -3.573 | -5.159 | -7.272 | -10 | -13.443 | -17.736 | -22.859 | -28.777 | -35.28 | -41.766 | -48.124 | -53.502 | -58.185 | -62.081 | -65.102
Hydrogen Evolution | Srg_BB005 | MW | UKPN Eastern | Walpole (_A) |  | 0 | 0 | 0 | 0 | 0 | -0.236 | -0.4 | -0.829 | -1.464 | -2.495 | -4.059 | -6.404 | -9.78 | -14.521 | -20.965 | -29.551 | -40.637 | -54.628 | -72.074 | -92.894 | -116.943 | -143.37 | -169.729 | -195.564 | -217.42 | -236.453 | -252.282 | -264.558
Hydrogen Evolution | Srg_BB005 | MW | UKPN Eastern | Warley |  | 0 | 0 | 0 | 0 | 0 | -0.083 | -0.14 | -0.29 | -0.513 | -0.874 | -1.422 | -2.244 | -3.426 | -5.087 | -7.344 | -10.352 | -14.236 | -19.138 | -25.249 | -32.543 | -40.968 | -50.226 | -59.461 | -68.511 | -76.168 | -82.836 | -88.381 | -92.681
Hydrogen Evolution | Srg_BB005 | MW | UKPN Eastern | Watford South |  | 0 | 0 | 0 | 0 | 0 | -0.072 | -0.123 | -0.254 | -0.449 | -0.765 | -1.245 | -1.964 | -3 | -4.454 | -6.431 | -9.064 | -12.465 | -16.757 | -22.108 | -28.495 | -35.871 | -43.978 | -52.063 | -59.989 | -66.693 | -72.53 | -77.387 | -81.152
Hydrogen Evolution | Srg_BB005 | MW | UKPN Eastern | West Thurrock |  | 0 | 0 | 0 | 0 | 0 | -0.003 | -0.005 | -0.009 | -0.017 | -0.028 | -0.046 | -0.073 | -0.111 | -0.165 | -0.238 | -0.336 | -0.462 | -0.62 | -0.819 | -1.055 | -1.328 | -1.628 | -1.928 | -2.221 | -2.47 | -2.685 | -2.865 | -3.005
Hydrogen Evolution | Srg_BB005 | MW | UKPN Eastern | Wymondley |  | 0 | 0 | 0 | 0 | 0 | -0.144 | -0.245 | -0.507 | -0.897 | -1.528 | -2.485 | -3.921 | -5.988 | -8.891 | -12.836 | -18.094 | -24.882 | -33.449 | -44.13 | -56.879 | -71.604 | -87.785 | -103.925 | -119.743 | -133.125 | -144.779 | -154.471 | -161.988
Hydrogen Evolution | Srg_BB005 | MW | UKPN London | Acton Lane 22kV |  | 0 | 0 | 0 | 0 | 0 | -0.004 | -0.008 | -0.016 | -0.028 | -0.047 | -0.077 | -0.121 | -0.185 | -0.274 | -0.396 | -0.558 | -0.767 | -1.031 | -1.361 | -1.754 | -2.208 | -2.707 | -3.205 | -3.693 | -4.105 | -4.464 | -4.763 | -4.996
Hydrogen Evolution | Srg_BB005 | MW | UKPN London | Barking |  | 0 | 0 | 0 | 0 | 0 | -0.028 | -0.047 | -0.098 | -0.173 | -0.294 | -0.478 | -0.755 | -1.153 | -1.711 | -2.471 | -3.483 | -4.789 | -6.438 | -8.494 | -10.948 | -13.783 | -16.897 | -20.004 | -23.049 | -25.625 | -27.867 | -29.733 | -31.18
Hydrogen Evolution | Srg_BB005 | MW | UKPN London | Barking West |  | 0 | 0 | 0 | 0 | 0 | -0.028 | -0.047 | -0.098 | -0.173 | -0.294 | -0.478 | -0.755 | -1.153 | -1.711 | -2.471 | -3.483 | -4.789 | -6.438 | -8.494 | -10.948 | -13.783 | -16.897 | -20.004 | -23.049 | -25.625 | -27.867 | -29.733 | -31.18
Hydrogen Evolution | Srg_BB005 | MW | UKPN London | Beddington (_C) |  | 0 | 0 | 0 | 0 | 0 | -0.024 | -0.04 | -0.083 | -0.147 | -0.251 | -0.409 | -0.645 | -0.984 | -1.462 | -2.11 | -2.974 | -4.09 | -5.498 | -7.254 | -9.349 | -11.77 | -14.43 | -17.083 | -19.683 | -21.883 | -23.799 | -25.392 | -26.627
Hydrogen Evolution | Srg_BB005 | MW | UKPN London | Canal Bank |  | 0 | 0 | 0 | 0 | 0 | -0.004 | -0.006 | -0.013 | -0.023 | -0.039 | -0.063 | -0.1 | -0.152 | -0.226 | -0.326 | -0.46 | -0.633 | -0.851 | -1.122 | -1.447 | -1.821 | -2.233 | -2.643 | -3.046 | -3.385 | -3.683 | -3.929 | -4.12
Hydrogen Evolution | Srg_BB005 | MW | UKPN London | City Road |  | 0 | 0 | 0 | 0 | 0 | -0.01 | -0.017 | -0.036 | -0.064 | -0.109 | -0.177 | -0.279 | -0.426 | -0.633 | -0.913 | -1.288 | -1.771 | -2.38 | -3.141 | -4.048 | -5.095 | -6.247 | -7.396 | -8.522 | -9.474 | -10.303 | -10.993 | -11.527
Hydrogen Evolution | Srg_BB005 | MW | UKPN London | Greenford |  | 0 | 0 | 0 | 0 | 0 | -0.004 | -0.006 | -0.013 | -0.023 | -0.039 | -0.063 | -0.1 | -0.152 | -0.226 | -0.326 | -0.46 | -0.633 | -0.851 | -1.122 | -1.447 | -1.821 | -2.233 | -2.643 | -3.046 | -3.385 | -3.683 | -3.929 | -4.12
Hydrogen Evolution | Srg_BB005 | MW | UKPN London | Hackney 132kV |  | 0 | 0 | 0 | 0 | 0 | -0.017 | -0.03 | -0.061 | -0.108 | -0.185 | -0.3 | -0.474 | -0.724 | -1.074 | -1.551 | -2.186 | -3.006 | -4.041 | -5.332 | -6.873 | -8.652 | -10.607 | -12.557 | -14.468 | -16.085 | -17.493 | -18.665 | -19.573
Hydrogen Evolution | Srg_BB005 | MW | UKPN London | Hackney 66kV |  | 0 | 0 | 0 | 0 | 0 | -0.017 | -0.03 | -0.061 | -0.108 | -0.185 | -0.3 | -0.474 | -0.724 | -1.074 | -1.551 | -2.186 | -3.006 | -4.041 | -5.332 | -6.873 | -8.652 | -10.607 | -12.557 | -14.468 | -16.085 | -17.493 | -18.665 | -19.573
Hydrogen Evolution | Srg_BB005 | MW | UKPN London | Hurst |  | 0 | 0 | 0 | 0 | 0 | -0.045 | -0.077 | -0.16 | -0.282 | -0.481 | -0.783 | -1.235 | -1.885 | -2.799 | -4.042 | -5.697 | -7.834 | -10.531 | -13.895 | -17.908 | -22.545 | -27.639 | -32.721 | -37.701 | -41.915 | -45.584 | -48.636 | -51.002
Hydrogen Evolution | Srg_BB005 | MW | UKPN London | Islington |  | 0 | 0 | 0 | 0 | 0 | -0.02 | -0.034 | -0.071 | -0.126 | -0.215 | -0.349 | -0.551 | -0.841 | -1.248 | -1.802 | -2.54 | -3.493 | -4.696 | -6.196 | -7.986 | -10.053 | -12.325 | -14.591 | -16.811 | -18.69 | -20.326 | -21.687 | -22.743
Hydrogen Evolution | Srg_BB005 | MW | UKPN London | Littlebrook (_C) |  | 0 | 0 | 0 | 0 | 0 | -0.022 | -0.037 | -0.076 | -0.134 | -0.229 | -0.373 | -0.588 | -0.898 | -1.334 | -1.926 | -2.714 | -3.732 | -5.017 | -6.62 | -8.532 | -10.741 | -13.168 | -15.589 | -17.961 | -19.969 | -21.717 | -23.172 | -24.299
Hydrogen Evolution | Srg_BB005 | MW | UKPN London | Lodge Road |  | 0 | 0 | 0 | 0 | 0 | -0.02 | -0.033 | -0.069 | -0.122 | -0.209 | -0.339 | -0.535 | -0.817 | -1.213 | -1.752 | -2.469 | -3.396 | -4.565 | -6.023 | -7.762 | -9.772 | -11.98 | -14.182 | -16.341 | -18.167 | -19.758 | -21.081 | -22.106
Hydrogen Evolution | Srg_BB005 | MW | UKPN London | New Cross |  | 0 | 0 | 0 | 0 | 0 | -0.035 | -0.06 | -0.125 | -0.22 | -0.375 | -0.611 | -0.963 | -1.471 | -2.184 | -3.154 | -4.445 | -6.113 | -8.217 | -10.842 | -13.973 | -17.591 | -21.566 | -25.531 | -29.417 | -32.705 | -35.568 | -37.949 | -39.796
Hydrogen Evolution | Srg_BB005 | MW | UKPN London | Perivale |  | 0 | 0 | 0 | 0 | 0 | -0.004 | -0.006 | -0.013 | -0.023 | -0.039 | -0.063 | -0.1 | -0.152 | -0.226 | -0.326 | -0.46 | -0.633 | -0.851 | -1.122 | -1.447 | -1.821 | -2.233 | -2.643 | -3.046 | -3.385 | -3.683 | -3.929 | -4.12
Hydrogen Evolution | Srg_BB005 | MW | UKPN London | Redbridge |  | 0 | 0 | 0 | 0 | 0 | -0.023 | -0.038 | -0.08 | -0.141 | -0.24 | -0.39 | -0.615 | -0.939 | -1.394 | -2.013 | -2.838 | -3.902 | -5.246 | -6.921 | -8.921 | -11.23 | -13.768 | -16.299 | -18.78 | -20.879 | -22.707 | -24.227 | -25.405
Hydrogen Evolution | Srg_BB005 | MW | UKPN London | St John's Wood |  | 0 | 0 | 0 | 0 | 0 | -0.028 | -0.047 | -0.098 | -0.173 | -0.294 | -0.479 | -0.755 | -1.153 | -1.712 | -2.472 | -3.484 | -4.791 | -6.441 | -8.498 | -10.953 | -13.788 | -16.904 | -20.011 | -23.058 | -25.634 | -27.879 | -29.745 | -31.192
Hydrogen Evolution | Srg_BB005 | MW | UKPN London | Wesley Avenue (Willesden) |  | 0 | 0 | 0 | 0 | 0 | -0.01 | -0.017 | -0.036 | -0.063 | -0.107 | -0.174 | -0.275 | -0.419 | -0.623 | -0.899 | -1.267 | -1.743 | -2.343 | -3.091 | -3.984 | -5.014 | -6.148 | -7.278 | -8.386 | -9.323 | -10.14 | -10.818 | -11.344
Hydrogen Evolution | Srg_BB005 | MW | UKPN London | West Ham |  | 0 | 0 | 0 | 0 | 0 | -0.025 | -0.042 | -0.087 | -0.154 | -0.262 | -0.426 | -0.673 | -1.028 | -1.526 | -2.203 | -3.105 | -4.27 | -5.74 | -7.573 | -9.76 | -12.287 | -15.063 | -17.833 | -20.548 | -22.844 | -24.843 | -26.507 | -27.796
Hydrogen Evolution | Srg_BB005 | MW | UKPN London | Willesden 132kV |  | 0 | 0 | 0 | 0 | 0 | -0.019 | -0.032 | -0.065 | -0.115 | -0.197 | -0.32 | -0.505 | -0.771 | -1.144 | -1.652 | -2.328 | -3.202 | -4.304 | -5.679 | -7.319 | -9.213 | -11.296 | -13.372 | -15.408 | -17.13 | -18.629 | -19.876 | -20.843
Hydrogen Evolution | Srg_BB005 | MW | UKPN London | Willesden 66kV |  | 0 | 0 | 0 | 0 | 0 | -0.008 | -0.014 | -0.029 | -0.051 | -0.087 | -0.141 | -0.223 | -0.34 | -0.505 | -0.729 | -1.027 | -1.413 | -1.899 | -2.505 | -3.229 | -4.065 | -4.984 | -5.9 | -6.799 | -7.559 | -8.22 | -8.771 | -9.197
Hydrogen Evolution | Srg_BB005 | MW | UKPN London | Wimbledon North |  | 0 | 0 | 0 | 0 | 0 | -0.04 | -0.068 | -0.142 | -0.25 | -0.427 | -0.694 | -1.095 | -1.672 | -2.482 | -3.583 | -5.051 | -6.946 | -9.337 | -12.318 | -15.877 | -19.988 | -24.504 | -29.01 | -33.425 | -37.161 | -40.414 | -43.12 | -45.217
Hydrogen Evolution | Srg_BB005 | MW | UKPN London | Wimbledon South |  | 0 | 0 | 0 | 0 | 0 | -0.04 | -0.068 | -0.142 | -0.25 | -0.427 | -0.694 | -1.095 | -1.672 | -2.482 | -3.583 | -5.051 | -6.946 | -9.337 | -12.318 | -15.877 | -19.988 | -24.504 | -29.01 | -33.425 | -37.161 | -40.414 | -43.12 | -45.217
Hydrogen Evolution | Srg_BB005 | MW | UKPN South East | Beddington (_J) |  | 0 | 0 | 0 | 0 | 0 | -0.107 | -0.183 | -0.378 | -0.668 | -1.139 | -1.852 | -2.922 | -4.462 | -6.625 | -9.565 | -13.483 | -18.541 | -24.925 | -32.885 | -42.384 | -53.357 | -65.415 | -77.442 | -89.229 | -99.202 | -107.885 | -115.108 | -120.709
Hydrogen Evolution | Srg_BB005 | MW | UKPN South East | Bolney |  | 0 | 0 | 0 | 0 | 0 | -0.243 | -0.413 | -0.856 | -1.512 | -2.577 | -4.192 | -6.613 | -10.099 | -14.994 | -21.648 | -30.514 | -41.961 | -56.409 | -74.422 | -95.921 | -120.753 | -148.042 | -175.261 | -201.937 | -224.506 | -244.159 | -260.503 | -273.179
Hydrogen Evolution | Srg_BB005 | MW | UKPN South East | Canterbury |  | 0 | 0 | 0 | 0 | 0 | -0.039 | -0.066 | -0.137 | -0.241 | -0.411 | -0.669 | -1.055 | -1.611 | -2.392 | -3.454 | -4.868 | -6.694 | -8.999 | -11.873 | -15.303 | -19.265 | -23.618 | -27.961 | -32.216 | -35.817 | -38.952 | -41.561 | -43.582
Hydrogen Evolution | Srg_BB005 | MW | UKPN South East | Chessington |  | 0 | 0 | 0 | 0 | 0 | -0.07 | -0.12 | -0.248 | -0.438 | -0.747 | -1.215 | -1.916 | -2.926 | -4.345 | -6.273 | -8.842 | -12.159 | -16.345 | -21.565 | -27.794 | -34.99 | -42.897 | -50.784 | -58.514 | -65.054 | -70.748 | -75.484 | -79.157
Hydrogen Evolution | Srg_BB005 | MW | UKPN South East | Kemsley |  | 0 | 0 | 0 | 0 | 0 | -0.054 | -0.091 | -0.189 | -0.334 | -0.569 | -0.926 | -1.46 | -2.23 | -3.311 | -4.781 | -6.739 | -9.267 | -12.458 | -16.436 | -21.184 | -26.668 | -32.694 | -38.706 | -44.596 | -49.581 | -53.921 | -57.531 | -60.33
Hydrogen Evolution | Srg_BB005 | MW | UKPN South East | Kingsnorth |  | 0 | 0 | 0 | 0 | 0 | -0.057 | -0.098 | -0.202 | -0.357 | -0.608 | -0.989 | -1.56 | -2.382 | -3.536 | -5.106 | -7.197 | -9.896 | -13.304 | -17.552 | -22.623 | -28.479 | -34.915 | -41.334 | -47.626 | -52.948 | -57.584 | -61.439 | -64.428
Hydrogen Evolution | Srg_BB005 | MW | UKPN South East | Littlebrook (_J) |  | 0 | 0 | 0 | 0 | 0 | -0.005 | -0.009 | -0.019 | -0.034 | -0.057 | -0.093 | -0.147 | -0.225 | -0.334 | -0.483 | -0.681 | -0.936 | -1.258 | -1.66 | -2.139 | -2.693 | -3.301 | -3.909 | -4.504 | -5.007 | -5.446 | -5.81 | -6.092
Hydrogen Evolution | Srg_BB005 | MW | UKPN South East | Ninfield |  | 0 | 0 | 0 | 0 | 0 | -0.181 | -0.307 | -0.635 | -1.122 | -1.913 | -3.112 | -4.909 | -7.497 | -11.131 | -16.071 | -22.653 | -31.151 | -41.876 | -55.249 | -71.209 | -89.644 | -109.903 | -130.109 | -149.913 | -166.668 | -181.258 | -193.392 | -202.802
Hydrogen Evolution | Srg_BB005 | MW | UKPN South East | Northfleet East |  | 0 | 0 | 0 | 0 | 0 | -0.169 | -0.287 | -0.594 | -1.05 | -1.789 | -2.91 | -4.591 | -7.011 | -10.409 | -15.028 | -21.183 | -29.131 | -39.16 | -51.666 | -66.591 | -83.83 | -102.775 | -121.671 | -140.19 | -155.858 | -169.501 | -180.849 | -189.648
Hydrogen Evolution | Srg_BB005 | MW | UKPN South East | Richborough |  | 0 | 0 | 0 | 0 | 0 | -0.078 | -0.132 | -0.273 | -0.482 | -0.822 | -1.337 | -2.11 | -3.222 | -4.784 | -6.907 | -9.736 | -13.389 | -17.998 | -23.746 | -30.606 | -38.529 | -47.236 | -55.921 | -64.433 | -71.634 | -77.905 | -83.12 | -87.164
Hydrogen Evolution | Srg_BB005 | MW | UKPN South East | Sellindge |  | 0 | 0 | 0 | 0 | 0 | -0.139 | -0.236 | -0.489 | -0.865 | -1.474 | -2.397 | -3.782 | -5.775 | -8.575 | -12.38 | -17.45 | -23.996 | -32.258 | -42.559 | -54.854 | -69.054 | -84.66 | -100.225 | -115.48 | -128.386 | -139.625 | -148.972 | -156.221
Hydrogen Evolution | Srg_BB005 | MW | UKPN South East | West Weybridge |  | 0 | 0 | 0 | 0 | 0 | -0.14 | -0.238 | -0.492 | -0.87 | -1.483 | -2.412 | -3.805 | -5.811 | -8.628 | -12.456 | -17.558 | -24.145 | -32.458 | -42.823 | -55.193 | -69.482 | -85.184 | -100.845 | -116.195 | -129.182 | -140.49 | -149.895 | -157.188
Hydrogen Evolution | Srg_BB006a | MW | Electricity North West | Bredbury |  | 4.136 | 4.137 | 5.192 | 5.804 | 6.328 | 6.253 | 6.473 | 6.664 | 7.153 | 7.789 | 8.469 | 8.919 | 9.331 | 9.68 | 10.05 | 10.389 | 10.848 | 11.366 | 11.666 | 11.874 | 11.976 | 12.033 | 12.038 | 12.156 | 12.199 | 12.226 | 12.183 | 12.16
Hydrogen Evolution | Srg_BB006a | MW | Electricity North West | Harker |  | 7.202 | 7.203 | 9.039 | 10.106 | 11.019 | 10.888 | 11.271 | 11.602 | 12.454 | 13.562 | 14.747 | 15.529 | 16.246 | 16.855 | 17.499 | 18.089 | 18.888 | 19.79 | 20.313 | 20.674 | 20.852 | 20.951 | 20.961 | 21.166 | 21.24 | 21.288 | 21.212 | 21.172
Hydrogen Evolution | Srg_BB006a | MW | Electricity North West | Heysham (NGET) |  | 1.507 | 1.507 | 1.891 | 2.114 | 2.305 | 2.278 | 2.358 | 2.427 | 2.606 | 2.837 | 3.085 | 3.249 | 3.399 | 3.526 | 3.661 | 3.784 | 3.952 | 4.14 | 4.25 | 4.325 | 4.363 | 4.383 | 4.385 | 4.428 | 4.444 | 4.454 | 4.438 | 4.43
Hydrogen Evolution | Srg_BB006a | MW | Electricity North West | Hutton |  | 2.894 | 2.895 | 3.633 | 4.061 | 4.428 | 4.376 | 4.53 | 4.663 | 5.005 | 5.45 | 5.927 | 6.241 | 6.529 | 6.774 | 7.033 | 7.27 | 7.591 | 7.954 | 8.164 | 8.309 | 8.38 | 8.42 | 8.424 | 8.506 | 8.536 | 8.555 | 8.525 | 8.509
Hydrogen Evolution | Srg_BB006a | MW | Electricity North West | Kearsley 132kV |  | 6.858 | 6.858 | 8.607 | 9.623 | 10.492 | 10.367 | 10.732 | 11.048 | 11.858 | 12.913 | 14.041 | 14.786 | 15.469 | 16.049 | 16.662 | 17.224 | 17.984 | 18.844 | 19.341 | 19.685 | 19.855 | 19.949 | 19.958 | 20.154 | 20.224 | 20.27 | 20.198 | 20.16
Hydrogen Evolution | Srg_BB006a | MW | Electricity North West | Kearsley 33kV |  | 1.436 | 1.436 | 1.802 | 2.015 | 2.197 | 2.171 | 2.247 | 2.313 | 2.483 | 2.704 | 2.94 | 3.096 | 3.239 | 3.361 | 3.489 | 3.607 | 3.766 | 3.946 | 4.05 | 4.122 | 4.158 | 4.177 | 4.179 | 4.22 | 4.235 | 4.244 | 4.229 | 4.221
Hydrogen Evolution | Srg_BB006a | MW | Electricity North West | Kirkby (_G) |  | 0.452 | 0.452 | 0.567 | 0.634 | 0.692 | 0.683 | 0.707 | 0.728 | 0.782 | 0.851 | 0.926 | 0.975 | 1.02 | 1.058 | 1.098 | 1.135 | 1.185 | 1.242 | 1.275 | 1.297 | 1.309 | 1.315 | 1.315 | 1.328 | 1.333 | 1.336 | 1.331 | 1.329
Hydrogen Evolution | Srg_BB006a | MW | Electricity North West | Macclesfield |  | 1.774 | 1.774 | 2.227 | 2.489 | 2.714 | 2.682 | 2.776 | 2.858 | 3.068 | 3.341 | 3.632 | 3.825 | 4.002 | 4.152 | 4.311 | 4.456 | 4.653 | 4.875 | 5.004 | 5.093 | 5.137 | 5.161 | 5.163 | 5.214 | 5.232 | 5.244 | 5.225 | 5.215
Hydrogen Evolution | Srg_BB006a | MW | Electricity North West | Ormonde |  | 0.159 | 0.159 | 0.199 | 0.223 | 0.243 | 0.24 | 0.249 | 0.256 | 0.275 | 0.299 | 0.325 | 0.342 | 0.358 | 0.372 | 0.386 | 0.399 | 0.417 | 0.436 | 0.448 | 0.456 | 0.46 | 0.462 | 0.462 | 0.467 | 0.468 | 0.469 | 0.468 | 0.467
Hydrogen Evolution | Srg_BB006a | MW | Electricity North West | Padiham |  | 3.212 | 3.212 | 4.031 | 4.507 | 4.914 | 4.856 | 5.027 | 5.174 | 5.554 | 6.048 | 6.577 | 6.925 | 7.245 | 7.517 | 7.804 | 8.067 | 8.423 | 8.826 | 9.059 | 9.22 | 9.299 | 9.344 | 9.348 | 9.439 | 9.472 | 9.494 | 9.46 | 9.442
Hydrogen Evolution | Srg_BB006a | MW | Electricity North West | Penwortham East |  | 5.179 | 5.179 | 6.5 | 7.267 | 7.923 | 7.829 | 8.105 | 8.343 | 8.955 | 9.752 | 10.604 | 11.166 | 11.682 | 12.12 | 12.583 | 13.007 | 13.582 | 14.231 | 14.607 | 14.866 | 14.995 | 15.066 | 15.072 | 15.22 | 15.273 | 15.308 | 15.253 | 15.225
Hydrogen Evolution | Srg_BB006a | MW | Electricity North West | Penwortham West |  | 4.422 | 4.422 | 5.55 | 6.205 | 6.765 | 6.685 | 6.92 | 7.124 | 7.646 | 8.326 | 9.054 | 9.534 | 9.975 | 10.348 | 10.744 | 11.106 | 11.596 | 12.151 | 12.472 | 12.693 | 12.803 | 12.864 | 12.869 | 12.996 | 13.041 | 13.07 | 13.024 | 12.999
Hydrogen Evolution | Srg_BB006a | MW | Electricity North West | Robin Rigg |  | 0.058 | 0.058 | 0.073 | 0.081 | 0.089 | 0.087 | 0.091 | 0.093 | 0.1 | 0.109 | 0.119 | 0.125 | 0.131 | 0.135 | 0.141 | 0.145 | 0.152 | 0.159 | 0.163 | 0.166 | 0.167 | 0.168 | 0.168 | 0.17 | 0.171 | 0.171 | 0.17 | 0.17
Hydrogen Evolution | Srg_BB006a | MW | Electricity North West | Rochdale |  | 3.382 | 3.383 | 4.245 | 4.746 | 5.175 | 5.113 | 5.293 | 5.449 | 5.849 | 6.369 | 6.925 | 7.293 | 7.63 | 7.915 | 8.218 | 8.495 | 8.87 | 9.294 | 9.539 | 9.709 | 9.793 | 9.839 | 9.844 | 9.94 | 9.975 | 9.997 | 9.962 | 9.943
Hydrogen Evolution | Srg_BB006a | MW | Electricity North West | South Manchester |  | 4.689 | 4.689 | 5.885 | 6.58 | 7.174 | 7.089 | 7.338 | 7.554 | 8.108 | 8.829 | 9.601 | 10.11 | 10.577 | 10.973 | 11.393 | 11.777 | 12.297 | 12.885 | 13.225 | 13.46 | 13.576 | 13.641 | 13.647 | 13.78 | 13.828 | 13.86 | 13.81 | 13.784
Hydrogen Evolution | Srg_BB006a | MW | Electricity North West | Stalybridge |  | 4.855 | 4.855 | 6.094 | 6.813 | 7.428 | 7.34 | 7.598 | 7.821 | 8.395 | 9.142 | 9.941 | 10.468 | 10.952 | 11.362 | 11.796 | 12.194 | 12.732 | 13.341 | 13.693 | 13.936 | 14.057 | 14.124 | 14.13 | 14.268 | 14.318 | 14.35 | 14.299 | 14.273
Hydrogen Evolution | Srg_BB006a | MW | Electricity North West | Stanah |  | 2.217 | 2.218 | 2.783 | 3.112 | 3.393 | 3.352 | 3.47 | 3.572 | 3.834 | 4.176 | 4.54 | 4.781 | 5.002 | 5.189 | 5.388 | 5.569 | 5.815 | 6.093 | 6.254 | 6.365 | 6.42 | 6.451 | 6.454 | 6.517 | 6.54 | 6.554 | 6.531 | 6.519
Hydrogen Evolution | Srg_BB006a | MW | Electricity North West | Walney 2 |  | 0.441 | 0.441 | 0.554 | 0.619 | 0.675 | 0.667 | 0.691 | 0.711 | 0.763 | 0.831 | 0.904 | 0.952 | 0.996 | 1.033 | 1.072 | 1.109 | 1.157 | 1.213 | 1.245 | 1.267 | 1.278 | 1.284 | 1.285 | 1.297 | 1.302 | 1.305 | 1.3 | 1.297
Hydrogen Evolution | Srg_BB006a | MW | Electricity North West | Washway Farm |  | 2.293 | 2.293 | 2.878 | 3.217 | 3.508 | 3.466 | 3.588 | 3.694 | 3.965 | 4.317 | 4.695 | 4.943 | 5.172 | 5.366 | 5.571 | 5.758 | 6.013 | 6.3 | 6.466 | 6.581 | 6.638 | 6.67 | 6.673 | 6.738 | 6.762 | 6.777 | 6.753 | 6.74
Hydrogen Evolution | Srg_BB006a | MW | Electricity North West | Whitegate |  | 3.82 | 3.82 | 4.794 | 5.36 | 5.844 | 5.774 | 5.978 | 6.153 | 6.605 | 7.192 | 7.821 | 8.236 | 8.616 | 8.939 | 9.281 | 9.593 | 10.017 | 10.496 | 10.773 | 10.964 | 11.059 | 11.112 | 11.116 | 11.226 | 11.264 | 11.29 | 11.25 | 11.229
Hydrogen Evolution | Srg_BB006a | MW | IDNO - Refer to Comment Field | Tynemouth 2 |  | 0.587 | 0.587 | 0.737 | 0.824 | 0.898 | 0.888 | 0.919 | 0.946 | 1.015 | 1.106 | 1.202 | 1.266 | 1.324 | 1.374 | 1.427 | 1.475 | 1.54 | 1.613 | 1.656 | 1.685 | 1.7 | 1.708 | 1.709 | 1.726 | 1.731 | 1.735 | 1.729 | 1.726 | Note: TYNE2 is operated by an IDNO allocated to GSP Group/licence area F
Hydrogen Evolution | Srg_BB006a | MW | NGED East Midlands | Berkswell |  | 4.793 | 4.793 | 6.016 | 6.725 | 7.333 | 7.246 | 7.501 | 7.721 | 8.288 | 9.025 | 9.814 | 10.334 | 10.812 | 11.217 | 11.646 | 12.038 | 12.57 | 13.17 | 13.518 | 13.758 | 13.877 | 13.943 | 13.949 | 14.086 | 14.135 | 14.167 | 14.117 | 14.09
Hydrogen Evolution | Srg_BB006a | MW | NGED East Midlands | Bicker Fen |  | 2.127 | 2.127 | 2.67 | 2.985 | 3.254 | 3.216 | 3.329 | 3.427 | 3.678 | 4.006 | 4.356 | 4.587 | 4.799 | 4.978 | 5.169 | 5.343 | 5.579 | 5.845 | 6 | 6.106 | 6.159 | 6.188 | 6.191 | 6.252 | 6.273 | 6.288 | 6.265 | 6.254
Hydrogen Evolution | Srg_BB006a | MW | NGED East Midlands | Chesterfield |  | 8.372 | 8.373 | 10.509 | 11.748 | 12.809 | 12.657 | 13.103 | 13.488 | 14.478 | 15.766 | 17.143 | 18.052 | 18.886 | 19.594 | 20.343 | 21.029 | 21.957 | 23.007 | 23.614 | 24.034 | 24.242 | 24.357 | 24.367 | 24.606 | 24.692 | 24.748 | 24.66 | 24.613
Hydrogen Evolution | Srg_BB006a | MW | NGED East Midlands | Coventry |  | 6.62 | 6.621 | 8.309 | 9.29 | 10.129 | 10.008 | 10.361 | 10.665 | 11.448 | 12.466 | 13.556 | 14.274 | 14.934 | 15.494 | 16.086 | 16.628 | 17.362 | 18.192 | 18.672 | 19.004 | 19.168 | 19.259 | 19.268 | 19.457 | 19.524 | 19.569 | 19.499 | 19.463
Hydrogen Evolution | Srg_BB006a | MW | NGED East Midlands | Drakelow |  | 2.953 | 2.954 | 3.707 | 4.144 | 4.519 | 4.465 | 4.622 | 4.758 | 5.107 | 5.561 | 6.047 | 6.368 | 6.662 | 6.912 | 7.176 | 7.418 | 7.746 | 8.116 | 8.33 | 8.478 | 8.551 | 8.592 | 8.596 | 8.68 | 8.71 | 8.73 | 8.699 | 8.682
Hydrogen Evolution | Srg_BB006a | MW | NGED East Midlands | East Claydon (_B) |  | 6.237 | 6.237 | 7.828 | 8.752 | 9.542 | 9.429 | 9.761 | 10.048 | 10.785 | 11.744 | 12.771 | 13.448 | 14.069 | 14.596 | 15.154 | 15.665 | 16.357 | 17.138 | 17.591 | 17.903 | 18.058 | 18.144 | 18.152 | 18.33 | 18.393 | 18.435 | 18.37 | 18.335
Hydrogen Evolution | Srg_BB006a | MW | NGED East Midlands | Enderby |  | 7.761 | 7.762 | 9.741 | 10.891 | 11.874 | 11.733 | 12.146 | 12.503 | 13.421 | 14.615 | 15.892 | 16.734 | 17.507 | 18.163 | 18.858 | 19.493 | 20.354 | 21.327 | 21.89 | 22.279 | 22.471 | 22.578 | 22.588 | 22.81 | 22.889 | 22.941 | 22.859 | 22.816
Hydrogen Evolution | Srg_BB006a | MW | NGED East Midlands | Grendon |  | 10.084 | 10.085 | 12.657 | 14.151 | 15.428 | 15.245 | 15.782 | 16.246 | 17.438 | 18.989 | 20.649 | 21.743 | 22.748 | 23.6 | 24.503 | 25.328 | 26.447 | 27.711 | 28.443 | 28.948 | 29.198 | 29.337 | 29.35 | 29.637 | 29.74 | 29.808 | 29.702 | 29.646
Hydrogen Evolution | Srg_BB006a | MW | NGED East Midlands | Ratcliffe |  | 6.931 | 6.932 | 8.7 | 9.726 | 10.605 | 10.479 | 10.848 | 11.167 | 11.986 | 13.052 | 14.193 | 14.945 | 15.636 | 16.222 | 16.842 | 17.409 | 18.178 | 19.047 | 19.55 | 19.897 | 20.069 | 20.164 | 20.173 | 20.371 | 20.442 | 20.488 | 20.415 | 20.377
Hydrogen Evolution | Srg_BB006a | MW | NGED East Midlands | Staythorpe |  | 4.269 | 4.269 | 5.358 | 5.99 | 6.531 | 6.453 | 6.68 | 6.877 | 7.381 | 8.038 | 8.74 | 9.204 | 9.629 | 9.99 | 10.372 | 10.721 | 11.195 | 11.73 | 12.039 | 12.253 | 12.359 | 12.418 | 12.423 | 12.545 | 12.589 | 12.617 | 12.572 | 12.549
Hydrogen Evolution | Srg_BB006a | MW | NGED East Midlands | Stoke Bardolph |  | 2.404 | 2.404 | 3.017 | 3.373 | 3.678 | 3.634 | 3.762 | 3.873 | 4.157 | 4.527 | 4.922 | 5.183 | 5.423 | 5.626 | 5.841 | 6.038 | 6.304 | 6.606 | 6.78 | 6.901 | 6.96 | 6.993 | 6.996 | 7.065 | 7.09 | 7.106 | 7.08 | 7.067
Hydrogen Evolution | Srg_BB006a | MW | NGED East Midlands | Walpole (_B) |  | 2.857 | 2.857 | 3.585 | 4.008 | 4.37 | 4.319 | 4.471 | 4.602 | 4.94 | 5.379 | 5.849 | 6.159 | 6.444 | 6.685 | 6.941 | 7.175 | 7.492 | 7.85 | 8.057 | 8.2 | 8.271 | 8.31 | 8.314 | 8.396 | 8.425 | 8.444 | 8.414 | 8.398
Hydrogen Evolution | Srg_BB006a | MW | NGED East Midlands | West Burton |  | 3.556 | 3.556 | 4.463 | 4.99 | 5.441 | 5.376 | 5.565 | 5.729 | 6.149 | 6.696 | 7.282 | 7.668 | 8.022 | 8.322 | 8.641 | 8.932 | 9.326 | 9.772 | 10.03 | 10.208 | 10.296 | 10.345 | 10.35 | 10.451 | 10.488 | 10.512 | 10.474 | 10.454
Hydrogen Evolution | Srg_BB006a | MW | NGED East Midlands | Willington |  | 6.542 | 6.542 | 8.211 | 9.179 | 10.008 | 9.89 | 10.238 | 10.539 | 11.312 | 12.318 | 13.395 | 14.105 | 14.757 | 15.309 | 15.895 | 16.43 | 17.156 | 17.976 | 18.451 | 18.778 | 18.941 | 19.031 | 19.039 | 19.226 | 19.292 | 19.336 | 19.268 | 19.231
Hydrogen Evolution | Srg_BB006a | MW | NGED South Wales | Aberthaw |  | 2.825 | 2.825 | 3.545 | 3.964 | 4.321 | 4.27 | 4.421 | 4.55 | 4.884 | 5.319 | 5.784 | 6.09 | 6.372 | 6.61 | 6.863 | 7.094 | 7.408 | 7.762 | 7.967 | 8.108 | 8.178 | 8.217 | 8.221 | 8.301 | 8.33 | 8.349 | 8.32 | 8.304
Hydrogen Evolution | Srg_BB006a | MW | NGED South Wales | Alpha Steel (Uskmouth) |  | 0.011 | 0.011 | 0.013 | 0.015 | 0.016 | 0.016 | 0.017 | 0.017 | 0.019 | 0.02 | 0.022 | 0.023 | 0.024 | 0.025 | 0.026 | 0.027 | 0.028 | 0.03 | 0.03 | 0.031 | 0.031 | 0.031 | 0.031 | 0.031 | 0.032 | 0.032 | 0.032 | 0.032
Hydrogen Evolution | Srg_BB006a | MW | NGED South Wales | Cardiff East |  | 2.564 | 2.564 | 3.218 | 3.598 | 3.923 | 3.876 | 4.013 | 4.131 | 4.434 | 4.828 | 5.25 | 5.529 | 5.784 | 6.001 | 6.23 | 6.44 | 6.724 | 7.046 | 7.232 | 7.36 | 7.424 | 7.459 | 7.462 | 7.536 | 7.562 | 7.579 | 7.552 | 7.538
Hydrogen Evolution | Srg_BB006a | MW | NGED South Wales | Grange |  | 0.784 | 0.784 | 0.985 | 1.101 | 1.2 | 1.186 | 1.228 | 1.264 | 1.356 | 1.477 | 1.606 | 1.691 | 1.769 | 1.836 | 1.906 | 1.97 | 2.057 | 2.155 | 2.212 | 2.252 | 2.271 | 2.282 | 2.283 | 2.305 | 2.313 | 2.319 | 2.31 | 2.306
Hydrogen Evolution | Srg_BB006a | MW | NGED South Wales | Imperial Park |  | 0.363 | 0.363 | 0.456 | 0.51 | 0.556 | 0.549 | 0.568 | 0.585 | 0.628 | 0.684 | 0.744 | 0.783 | 0.819 | 0.85 | 0.883 | 0.912 | 0.953 | 0.998 | 1.025 | 1.043 | 1.052 | 1.057 | 1.057 | 1.068 | 1.071 | 1.074 | 1.07 | 1.068
Hydrogen Evolution | Srg_BB006a | MW | NGED South Wales | Pembroke |  | 2.338 | 2.338 | 2.935 | 3.281 | 3.577 | 3.535 | 3.659 | 3.767 | 4.043 | 4.403 | 4.788 | 5.042 | 5.275 | 5.472 | 5.681 | 5.873 | 6.132 | 6.425 | 6.595 | 6.712 | 6.77 | 6.802 | 6.805 | 6.872 | 6.896 | 6.912 | 6.887 | 6.874
Hydrogen Evolution | Srg_BB006a | MW | NGED South Wales | Pyle |  | 1.526 | 1.526 | 1.915 | 2.141 | 2.334 | 2.306 | 2.387 | 2.458 | 2.638 | 2.873 | 3.124 | 3.289 | 3.441 | 3.57 | 3.707 | 3.832 | 4.001 | 4.192 | 4.303 | 4.379 | 4.417 | 4.438 | 4.44 | 4.483 | 4.499 | 4.509 | 4.493 | 4.485
Hydrogen Evolution | Srg_BB006a | MW | NGED South Wales | Rassau |  | 3.563 | 3.564 | 4.473 | 5 | 5.452 | 5.387 | 5.577 | 5.741 | 6.162 | 6.71 | 7.296 | 7.683 | 8.038 | 8.34 | 8.658 | 8.95 | 9.345 | 9.792 | 10.051 | 10.229 | 10.318 | 10.367 | 10.371 | 10.473 | 10.509 | 10.533 | 10.496 | 10.476
Hydrogen Evolution | Srg_BB006a | MW | NGED South Wales | Swansea North |  | 9.002 | 9.003 | 11.299 | 12.632 | 13.773 | 13.609 | 14.089 | 14.503 | 15.567 | 16.952 | 18.433 | 19.41 | 20.307 | 21.068 | 21.873 | 22.61 | 23.609 | 24.737 | 25.391 | 25.842 | 26.065 | 26.189 | 26.2 | 26.457 | 26.549 | 26.609 | 26.515 | 26.465
Hydrogen Evolution | Srg_BB006a | MW | NGED South Wales | Upper Boat 132kV |  | 2.918 | 2.918 | 3.662 | 4.095 | 4.464 | 4.411 | 4.567 | 4.701 | 5.046 | 5.495 | 5.975 | 6.292 | 6.582 | 6.829 | 7.09 | 7.329 | 7.653 | 8.018 | 8.23 | 8.376 | 8.449 | 8.489 | 8.493 | 8.576 | 8.606 | 8.625 | 8.594 | 8.578
Hydrogen Evolution | Srg_BB006a | MW | NGED South Wales | Upper Boat 33kV |  | 0.733 | 0.733 | 0.92 | 1.029 | 1.121 | 1.108 | 1.147 | 1.181 | 1.268 | 1.38 | 1.501 | 1.581 | 1.654 | 1.715 | 1.781 | 1.841 | 1.922 | 2.014 | 2.068 | 2.104 | 2.122 | 2.132 | 2.133 | 2.154 | 2.162 | 2.167 | 2.159 | 2.155
Hydrogen Evolution | Srg_BB006a | MW | NGED South Wales | Uskmouth |  | 3.296 | 3.296 | 4.137 | 4.625 | 5.043 | 4.983 | 5.159 | 5.31 | 5.7 | 6.207 | 6.749 | 7.107 | 7.435 | 7.714 | 8.009 | 8.279 | 8.644 | 9.058 | 9.297 | 9.462 | 9.544 | 9.589 | 9.593 | 9.687 | 9.721 | 9.743 | 9.708 | 9.69
Hydrogen Evolution | Srg_BB006a | MW | NGED South West | Abham |  | 4.687 | 4.688 | 5.883 | 6.577 | 7.171 | 7.086 | 7.336 | 7.551 | 8.105 | 8.826 | 9.598 | 10.106 | 10.573 | 10.97 | 11.389 | 11.773 | 12.293 | 12.88 | 13.22 | 13.455 | 13.571 | 13.636 | 13.642 | 13.776 | 13.823 | 13.855 | 13.806 | 13.78
Hydrogen Evolution | Srg_BB006a | MW | NGED South West | Alverdiscott |  | 4.085 | 4.085 | 5.127 | 5.732 | 6.25 | 6.175 | 6.393 | 6.581 | 7.064 | 7.692 | 8.364 | 8.808 | 9.215 | 9.56 | 9.925 | 10.26 | 10.713 | 11.225 | 11.521 | 11.726 | 11.827 | 11.883 | 11.889 | 12.005 | 12.047 | 12.074 | 12.031 | 12.009
Hydrogen Evolution | Srg_BB006a | MW | NGED South West | Axminster |  | 1.022 | 1.022 | 1.283 | 1.435 | 1.564 | 1.546 | 1.6 | 1.647 | 1.768 | 1.925 | 2.093 | 2.204 | 2.306 | 2.393 | 2.484 | 2.568 | 2.681 | 2.809 | 2.884 | 2.935 | 2.96 | 2.974 | 2.975 | 3.005 | 3.015 | 3.022 | 3.011 | 3.006
Hydrogen Evolution | Srg_BB006a | MW | NGED South West | Bridgewater |  | 2.196 | 2.196 | 2.756 | 3.081 | 3.359 | 3.319 | 3.436 | 3.537 | 3.797 | 4.134 | 4.496 | 4.734 | 4.953 | 5.138 | 5.335 | 5.514 | 5.758 | 6.033 | 6.193 | 6.302 | 6.357 | 6.387 | 6.39 | 6.453 | 6.475 | 6.49 | 6.467 | 6.454
Hydrogen Evolution | Srg_BB006a | MW | NGED South West | Exeter |  | 4.168 | 4.168 | 5.231 | 5.849 | 6.377 | 6.301 | 6.523 | 6.715 | 7.207 | 7.848 | 8.534 | 8.987 | 9.402 | 9.754 | 10.127 | 10.468 | 10.931 | 11.453 | 11.756 | 11.964 | 12.068 | 12.125 | 12.13 | 12.249 | 12.292 | 12.32 | 12.276 | 12.253
Hydrogen Evolution | Srg_BB006a | MW | NGED South West | Indian Queens |  | 6.098 | 6.099 | 7.654 | 8.557 | 9.33 | 9.219 | 9.544 | 9.825 | 10.545 | 11.484 | 12.487 | 13.149 | 13.757 | 14.272 | 14.818 | 15.317 | 15.993 | 16.758 | 17.2 | 17.506 | 17.657 | 17.741 | 17.749 | 17.923 | 17.985 | 18.026 | 17.962 | 17.928
Hydrogen Evolution | Srg_BB006a | MW | NGED South West | Landulph |  | 4.741 | 4.741 | 5.95 | 6.653 | 7.253 | 7.167 | 7.42 | 7.638 | 8.198 | 8.927 | 9.707 | 10.222 | 10.694 | 11.095 | 11.519 | 11.907 | 12.433 | 13.028 | 13.372 | 13.609 | 13.727 | 13.792 | 13.798 | 13.933 | 13.982 | 14.013 | 13.964 | 13.937
Hydrogen Evolution | Srg_BB006a | MW | NGED South West | Sandford |  | 1.678 | 1.678 | 2.106 | 2.355 | 2.568 | 2.537 | 2.626 | 2.704 | 2.902 | 3.16 | 3.436 | 3.618 | 3.786 | 3.927 | 4.078 | 4.215 | 4.401 | 4.612 | 4.733 | 4.817 | 4.859 | 4.882 | 4.884 | 4.932 | 4.949 | 4.961 | 4.943 | 4.934
Hydrogen Evolution | Srg_BB006a | MW | NGED South West | Seabank |  | 4.189 | 4.19 | 5.258 | 5.879 | 6.409 | 6.333 | 6.557 | 6.749 | 7.244 | 7.889 | 8.578 | 9.033 | 9.45 | 9.804 | 10.179 | 10.522 | 10.987 | 11.512 | 11.816 | 12.026 | 12.13 | 12.187 | 12.193 | 12.312 | 12.355 | 12.383 | 12.339 | 12.316
Hydrogen Evolution | Srg_BB006a | MW | NGED South West | Taunton |  | 2.366 | 2.367 | 2.97 | 3.321 | 3.62 | 3.578 | 3.704 | 3.812 | 4.092 | 4.456 | 4.845 | 5.102 | 5.338 | 5.538 | 5.75 | 5.944 | 6.206 | 6.503 | 6.674 | 6.793 | 6.852 | 6.884 | 6.887 | 6.955 | 6.979 | 6.995 | 6.97 | 6.957
Hydrogen Evolution | Srg_BB006a | MW | NGED West Midlands | Bishops Wood |  | 8.188 | 8.189 | 10.277 | 11.49 | 12.527 | 12.378 | 12.815 | 13.191 | 14.159 | 15.419 | 16.766 | 17.655 | 18.47 | 19.162 | 19.895 | 20.565 | 21.474 | 22.5 | 23.094 | 23.504 | 23.708 | 23.82 | 23.831 | 24.064 | 24.148 | 24.203 | 24.117 | 24.071
Hydrogen Evolution | Srg_BB006a | MW | NGED West Midlands | Bushbury |  | 2.554 | 2.554 | 3.205 | 3.583 | 3.907 | 3.861 | 3.997 | 4.114 | 4.416 | 4.809 | 5.229 | 5.506 | 5.761 | 5.977 | 6.205 | 6.414 | 6.697 | 7.017 | 7.203 | 7.331 | 7.394 | 7.429 | 7.432 | 7.505 | 7.531 | 7.548 | 7.522 | 7.508
Hydrogen Evolution | Srg_BB006a | MW | NGED West Midlands | Bustleholme |  | 3.234 | 3.235 | 4.06 | 4.539 | 4.948 | 4.89 | 5.062 | 5.211 | 5.593 | 6.091 | 6.623 | 6.974 | 7.296 | 7.569 | 7.859 | 8.124 | 8.482 | 8.888 | 9.123 | 9.285 | 9.365 | 9.409 | 9.413 | 9.506 | 9.539 | 9.56 | 9.526 | 9.509
Hydrogen Evolution | Srg_BB006a | MW | NGED West Midlands | Cellarhead |  | 7.71 | 7.711 | 9.677 | 10.819 | 11.796 | 11.656 | 12.067 | 12.421 | 13.333 | 14.519 | 15.788 | 16.625 | 17.393 | 18.044 | 18.734 | 19.366 | 20.221 | 21.187 | 21.747 | 22.133 | 22.325 | 22.43 | 22.44 | 22.66 | 22.739 | 22.791 | 22.71 | 22.667
Hydrogen Evolution | Srg_BB006a | MW | NGED West Midlands | Feckenham |  | 6.849 | 6.849 | 8.596 | 9.61 | 10.478 | 10.353 | 10.718 | 11.033 | 11.843 | 12.896 | 14.023 | 14.766 | 15.449 | 16.028 | 16.64 | 17.201 | 17.961 | 18.819 | 19.316 | 19.659 | 19.829 | 19.923 | 19.932 | 20.128 | 20.197 | 20.243 | 20.171 | 20.133
Hydrogen Evolution | Srg_BB006a | MW | NGED West Midlands | Hams Hall |  | 5.204 | 5.204 | 6.531 | 7.302 | 7.961 | 7.867 | 8.144 | 8.383 | 8.998 | 9.799 | 10.655 | 11.22 | 11.738 | 12.178 | 12.644 | 13.07 | 13.647 | 14.299 | 14.677 | 14.937 | 15.067 | 15.138 | 15.145 | 15.293 | 15.346 | 15.381 | 15.327 | 15.298
Hydrogen Evolution | Srg_BB006a | MW | NGED West Midlands | Iron Acton |  | 9.354 | 9.355 | 11.741 | 13.126 | 14.311 | 14.141 | 14.639 | 15.069 | 16.175 | 17.614 | 19.153 | 20.169 | 21.101 | 21.891 | 22.728 | 23.494 | 24.532 | 25.704 | 26.383 | 26.851 | 27.084 | 27.212 | 27.224 | 27.491 | 27.586 | 27.649 | 27.551 | 27.499
Hydrogen Evolution | Srg_BB006a | MW | NGED West Midlands | Ironbridge |  | 3.093 | 3.094 | 3.883 | 4.341 | 4.733 | 4.677 | 4.841 | 4.984 | 5.349 | 5.825 | 6.334 | 6.67 | 6.978 | 7.24 | 7.516 | 7.77 | 8.113 | 8.5 | 8.725 | 8.88 | 8.957 | 8.999 | 9.003 | 9.091 | 9.123 | 9.144 | 9.111 | 9.094
Hydrogen Evolution | Srg_BB006a | MW | NGED West Midlands | Kitwell |  | 3.748 | 3.748 | 4.704 | 5.259 | 5.734 | 5.666 | 5.865 | 6.038 | 6.481 | 7.057 | 7.674 | 8.081 | 8.454 | 8.771 | 9.106 | 9.413 | 9.829 | 10.299 | 10.571 | 10.758 | 10.851 | 10.903 | 10.908 | 11.015 | 11.053 | 11.078 | 11.039 | 11.018
Hydrogen Evolution | Srg_BB006a | MW | NGED West Midlands | Nechells |  | 4.99 | 4.99 | 6.263 | 7.002 | 7.634 | 7.544 | 7.809 | 8.039 | 8.629 | 9.396 | 10.217 | 10.759 | 11.256 | 11.678 | 12.125 | 12.533 | 13.087 | 13.712 | 14.074 | 14.324 | 14.448 | 14.517 | 14.523 | 14.665 | 14.716 | 14.75 | 14.697 | 14.67
Hydrogen Evolution | Srg_BB006a | MW | NGED West Midlands | Ocker Hill |  | 1.678 | 1.678 | 2.106 | 2.354 | 2.567 | 2.536 | 2.625 | 2.703 | 2.901 | 3.159 | 3.435 | 3.617 | 3.784 | 3.926 | 4.076 | 4.213 | 4.4 | 4.61 | 4.732 | 4.816 | 4.857 | 4.88 | 4.882 | 4.93 | 4.947 | 4.959 | 4.941 | 4.932
Hydrogen Evolution | Srg_BB006a | MW | NGED West Midlands | Oldbury |  | 1.435 | 1.435 | 1.801 | 2.014 | 2.196 | 2.17 | 2.246 | 2.312 | 2.482 | 2.703 | 2.939 | 3.095 | 3.238 | 3.359 | 3.487 | 3.605 | 3.764 | 3.944 | 4.048 | 4.12 | 4.156 | 4.175 | 4.177 | 4.218 | 4.233 | 4.243 | 4.227 | 4.219
Hydrogen Evolution | Srg_BB006a | MW | NGED West Midlands | Penn |  | 3.307 | 3.307 | 4.151 | 4.641 | 5.059 | 4.999 | 5.176 | 5.328 | 5.719 | 6.227 | 6.771 | 7.13 | 7.46 | 7.739 | 8.035 | 8.306 | 8.673 | 9.087 | 9.327 | 9.493 | 9.575 | 9.62 | 9.625 | 9.719 | 9.753 | 9.775 | 9.74 | 9.722
Hydrogen Evolution | Srg_BB006a | MW | NGED West Midlands | Rugeley |  | 2.54 | 2.54 | 3.188 | 3.564 | 3.886 | 3.84 | 3.975 | 4.092 | 4.393 | 4.783 | 5.201 | 5.477 | 5.73 | 5.945 | 6.172 | 6.38 | 6.662 | 6.98 | 7.164 | 7.292 | 7.355 | 7.39 | 7.393 | 7.465 | 7.491 | 7.508 | 7.482 | 7.468
Hydrogen Evolution | Srg_BB006a | MW | NGED West Midlands | Shrewsbury |  | 1.298 | 1.298 | 1.63 | 1.822 | 1.986 | 1.963 | 2.032 | 2.092 | 2.245 | 2.445 | 2.658 | 2.799 | 2.929 | 3.038 | 3.155 | 3.261 | 3.405 | 3.568 | 3.662 | 3.727 | 3.759 | 3.777 | 3.779 | 3.816 | 3.829 | 3.838 | 3.824 | 3.817
Hydrogen Evolution | Srg_BB006a | MW | NGED West Midlands | Walham |  | 5.691 | 5.691 | 7.143 | 7.985 | 8.706 | 8.603 | 8.906 | 9.168 | 9.84 | 10.716 | 11.652 | 12.27 | 12.837 | 13.318 | 13.827 | 14.293 | 14.924 | 15.638 | 16.05 | 16.336 | 16.477 | 16.555 | 16.562 | 16.725 | 16.783 | 16.821 | 16.761 | 16.73
Hydrogen Evolution | Srg_BB006a | MW | NGED West Midlands | Willenhall |  | 2.048 | 2.048 | 2.57 | 2.873 | 3.133 | 3.096 | 3.205 | 3.299 | 3.541 | 3.856 | 4.193 | 4.415 | 4.619 | 4.792 | 4.975 | 5.143 | 5.37 | 5.627 | 5.775 | 5.878 | 5.929 | 5.957 | 5.96 | 6.018 | 6.039 | 6.053 | 6.031 | 6.02
Hydrogen Evolution | Srg_BB006a | MW | NPg Northeast | Blyth 132kV |  | 0.857 | 0.858 | 1.076 | 1.203 | 1.312 | 1.296 | 1.342 | 1.381 | 1.483 | 1.615 | 1.756 | 1.849 | 1.934 | 2.007 | 2.084 | 2.154 | 2.249 | 2.356 | 2.418 | 2.461 | 2.483 | 2.495 | 2.496 | 2.52 | 2.529 | 2.535 | 2.526 | 2.521
Hydrogen Evolution | Srg_BB006a | MW | NPg Northeast | Blyth 66kV |  | 1.961 | 1.961 | 2.462 | 2.752 | 3.001 | 2.965 | 3.069 | 3.16 | 3.391 | 3.693 | 4.016 | 4.229 | 4.424 | 4.59 | 4.765 | 4.926 | 5.144 | 5.389 | 5.532 | 5.63 | 5.679 | 5.705 | 5.708 | 5.764 | 5.784 | 5.797 | 5.777 | 5.766
Hydrogen Evolution | Srg_BB006a | MW | NPg Northeast | Fourstones |  | 0.555 | 0.555 | 0.697 | 0.779 | 0.849 | 0.839 | 0.868 | 0.894 | 0.96 | 1.045 | 1.136 | 1.196 | 1.252 | 1.299 | 1.348 | 1.394 | 1.455 | 1.525 | 1.565 | 1.593 | 1.607 | 1.614 | 1.615 | 1.631 | 1.637 | 1.64 | 1.634 | 1.631
Hydrogen Evolution | Srg_BB006a | MW | NPg Northeast | Hart Moor |  | 1.52 | 1.52 | 1.908 | 2.133 | 2.326 | 2.298 | 2.379 | 2.449 | 2.628 | 2.862 | 3.112 | 3.277 | 3.429 | 3.557 | 3.693 | 3.818 | 3.986 | 4.177 | 4.287 | 4.363 | 4.401 | 4.422 | 4.424 | 4.467 | 4.483 | 4.493 | 4.477 | 4.469
Hydrogen Evolution | Srg_BB006a | MW | NPg Northeast | Hawthorn Pit |  | 0.956 | 0.956 | 1.2 | 1.341 | 1.462 | 1.445 | 1.496 | 1.54 | 1.653 | 1.8 | 1.957 | 2.061 | 2.156 | 2.237 | 2.322 | 2.4 | 2.507 | 2.626 | 2.696 | 2.744 | 2.767 | 2.78 | 2.782 | 2.809 | 2.819 | 2.825 | 2.815 | 2.81
Hydrogen Evolution | Srg_BB006a | MW | NPg Northeast | Knaresborough |  | 2.453 | 2.454 | 3.079 | 3.443 | 3.754 | 3.709 | 3.84 | 3.952 | 4.243 | 4.62 | 5.024 | 5.29 | 5.534 | 5.742 | 5.961 | 6.162 | 6.434 | 6.742 | 6.92 | 7.043 | 7.104 | 7.137 | 7.141 | 7.211 | 7.236 | 7.252 | 7.226 | 7.213
Hydrogen Evolution | Srg_BB006a | MW | NPg Northeast | Lackenby |  | 2.074 | 2.074 | 2.603 | 2.91 | 3.172 | 3.135 | 3.245 | 3.341 | 3.586 | 3.905 | 4.246 | 4.471 | 4.678 | 4.853 | 5.038 | 5.208 | 5.438 | 5.698 | 5.848 | 5.952 | 6.004 | 6.032 | 6.035 | 6.094 | 6.115 | 6.129 | 6.107 | 6.096
Hydrogen Evolution | Srg_BB006a | MW | NPg Northeast | Norton |  | 6.645 | 6.646 | 8.341 | 9.325 | 10.167 | 10.046 | 10.4 | 10.706 | 11.492 | 12.514 | 13.607 | 14.329 | 14.991 | 15.552 | 16.147 | 16.691 | 17.428 | 18.261 | 18.743 | 19.076 | 19.241 | 19.333 | 19.341 | 19.531 | 19.599 | 19.643 | 19.573 | 19.536
Hydrogen Evolution | Srg_BB006a | MW | NPg Northeast | Offerton |  | 0.64 | 0.64 | 0.803 | 0.898 | 0.979 | 0.967 | 1.001 | 1.031 | 1.106 | 1.205 | 1.31 | 1.38 | 1.443 | 1.497 | 1.555 | 1.607 | 1.678 | 1.758 | 1.805 | 1.837 | 1.853 | 1.861 | 1.862 | 1.88 | 1.887 | 1.891 | 1.885 | 1.881
Hydrogen Evolution | Srg_BB006a | MW | NPg Northeast | Osbaldwick |  | 4.134 | 4.134 | 5.189 | 5.801 | 6.325 | 6.249 | 6.47 | 6.66 | 7.149 | 7.784 | 8.465 | 8.913 | 9.325 | 9.675 | 10.044 | 10.383 | 10.841 | 11.36 | 11.659 | 11.867 | 11.969 | 12.026 | 12.031 | 12.149 | 12.191 | 12.219 | 12.176 | 12.153
Hydrogen Evolution | Srg_BB006a | MW | NPg Northeast | Poppleton |  | 0.664 | 0.664 | 0.834 | 0.932 | 1.016 | 1.004 | 1.04 | 1.07 | 1.149 | 1.251 | 1.36 | 1.432 | 1.499 | 1.555 | 1.614 | 1.668 | 1.742 | 1.825 | 1.874 | 1.907 | 1.923 | 1.932 | 1.933 | 1.952 | 1.959 | 1.964 | 1.957 | 1.953
Hydrogen Evolution | Srg_BB006a | MW | NPg Northeast | Saltholme |  | 3.435 | 3.435 | 4.311 | 4.82 | 5.255 | 5.193 | 5.375 | 5.533 | 5.94 | 6.468 | 7.033 | 7.406 | 7.748 | 8.038 | 8.346 | 8.627 | 9.008 | 9.439 | 9.688 | 9.86 | 9.945 | 9.992 | 9.997 | 10.095 | 10.13 | 10.153 | 10.117 | 10.098
Hydrogen Evolution | Srg_BB006a | MW | NPg Northeast | South Shields |  | 0.877 | 0.877 | 1.101 | 1.231 | 1.342 | 1.326 | 1.372 | 1.413 | 1.516 | 1.651 | 1.796 | 1.891 | 1.978 | 2.052 | 2.131 | 2.202 | 2.3 | 2.41 | 2.473 | 2.517 | 2.539 | 2.551 | 2.552 | 2.577 | 2.586 | 2.592 | 2.583 | 2.578
Hydrogen Evolution | Srg_BB006a | MW | NPg Northeast | Spennymoor |  | 3.511 | 3.512 | 4.407 | 4.927 | 5.372 | 5.308 | 5.495 | 5.657 | 6.072 | 6.612 | 7.19 | 7.571 | 7.921 | 8.218 | 8.532 | 8.819 | 9.209 | 9.649 | 9.904 | 10.08 | 10.167 | 10.215 | 10.22 | 10.32 | 10.356 | 10.379 | 10.342 | 10.323
Hydrogen Evolution | Srg_BB006a | MW | NPg Northeast | Stella North |  | 3.627 | 3.627 | 4.552 | 5.089 | 5.549 | 5.483 | 5.676 | 5.843 | 6.272 | 6.829 | 7.426 | 7.82 | 8.181 | 8.488 | 8.812 | 9.109 | 9.512 | 9.966 | 10.229 | 10.411 | 10.501 | 10.551 | 10.555 | 10.659 | 10.696 | 10.72 | 10.682 | 10.662
Hydrogen Evolution | Srg_BB006a | MW | NPg Northeast | Stella South |  | 2.63 | 2.63 | 3.301 | 3.691 | 4.024 | 3.976 | 4.116 | 4.237 | 4.548 | 4.953 | 5.386 | 5.671 | 5.933 | 6.156 | 6.391 | 6.606 | 6.898 | 7.228 | 7.419 | 7.55 | 7.616 | 7.652 | 7.655 | 7.73 | 7.757 | 7.775 | 7.747 | 7.733
Hydrogen Evolution | Srg_BB006a | MW | NPg Northeast | Tynemouth 1 |  | 2.339 | 2.339 | 2.936 | 3.282 | 3.578 | 3.536 | 3.66 | 3.768 | 4.044 | 4.404 | 4.789 | 5.043 | 5.276 | 5.474 | 5.683 | 5.874 | 6.134 | 6.427 | 6.597 | 6.714 | 6.772 | 6.804 | 6.807 | 6.874 | 6.898 | 6.913 | 6.889 | 6.876
Hydrogen Evolution | Srg_BB006a | MW | NPg Northeast | West Boldon |  | 2.824 | 2.824 | 3.545 | 3.963 | 4.321 | 4.269 | 4.42 | 4.55 | 4.884 | 5.318 | 5.783 | 6.089 | 6.371 | 6.609 | 6.862 | 7.093 | 7.407 | 7.761 | 7.965 | 8.107 | 8.177 | 8.216 | 8.219 | 8.3 | 8.329 | 8.348 | 8.318 | 8.302
Hydrogen Evolution | Srg_BB006a | MW | NPg Yorkshire | Bradford West |  | 5.835 | 5.835 | 7.323 | 8.187 | 8.926 | 8.82 | 9.131 | 9.4 | 10.089 | 10.987 | 11.947 | 12.58 | 13.161 | 13.655 | 14.177 | 14.654 | 15.302 | 16.033 | 16.456 | 16.748 | 16.893 | 16.973 | 16.981 | 17.147 | 17.207 | 17.246 | 17.185 | 17.152
Hydrogen Evolution | Srg_BB006a | MW | NPg Yorkshire | Camblesforth |  | 0.567 | 0.567 | 0.711 | 0.795 | 0.867 | 0.857 | 0.887 | 0.913 | 0.98 | 1.067 | 1.161 | 1.222 | 1.279 | 1.327 | 1.377 | 1.424 | 1.487 | 1.558 | 1.599 | 1.627 | 1.641 | 1.649 | 1.65 | 1.666 | 1.672 | 1.676 | 1.67 | 1.666
Hydrogen Evolution | Srg_BB006a | MW | NPg Yorkshire | Creyke Beck |  | 7.535 | 7.536 | 9.457 | 10.573 | 11.528 | 11.391 | 11.792 | 12.139 | 13.03 | 14.189 | 15.429 | 16.247 | 16.997 | 17.634 | 18.308 | 18.925 | 19.761 | 20.706 | 21.252 | 21.63 | 21.817 | 21.92 | 21.93 | 22.145 | 22.222 | 22.272 | 22.193 | 22.152
Hydrogen Evolution | Srg_BB006a | MW | NPg Yorkshire | Drax |  | 1.619 | 1.62 | 2.033 | 2.272 | 2.478 | 2.448 | 2.534 | 2.609 | 2.8 | 3.049 | 3.316 | 3.492 | 3.653 | 3.79 | 3.935 | 4.067 | 4.247 | 4.45 | 4.567 | 4.649 | 4.689 | 4.711 | 4.713 | 4.759 | 4.776 | 4.787 | 4.77 | 4.761
Hydrogen Evolution | Srg_BB006a | MW | NPg Yorkshire | Elland |  | 4.637 | 4.637 | 5.82 | 6.506 | 7.094 | 7.01 | 7.256 | 7.47 | 8.018 | 8.731 | 9.494 | 9.997 | 10.459 | 10.851 | 11.266 | 11.646 | 12.16 | 12.741 | 13.077 | 13.31 | 13.425 | 13.489 | 13.495 | 13.627 | 13.674 | 13.705 | 13.657 | 13.631
Hydrogen Evolution | Srg_BB006a | MW | NPg Yorkshire | Ferrybridge A |  | 1.117 | 1.117 | 1.402 | 1.567 | 1.709 | 1.688 | 1.748 | 1.799 | 1.931 | 2.103 | 2.287 | 2.408 | 2.519 | 2.614 | 2.713 | 2.805 | 2.929 | 3.069 | 3.15 | 3.206 | 3.233 | 3.249 | 3.25 | 3.282 | 3.293 | 3.301 | 3.289 | 3.283
Hydrogen Evolution | Srg_BB006a | MW | NPg Yorkshire | Ferrybridge B (_M) |  | 3.503 | 3.504 | 4.397 | 4.916 | 5.36 | 5.296 | 5.483 | 5.644 | 6.058 | 6.597 | 7.174 | 7.554 | 7.903 | 8.199 | 8.512 | 8.799 | 9.188 | 9.627 | 9.881 | 10.057 | 10.144 | 10.192 | 10.196 | 10.296 | 10.332 | 10.355 | 10.319 | 10.299
Hydrogen Evolution | Srg_BB006a | MW | NPg Yorkshire | Grimsby West |  | 3.401 | 3.402 | 4.269 | 4.773 | 5.204 | 5.142 | 5.323 | 5.479 | 5.882 | 6.405 | 6.964 | 7.334 | 7.673 | 7.96 | 8.264 | 8.543 | 8.92 | 9.346 | 9.593 | 9.764 | 9.848 | 9.895 | 9.899 | 9.996 | 10.031 | 10.054 | 10.018 | 9.999
Hydrogen Evolution | Srg_BB006a | MW | NPg Yorkshire | Jordanthorpe |  | 0.501 | 0.501 | 0.628 | 0.702 | 0.766 | 0.757 | 0.783 | 0.806 | 0.866 | 0.943 | 1.025 | 1.079 | 1.129 | 1.171 | 1.216 | 1.257 | 1.313 | 1.375 | 1.412 | 1.437 | 1.449 | 1.456 | 1.457 | 1.471 | 1.476 | 1.48 | 1.474 | 1.472
Hydrogen Evolution | Srg_BB006a | MW | NPg Yorkshire | Keadby |  | 4.382 | 4.383 | 5.5 | 6.149 | 6.704 | 6.625 | 6.858 | 7.06 | 7.578 | 8.252 | 8.973 | 9.449 | 9.885 | 10.255 | 10.648 | 11.006 | 11.492 | 12.042 | 12.36 | 12.579 | 12.688 | 12.748 | 12.754 | 12.879 | 12.924 | 12.953 | 12.907 | 12.883
Hydrogen Evolution | Srg_BB006a | MW | NPg Yorkshire | Kirkstall B |  | 3.38 | 3.381 | 4.243 | 4.743 | 5.172 | 5.11 | 5.29 | 5.446 | 5.845 | 6.365 | 6.922 | 7.289 | 7.625 | 7.911 | 8.214 | 8.49 | 8.865 | 9.289 | 9.534 | 9.704 | 9.788 | 9.834 | 9.838 | 9.935 | 9.969 | 9.992 | 9.956 | 9.938
Hydrogen Evolution | Srg_BB006a | MW | NPg Yorkshire | Neepsend |  | 1.05 | 1.05 | 1.318 | 1.473 | 1.606 | 1.587 | 1.643 | 1.691 | 1.816 | 1.977 | 2.15 | 2.264 | 2.368 | 2.457 | 2.551 | 2.637 | 2.754 | 2.885 | 2.961 | 3.014 | 3.04 | 3.054 | 3.056 | 3.086 | 3.096 | 3.103 | 3.092 | 3.087
Hydrogen Evolution | Srg_BB006a | MW | NPg Yorkshire | Norton Lees |  | 0.67 | 0.67 | 0.841 | 0.94 | 1.025 | 1.013 | 1.049 | 1.08 | 1.159 | 1.262 | 1.372 | 1.445 | 1.512 | 1.568 | 1.628 | 1.683 | 1.758 | 1.842 | 1.89 | 1.924 | 1.94 | 1.95 | 1.95 | 1.97 | 1.976 | 1.981 | 1.974 | 1.97
Hydrogen Evolution | Srg_BB006a | MW | NPg Yorkshire | Pitsmoor |  | 0.768 | 0.768 | 0.964 | 1.078 | 1.175 | 1.161 | 1.202 | 1.237 | 1.328 | 1.446 | 1.573 | 1.656 | 1.733 | 1.798 | 1.866 | 1.929 | 2.014 | 2.111 | 2.166 | 2.205 | 2.224 | 2.235 | 2.236 | 2.257 | 2.265 | 2.27 | 2.262 | 2.258
Hydrogen Evolution | Srg_BB006a | MW | NPg Yorkshire | Saltend North |  | 1.152 | 1.152 | 1.446 | 1.617 | 1.763 | 1.742 | 1.803 | 1.856 | 1.993 | 2.17 | 2.36 | 2.485 | 2.599 | 2.697 | 2.8 | 2.894 | 3.022 | 3.167 | 3.25 | 3.308 | 3.336 | 3.352 | 3.354 | 3.387 | 3.398 | 3.406 | 3.394 | 3.388
Hydrogen Evolution | Srg_BB006a | MW | NPg Yorkshire | Sheffield City |  | 1.435 | 1.435 | 1.801 | 2.013 | 2.195 | 2.169 | 2.245 | 2.311 | 2.481 | 2.702 | 2.938 | 3.094 | 3.237 | 3.358 | 3.486 | 3.604 | 3.763 | 3.943 | 4.047 | 4.119 | 4.154 | 4.174 | 4.176 | 4.217 | 4.231 | 4.241 | 4.226 | 4.218
Hydrogen Evolution | Srg_BB006a | MW | NPg Yorkshire | Skelton Grange |  | 7.292 | 7.293 | 9.153 | 10.233 | 11.157 | 11.024 | 11.413 | 11.748 | 12.61 | 13.732 | 14.932 | 15.723 | 16.45 | 17.066 | 17.719 | 18.316 | 19.125 | 20.039 | 20.568 | 20.933 | 21.114 | 21.214 | 21.224 | 21.432 | 21.506 | 21.555 | 21.478 | 21.438
Hydrogen Evolution | Srg_BB006a | MW | NPg Yorkshire | Templeborough |  | 0.143 | 0.143 | 0.18 | 0.201 | 0.219 | 0.217 | 0.224 | 0.231 | 0.248 | 0.27 | 0.294 | 0.309 | 0.324 | 0.336 | 0.348 | 0.36 | 0.376 | 0.394 | 0.404 | 0.412 | 0.415 | 0.417 | 0.417 | 0.421 | 0.423 | 0.424 | 0.422 | 0.422
Hydrogen Evolution | Srg_BB006a | MW | NPg Yorkshire | Thorpe Marsh |  | 1.897 | 1.897 | 2.381 | 2.662 | 2.902 | 2.868 | 2.969 | 3.056 | 3.28 | 3.572 | 3.884 | 4.09 | 4.279 | 4.44 | 4.609 | 4.765 | 4.975 | 5.213 | 5.351 | 5.446 | 5.493 | 5.519 | 5.521 | 5.575 | 5.595 | 5.607 | 5.587 | 5.577
Hydrogen Evolution | Srg_BB006a | MW | NPg Yorkshire | Thurcroft |  | 2.828 | 2.828 | 3.549 | 3.968 | 4.326 | 4.275 | 4.426 | 4.556 | 4.89 | 5.325 | 5.79 | 6.097 | 6.379 | 6.618 | 6.871 | 7.103 | 7.416 | 7.771 | 7.976 | 8.118 | 8.188 | 8.227 | 8.23 | 8.311 | 8.34 | 8.359 | 8.329 | 8.313
Hydrogen Evolution | Srg_BB006a | MW | NPg Yorkshire | West Melton |  | 8.542 | 8.542 | 10.721 | 11.986 | 13.068 | 12.913 | 13.368 | 13.761 | 14.771 | 16.085 | 17.49 | 18.417 | 19.268 | 19.99 | 20.755 | 21.454 | 22.401 | 23.472 | 24.092 | 24.52 | 24.732 | 24.849 | 24.86 | 25.104 | 25.191 | 25.248 | 25.158 | 25.111
Hydrogen Evolution | Srg_BB006a | MW | NPg Yorkshire | Wincobank |  | 0.335 | 0.335 | 0.42 | 0.47 | 0.512 | 0.506 | 0.524 | 0.539 | 0.579 | 0.63 | 0.685 | 0.722 | 0.755 | 0.783 | 0.813 | 0.841 | 0.878 | 0.92 | 0.944 | 0.961 | 0.969 | 0.974 | 0.974 | 0.984 | 0.987 | 0.989 | 0.986 | 0.984
Hydrogen Evolution | Srg_BB006a | MW | SHETL | Direct(SHETL) |  | 0.026 | 0.026 | 0.032 | 0.036 | 0.039 | 0.039 | 0.04 | 0.041 | 0.044 | 0.048 | 0.052 | 0.055 | 0.057 | 0.059 | 0.062 | 0.064 | 0.067 | 0.07 | 0.072 | 0.073 | 0.074 | 0.074 | 0.074 | 0.075 | 0.075 | 0.076 | 0.075 | 0.075
Hydrogen Evolution | Srg_BB006a | MW | SPEN | Ayr |  | 0.609 | 0.608 | 0.763 | 0.851 | 0.925 | 0.91 | 0.94 | 0.962 | 1.028 | 1.121 | 1.22 | 1.285 | 1.344 | 1.397 | 1.452 | 1.503 | 1.571 | 1.649 | 1.693 | 1.723 | 1.738 | 1.747 | 1.748 | 1.765 | 1.771 | 1.775 | 1.769 | 1.766
Hydrogen Evolution | Srg_BB006a | MW | SPEN | Bainsford |  | 0.356 | 0.356 | 0.446 | 0.498 | 0.541 | 0.532 | 0.549 | 0.562 | 0.601 | 0.655 | 0.713 | 0.751 | 0.786 | 0.817 | 0.849 | 0.879 | 0.919 | 0.964 | 0.99 | 1.007 | 1.016 | 1.021 | 1.022 | 1.032 | 1.035 | 1.038 | 1.034 | 1.032
Hydrogen Evolution | Srg_BB006a | MW | SPEN | Bathgate |  | 0.573 | 0.572 | 0.718 | 0.801 | 0.87 | 0.856 | 0.884 | 0.905 | 0.968 | 1.054 | 1.147 | 1.209 | 1.265 | 1.314 | 1.366 | 1.414 | 1.479 | 1.551 | 1.593 | 1.621 | 1.636 | 1.644 | 1.644 | 1.661 | 1.666 | 1.67 | 1.664 | 1.661
Hydrogen Evolution | Srg_BB006a | MW | SPEN | Berwick |  | 0.462 | 0.461 | 0.579 | 0.646 | 0.701 | 0.69 | 0.713 | 0.729 | 0.78 | 0.85 | 0.925 | 0.974 | 1.02 | 1.059 | 1.101 | 1.14 | 1.192 | 1.25 | 1.284 | 1.307 | 1.318 | 1.325 | 1.325 | 1.338 | 1.343 | 1.346 | 1.341 | 1.339
Hydrogen Evolution | Srg_BB006a | MW | SPEN | Bonnybridge |  | 0.744 | 0.743 | 0.932 | 1.04 | 1.13 | 1.112 | 1.148 | 1.175 | 1.256 | 1.369 | 1.49 | 1.57 | 1.642 | 1.706 | 1.774 | 1.836 | 1.92 | 2.014 | 2.068 | 2.105 | 2.124 | 2.134 | 2.135 | 2.156 | 2.164 | 2.169 | 2.161 | 2.157
Hydrogen Evolution | Srg_BB006a | MW | SPEN | Braehead Park |  | 0.41 | 0.409 | 0.514 | 0.573 | 0.623 | 0.613 | 0.633 | 0.647 | 0.692 | 0.755 | 0.821 | 0.865 | 0.905 | 0.94 | 0.978 | 1.012 | 1.058 | 1.11 | 1.14 | 1.16 | 1.17 | 1.176 | 1.177 | 1.188 | 1.193 | 1.195 | 1.191 | 1.189
Hydrogen Evolution | Srg_BB006a | MW | SPEN | Carntyne |  | 0.189 | 0.188 | 0.237 | 0.264 | 0.287 | 0.282 | 0.291 | 0.298 | 0.319 | 0.347 | 0.378 | 0.398 | 0.417 | 0.433 | 0.45 | 0.466 | 0.487 | 0.511 | 0.525 | 0.534 | 0.539 | 0.541 | 0.542 | 0.547 | 0.549 | 0.55 | 0.548 | 0.547
Hydrogen Evolution | Srg_BB006a | MW | SPEN | Carsfad |  | 0 | 0 | 0 | 0 | 0 | 0 | 0 | 0 | 0 | 0 | 0 | 0 | 0 | 0 | 0 | 0 | 0 | 0 | 0 | 0 | 0 | 0 | 0 | 0 | 0 | 0 | 0 | 0
Hydrogen Evolution | Srg_BB006a | MW | SPEN | Chapelcross |  | 0.352 | 0.352 | 0.441 | 0.492 | 0.535 | 0.526 | 0.544 | 0.556 | 0.595 | 0.648 | 0.705 | 0.743 | 0.778 | 0.808 | 0.84 | 0.869 | 0.909 | 0.954 | 0.979 | 0.997 | 1.005 | 1.01 | 1.011 | 1.021 | 1.024 | 1.027 | 1.023 | 1.021
Hydrogen Evolution | Srg_BB006a | MW | SPEN | Charlotte Street |  | 1.233 | 1.231 | 1.546 | 1.724 | 1.872 | 1.843 | 1.903 | 1.947 | 2.083 | 2.269 | 2.469 | 2.602 | 2.722 | 2.828 | 2.941 | 3.044 | 3.182 | 3.338 | 3.428 | 3.489 | 3.52 | 3.537 | 3.539 | 3.574 | 3.586 | 3.595 | 3.582 | 3.575
Hydrogen Evolution | Srg_BB006a | MW | SPEN | Clyde’s Mill |  | 1.175 | 1.174 | 1.473 | 1.643 | 1.784 | 1.756 | 1.813 | 1.855 | 1.985 | 2.163 | 2.353 | 2.479 | 2.594 | 2.695 | 2.802 | 2.901 | 3.032 | 3.181 | 3.267 | 3.325 | 3.354 | 3.371 | 3.373 | 3.406 | 3.418 | 3.426 | 3.414 | 3.407 | GSP also referred to as Westburn Road
Hydrogen Evolution | Srg_BB006a | MW | SPEN | Coatbridge |  | 0.955 | 0.954 | 1.197 | 1.335 | 1.45 | 1.427 | 1.474 | 1.508 | 1.613 | 1.758 | 1.913 | 2.015 | 2.108 | 2.191 | 2.277 | 2.357 | 2.464 | 2.585 | 2.655 | 2.702 | 2.726 | 2.739 | 2.741 | 2.768 | 2.778 | 2.784 | 2.774 | 2.769
Hydrogen Evolution | Srg_BB006a | MW | SPEN | Cockenzie |  | 0.521 | 0.521 | 0.653 | 0.729 | 0.792 | 0.779 | 0.804 | 0.823 | 0.88 | 0.959 | 1.044 | 1.1 | 1.151 | 1.196 | 1.243 | 1.287 | 1.345 | 1.411 | 1.449 | 1.475 | 1.488 | 1.495 | 1.496 | 1.511 | 1.516 | 1.52 | 1.514 | 1.511
Hydrogen Evolution | Srg_BB006a | MW | SPEN | Coylton |  | 0.551 | 0.551 | 0.691 | 0.771 | 0.837 | 0.824 | 0.851 | 0.871 | 0.931 | 1.015 | 1.104 | 1.163 | 1.217 | 1.265 | 1.315 | 1.361 | 1.423 | 1.493 | 1.533 | 1.56 | 1.574 | 1.581 | 1.582 | 1.598 | 1.604 | 1.607 | 1.602 | 1.599
Hydrogen Evolution | Srg_BB006a | MW | SPEN | Crookston A |  | 0.252 | 0.252 | 0.316 | 0.353 | 0.383 | 0.377 | 0.39 | 0.399 | 0.426 | 0.465 | 0.506 | 0.533 | 0.557 | 0.579 | 0.602 | 0.623 | 0.652 | 0.684 | 0.702 | 0.715 | 0.721 | 0.724 | 0.725 | 0.732 | 0.734 | 0.736 | 0.733 | 0.732
Hydrogen Evolution | Srg_BB006a | MW | SPEN | Crookston B |  | 0.184 | 0.184 | 0.231 | 0.258 | 0.28 | 0.276 | 0.285 | 0.291 | 0.312 | 0.34 | 0.369 | 0.389 | 0.407 | 0.423 | 0.44 | 0.455 | 0.476 | 0.499 | 0.513 | 0.522 | 0.527 | 0.529 | 0.529 | 0.535 | 0.537 | 0.538 | 0.536 | 0.535
Hydrogen Evolution | Srg_BB006a | MW | SPEN | Cumbernauld |  | 0.794 | 0.794 | 0.996 | 1.111 | 1.206 | 1.187 | 1.226 | 1.255 | 1.342 | 1.462 | 1.591 | 1.677 | 1.754 | 1.823 | 1.895 | 1.961 | 2.05 | 2.151 | 2.209 | 2.248 | 2.268 | 2.279 | 2.28 | 2.303 | 2.311 | 2.317 | 2.308 | 2.304
Hydrogen Evolution | Srg_BB006a | MW | SPEN | Cupar |  | 0.713 | 0.713 | 0.895 | 0.998 | 1.084 | 1.066 | 1.101 | 1.127 | 1.205 | 1.313 | 1.429 | 1.506 | 1.576 | 1.637 | 1.702 | 1.762 | 1.842 | 1.932 | 1.984 | 2.02 | 2.037 | 2.047 | 2.048 | 2.069 | 2.076 | 2.081 | 2.073 | 2.069
Hydrogen Evolution | Srg_BB006a | MW | SPEN | Currie |  | 0.109 | 0.109 | 0.137 | 0.153 | 0.166 | 0.163 | 0.168 | 0.172 | 0.184 | 0.201 | 0.219 | 0.23 | 0.241 | 0.25 | 0.26 | 0.269 | 0.282 | 0.296 | 0.304 | 0.309 | 0.312 | 0.313 | 0.313 | 0.316 | 0.317 | 0.318 | 0.317 | 0.316
Hydrogen Evolution | Srg_BB006a | MW | SPEN | Dalmarnock |  | 0.399 | 0.399 | 0.501 | 0.559 | 0.607 | 0.597 | 0.617 | 0.631 | 0.675 | 0.735 | 0.8 | 0.843 | 0.882 | 0.916 | 0.953 | 0.986 | 1.031 | 1.082 | 1.111 | 1.131 | 1.14 | 1.146 | 1.147 | 1.158 | 1.162 | 1.165 | 1.161 | 1.158
Hydrogen Evolution | Srg_BB006a | MW | SPEN | Devol Moor |  | 0.452 | 0.452 | 0.567 | 0.633 | 0.687 | 0.676 | 0.699 | 0.715 | 0.764 | 0.833 | 0.906 | 0.955 | 0.999 | 1.038 | 1.079 | 1.117 | 1.168 | 1.225 | 1.258 | 1.281 | 1.292 | 1.298 | 1.299 | 1.312 | 1.317 | 1.32 | 1.315 | 1.312
Hydrogen Evolution | Srg_BB006a | MW | SPEN | Devonside |  | 0.741 | 0.74 | 0.929 | 1.037 | 1.126 | 1.108 | 1.144 | 1.171 | 1.252 | 1.364 | 1.485 | 1.564 | 1.637 | 1.701 | 1.768 | 1.83 | 1.913 | 2.007 | 2.061 | 2.098 | 2.116 | 2.127 | 2.128 | 2.149 | 2.156 | 2.161 | 2.154 | 2.15
Hydrogen Evolution | Srg_BB006a | MW | SPEN | Dewar Place |  | 1.236 | 1.235 | 1.55 | 1.729 | 1.878 | 1.848 | 1.908 | 1.952 | 2.088 | 2.276 | 2.476 | 2.609 | 2.73 | 2.836 | 2.949 | 3.052 | 3.191 | 3.348 | 3.438 | 3.499 | 3.53 | 3.547 | 3.549 | 3.584 | 3.596 | 3.605 | 3.592 | 3.585
Hydrogen Evolution | Srg_BB006a | MW | SPEN | Drumchapel |  | 0.687 | 0.686 | 0.861 | 0.96 | 1.043 | 1.027 | 1.06 | 1.085 | 1.16 | 1.264 | 1.376 | 1.45 | 1.517 | 1.576 | 1.638 | 1.696 | 1.773 | 1.86 | 1.91 | 1.944 | 1.961 | 1.971 | 1.972 | 1.991 | 1.998 | 2.003 | 1.996 | 1.992
Hydrogen Evolution | Srg_BB006a | MW | SPEN | Drumcross |  | 0.223 | 0.222 | 0.279 | 0.311 | 0.338 | 0.333 | 0.344 | 0.352 | 0.376 | 0.41 | 0.446 | 0.47 | 0.492 | 0.511 | 0.531 | 0.55 | 0.575 | 0.603 | 0.619 | 0.63 | 0.636 | 0.639 | 0.639 | 0.646 | 0.648 | 0.649 | 0.647 | 0.646
Hydrogen Evolution | Srg_BB006a | MW | SPEN | Dumfries 11 |  | 0 | 0 | 0 | 0 | 0 | 0 | 0 | 0 | 0 | 0 | 0 | 0 | 0 | 0 | 0 | 0 | 0 | 0 | 0 | 0 | 0 | 0 | 0 | 0 | 0 | 0 | 0 | 0
Hydrogen Evolution | Srg_BB006a | MW | SPEN | Dumfries 33 |  | 0.829 | 0.828 | 1.039 | 1.159 | 1.259 | 1.239 | 1.279 | 1.309 | 1.4 | 1.526 | 1.66 | 1.749 | 1.83 | 1.902 | 1.977 | 2.046 | 2.139 | 2.244 | 2.305 | 2.346 | 2.366 | 2.378 | 2.379 | 2.403 | 2.411 | 2.417 | 2.408 | 2.404
Hydrogen Evolution | Srg_BB006a | MW | SPEN | Dumfries ICI |  | 0.032 | 0.032 | 0.04 | 0.044 | 0.048 | 0.047 | 0.049 | 0.05 | 0.053 | 0.058 | 0.063 | 0.067 | 0.07 | 0.073 | 0.075 | 0.078 | 0.082 | 0.086 | 0.088 | 0.09 | 0.09 | 0.091 | 0.091 | 0.092 | 0.092 | 0.092 | 0.092 | 0.092
Hydrogen Evolution | Srg_BB006a | MW | SPEN | Dunbar A |  | 0.236 | 0.236 | 0.296 | 0.33 | 0.359 | 0.353 | 0.365 | 0.373 | 0.399 | 0.435 | 0.473 | 0.499 | 0.522 | 0.542 | 0.564 | 0.583 | 0.61 | 0.64 | 0.657 | 0.669 | 0.675 | 0.678 | 0.678 | 0.685 | 0.688 | 0.689 | 0.687 | 0.685
Hydrogen Evolution | Srg_BB006a | MW | SPEN | Dunbar B |  | 0.177 | 0.177 | 0.222 | 0.248 | 0.269 | 0.265 | 0.273 | 0.28 | 0.299 | 0.326 | 0.355 | 0.374 | 0.391 | 0.406 | 0.422 | 0.437 | 0.457 | 0.479 | 0.492 | 0.501 | 0.505 | 0.508 | 0.508 | 0.513 | 0.515 | 0.516 | 0.514 | 0.513
Hydrogen Evolution | Srg_BB006a | MW | SPEN | Dunfermline |  | 0.347 | 0.347 | 0.436 | 0.486 | 0.528 | 0.519 | 0.536 | 0.549 | 0.587 | 0.639 | 0.696 | 0.733 | 0.767 | 0.797 | 0.829 | 0.858 | 0.897 | 0.941 | 0.966 | 0.983 | 0.992 | 0.997 | 0.997 | 1.007 | 1.011 | 1.013 | 1.009 | 1.007
Hydrogen Evolution | Srg_BB006a | MW | SPEN | Earlstoun |  | 0 | 0 | 0 | 0 | 0 | 0 | 0 | 0 | 0 | 0 | 0 | 0 | 0 | 0 | 0 | 0 | 0 | 0 | 0 | 0 | 0 | 0 | 0 | 0 | 0 | 0 | 0 | 0
Hydrogen Evolution | Srg_BB006a | MW | SPEN | East Kilbride |  | 0.546 | 0.545 | 0.684 | 0.763 | 0.829 | 0.816 | 0.842 | 0.862 | 0.922 | 1.005 | 1.093 | 1.152 | 1.205 | 1.252 | 1.302 | 1.347 | 1.409 | 1.478 | 1.518 | 1.545 | 1.558 | 1.566 | 1.567 | 1.582 | 1.588 | 1.591 | 1.586 | 1.583
Hydrogen Evolution | Srg_BB006a | MW | SPEN | East Kilbride South |  | 0.231 | 0.231 | 0.29 | 0.323 | 0.351 | 0.345 | 0.357 | 0.365 | 0.39 | 0.425 | 0.463 | 0.488 | 0.51 | 0.53 | 0.551 | 0.571 | 0.597 | 0.626 | 0.643 | 0.654 | 0.66 | 0.663 | 0.663 | 0.67 | 0.672 | 0.674 | 0.672 | 0.67
Hydrogen Evolution | Srg_BB006a | MW | SPEN | Easterhouse |  | 1.113 | 1.112 | 1.396 | 1.557 | 1.691 | 1.664 | 1.718 | 1.758 | 1.881 | 2.049 | 2.23 | 2.349 | 2.458 | 2.554 | 2.655 | 2.748 | 2.873 | 3.014 | 3.096 | 3.151 | 3.178 | 3.194 | 3.196 | 3.227 | 3.239 | 3.246 | 3.235 | 3.229
Hydrogen Evolution | Srg_BB006a | MW | SPEN | Eccles |  | 0.31 | 0.31 | 0.389 | 0.434 | 0.471 | 0.464 | 0.479 | 0.49 | 0.524 | 0.571 | 0.621 | 0.655 | 0.685 | 0.712 | 0.74 | 0.766 | 0.801 | 0.84 | 0.863 | 0.878 | 0.886 | 0.89 | 0.891 | 0.899 | 0.903 | 0.905 | 0.901 | 0.9
Hydrogen Evolution | Srg_BB006a | MW | SPEN | Elderslie |  | 0.292 | 0.292 | 0.366 | 0.408 | 0.444 | 0.437 | 0.451 | 0.461 | 0.493 | 0.538 | 0.585 | 0.616 | 0.645 | 0.67 | 0.697 | 0.721 | 0.754 | 0.791 | 0.812 | 0.827 | 0.834 | 0.838 | 0.839 | 0.847 | 0.85 | 0.852 | 0.849 | 0.847
Hydrogen Evolution | Srg_BB006a | MW | SPEN | Erskine |  | 0.21 | 0.21 | 0.263 | 0.294 | 0.319 | 0.314 | 0.324 | 0.332 | 0.355 | 0.387 | 0.421 | 0.443 | 0.464 | 0.482 | 0.501 | 0.519 | 0.542 | 0.569 | 0.584 | 0.595 | 0.6 | 0.603 | 0.603 | 0.609 | 0.611 | 0.613 | 0.611 | 0.609
Hydrogen Evolution | Srg_BB006a | MW | SPEN | Finnieston |  | 0.349 | 0.348 | 0.437 | 0.488 | 0.53 | 0.521 | 0.538 | 0.551 | 0.589 | 0.642 | 0.699 | 0.736 | 0.77 | 0.8 | 0.832 | 0.861 | 0.9 | 0.944 | 0.97 | 0.987 | 0.996 | 1.001 | 1.001 | 1.011 | 1.015 | 1.017 | 1.013 | 1.012
Hydrogen Evolution | Srg_BB006a | MW | SPEN | Galashiels |  | 0.506 | 0.506 | 0.635 | 0.708 | 0.769 | 0.757 | 0.782 | 0.8 | 0.856 | 0.933 | 1.015 | 1.069 | 1.119 | 1.162 | 1.208 | 1.251 | 1.308 | 1.372 | 1.409 | 1.434 | 1.446 | 1.453 | 1.454 | 1.469 | 1.474 | 1.477 | 1.472 | 1.469
Hydrogen Evolution | Srg_BB006a | MW | SPEN | Giffnock |  | 0.672 | 0.671 | 0.842 | 0.939 | 1.02 | 1.004 | 1.037 | 1.061 | 1.135 | 1.237 | 1.346 | 1.418 | 1.484 | 1.541 | 1.602 | 1.659 | 1.734 | 1.819 | 1.868 | 1.901 | 1.918 | 1.927 | 1.929 | 1.947 | 1.954 | 1.959 | 1.952 | 1.948
Hydrogen Evolution | Srg_BB006a | MW | SPEN | Glenlee |  | 0 | 0 | 0 | 0 | 0 | 0 | 0 | 0 | 0 | 0 | 0 | 0 | 0 | 0 | 0 | 0 | 0 | 0 | 0 | 0 | 0 | 0 | 0 | 0 | 0 | 0 | 0 | 0
Hydrogen Evolution | Srg_BB006a | MW | SPEN | Glenluce |  | 0.266 | 0.266 | 0.333 | 0.372 | 0.404 | 0.397 | 0.41 | 0.42 | 0.449 | 0.489 | 0.532 | 0.561 | 0.587 | 0.61 | 0.634 | 0.656 | 0.686 | 0.72 | 0.739 | 0.752 | 0.759 | 0.763 | 0.763 | 0.771 | 0.773 | 0.775 | 0.772 | 0.771
Hydrogen Evolution | Srg_BB006a | MW | SPEN | Glenniston |  | 0.313 | 0.313 | 0.392 | 0.438 | 0.475 | 0.468 | 0.483 | 0.494 | 0.528 | 0.576 | 0.627 | 0.66 | 0.691 | 0.718 | 0.746 | 0.772 | 0.808 | 0.847 | 0.87 | 0.885 | 0.893 | 0.898 | 0.898 | 0.907 | 0.91 | 0.912 | 0.909 | 0.907
Hydrogen Evolution | Srg_BB006a | MW | SPEN | Glenrothes |  | 0.318 | 0.318 | 0.399 | 0.445 | 0.483 | 0.475 | 0.491 | 0.502 | 0.537 | 0.586 | 0.637 | 0.671 | 0.702 | 0.73 | 0.759 | 0.785 | 0.821 | 0.861 | 0.885 | 0.9 | 0.908 | 0.913 | 0.913 | 0.922 | 0.925 | 0.928 | 0.924 | 0.923
Hydrogen Evolution | Srg_BB006a | MW | SPEN | Gorgie |  | 0.324 | 0.323 | 0.406 | 0.453 | 0.492 | 0.484 | 0.5 | 0.511 | 0.547 | 0.596 | 0.649 | 0.683 | 0.715 | 0.743 | 0.772 | 0.799 | 0.836 | 0.877 | 0.9 | 0.917 | 0.925 | 0.929 | 0.93 | 0.939 | 0.942 | 0.944 | 0.941 | 0.939
Hydrogen Evolution | Srg_BB006a | MW | SPEN | Govan |  | 0.507 | 0.506 | 0.635 | 0.709 | 0.77 | 0.757 | 0.782 | 0.8 | 0.856 | 0.933 | 1.015 | 1.069 | 1.119 | 1.163 | 1.209 | 1.251 | 1.308 | 1.372 | 1.409 | 1.434 | 1.447 | 1.454 | 1.455 | 1.469 | 1.474 | 1.478 | 1.472 | 1.47
Hydrogen Evolution | Srg_BB006a | MW | SPEN | Grangemouth A |  | 0.383 | 0.382 | 0.48 | 0.535 | 0.581 | 0.572 | 0.591 | 0.605 | 0.647 | 0.705 | 0.767 | 0.808 | 0.845 | 0.878 | 0.913 | 0.945 | 0.988 | 1.037 | 1.064 | 1.083 | 1.093 | 1.098 | 1.099 | 1.11 | 1.114 | 1.116 | 1.112 | 1.11
Hydrogen Evolution | Srg_BB006a | MW | SPEN | Grangemouth C |  | 0.256 | 0.256 | 0.321 | 0.358 | 0.389 | 0.382 | 0.395 | 0.404 | 0.432 | 0.471 | 0.512 | 0.54 | 0.565 | 0.587 | 0.61 | 0.632 | 0.66 | 0.693 | 0.711 | 0.724 | 0.73 | 0.734 | 0.734 | 0.742 | 0.744 | 0.746 | 0.743 | 0.742
Hydrogen Evolution | Srg_BB006a | MW | SPEN | Haggs Road |  | 0.391 | 0.39 | 0.49 | 0.547 | 0.594 | 0.584 | 0.603 | 0.617 | 0.66 | 0.719 | 0.783 | 0.825 | 0.863 | 0.897 | 0.932 | 0.965 | 1.009 | 1.058 | 1.087 | 1.106 | 1.116 | 1.121 | 1.122 | 1.133 | 1.137 | 1.14 | 1.136 | 1.134
Hydrogen Evolution | Srg_BB006a | MW | SPEN | Hawick |  | 0.257 | 0.257 | 0.323 | 0.36 | 0.391 | 0.385 | 0.397 | 0.406 | 0.435 | 0.474 | 0.515 | 0.543 | 0.568 | 0.59 | 0.614 | 0.635 | 0.664 | 0.697 | 0.716 | 0.728 | 0.735 | 0.738 | 0.739 | 0.746 | 0.749 | 0.75 | 0.748 | 0.746
Hydrogen Evolution | Srg_BB006a | MW | SPEN | Helensburgh |  | 0.166 | 0.165 | 0.208 | 0.232 | 0.251 | 0.247 | 0.256 | 0.262 | 0.28 | 0.305 | 0.332 | 0.349 | 0.366 | 0.38 | 0.395 | 0.409 | 0.427 | 0.448 | 0.46 | 0.469 | 0.473 | 0.475 | 0.475 | 0.48 | 0.482 | 0.483 | 0.481 | 0.48
Hydrogen Evolution | Srg_BB006a | MW | SPEN | Hunterston Farm |  | 0.043 | 0.043 | 0.054 | 0.06 | 0.065 | 0.064 | 0.066 | 0.068 | 0.073 | 0.079 | 0.086 | 0.091 | 0.095 | 0.099 | 0.103 | 0.106 | 0.111 | 0.117 | 0.12 | 0.122 | 0.123 | 0.123 | 0.124 | 0.125 | 0.125 | 0.126 | 0.125 | 0.125
Hydrogen Evolution | Srg_BB006a | MW | SPEN | Inverkeithing |  | 0.474 | 0.473 | 0.594 | 0.663 | 0.72 | 0.708 | 0.731 | 0.748 | 0.8 | 0.872 | 0.949 | 1 | 1.046 | 1.087 | 1.13 | 1.17 | 1.223 | 1.283 | 1.318 | 1.341 | 1.353 | 1.36 | 1.36 | 1.374 | 1.379 | 1.382 | 1.377 | 1.374
Hydrogen Evolution | Srg_BB006a | MW | SPEN | Johnstone |  | 0.465 | 0.465 | 0.583 | 0.65 | 0.706 | 0.695 | 0.718 | 0.735 | 0.786 | 0.856 | 0.932 | 0.982 | 1.027 | 1.067 | 1.109 | 1.148 | 1.201 | 1.26 | 1.293 | 1.317 | 1.328 | 1.335 | 1.335 | 1.348 | 1.353 | 1.356 | 1.352 | 1.349
Hydrogen Evolution | Srg_BB006a | MW | SPEN | Kaimes |  | 0.694 | 0.693 | 0.87 | 0.97 | 1.054 | 1.037 | 1.071 | 1.096 | 1.172 | 1.277 | 1.39 | 1.464 | 1.532 | 1.592 | 1.655 | 1.713 | 1.791 | 1.879 | 1.93 | 1.964 | 1.981 | 1.991 | 1.992 | 2.011 | 2.018 | 2.023 | 2.016 | 2.012
Hydrogen Evolution | Srg_BB006a | MW | SPEN | Kendoon |  | 0 | 0 | 0 | 0 | 0 | 0 | 0 | 0 | 0 | 0 | 0 | 0 | 0 | 0 | 0 | 0 | 0 | 0 | 0 | 0 | 0 | 0 | 0 | 0 | 0 | 0 | 0 | 0
Hydrogen Evolution | Srg_BB006a | MW | SPEN | Kilbowie 11 |  | 0.08 | 0.08 | 0.1 | 0.112 | 0.121 | 0.119 | 0.123 | 0.126 | 0.135 | 0.147 | 0.16 | 0.168 | 0.176 | 0.183 | 0.19 | 0.197 | 0.206 | 0.216 | 0.222 | 0.226 | 0.228 | 0.229 | 0.229 | 0.231 | 0.232 | 0.232 | 0.232 | 0.231
Hydrogen Evolution | Srg_BB006a | MW | SPEN | Kilbowie 33 |  | 0.201 | 0.201 | 0.252 | 0.281 | 0.306 | 0.301 | 0.311 | 0.318 | 0.34 | 0.371 | 0.403 | 0.425 | 0.444 | 0.462 | 0.48 | 0.497 | 0.519 | 0.545 | 0.56 | 0.57 | 0.575 | 0.577 | 0.578 | 0.583 | 0.586 | 0.587 | 0.585 | 0.584
Hydrogen Evolution | Srg_BB006a | MW | SPEN | Killermont |  | 0.971 | 0.97 | 1.217 | 1.358 | 1.474 | 1.451 | 1.499 | 1.533 | 1.64 | 1.787 | 1.945 | 2.049 | 2.144 | 2.227 | 2.315 | 2.397 | 2.506 | 2.629 | 2.7 | 2.748 | 2.772 | 2.785 | 2.787 | 2.814 | 2.824 | 2.831 | 2.821 | 2.815
Hydrogen Evolution | Srg_BB006a | MW | SPEN | Kilwinning |  | 0.361 | 0.361 | 0.453 | 0.505 | 0.549 | 0.54 | 0.558 | 0.571 | 0.611 | 0.665 | 0.724 | 0.763 | 0.798 | 0.829 | 0.862 | 0.892 | 0.933 | 0.979 | 1.005 | 1.023 | 1.032 | 1.037 | 1.038 | 1.048 | 1.051 | 1.054 | 1.05 | 1.048
Hydrogen Evolution | Srg_BB006a | MW | SPEN | Lesmahagow |  | 0 | 0 | 0.114 | 0.127 | 0.138 | 0.136 | 0.14 | 0.143 | 0.153 | 0.167 | 0.182 | 0.192 | 0.2 | 0.208 | 0.216 | 0.224 | 0.234 | 0.246 | 0.252 | 0.257 | 0.259 | 0.26 | 0.261 | 0.263 | 0.264 | 0.265 | 0.264 | 0.263
Hydrogen Evolution | Srg_BB006a | MW | SPEN | Leven |  | 0.517 | 0.516 | 0.648 | 0.723 | 0.785 | 0.772 | 0.798 | 0.816 | 0.873 | 0.951 | 1.035 | 1.09 | 1.141 | 1.185 | 1.232 | 1.276 | 1.334 | 1.399 | 1.437 | 1.462 | 1.475 | 1.482 | 1.483 | 1.498 | 1.503 | 1.507 | 1.501 | 1.498
Hydrogen Evolution | Srg_BB006a | MW | SPEN | Livingston East |  | 0.978 | 0.977 | 1.226 | 1.367 | 1.485 | 1.461 | 1.509 | 1.544 | 1.652 | 1.8 | 1.959 | 2.064 | 2.159 | 2.243 | 2.332 | 2.414 | 2.524 | 2.648 | 2.719 | 2.768 | 2.792 | 2.806 | 2.807 | 2.835 | 2.845 | 2.852 | 2.841 | 2.836
Hydrogen Evolution | Srg_BB006a | MW | SPEN | Maybole |  | 0.285 | 0.285 | 0.358 | 0.399 | 0.433 | 0.427 | 0.441 | 0.451 | 0.482 | 0.525 | 0.572 | 0.602 | 0.63 | 0.655 | 0.681 | 0.705 | 0.737 | 0.773 | 0.794 | 0.808 | 0.815 | 0.819 | 0.819 | 0.827 | 0.83 | 0.832 | 0.829 | 0.828
Hydrogen Evolution | Srg_BB006a | MW | SPEN | Moffat |  | 0.255 | 0.255 | 0.32 | 0.357 | 0.387 | 0.381 | 0.394 | 0.403 | 0.431 | 0.469 | 0.511 | 0.538 | 0.563 | 0.585 | 0.608 | 0.63 | 0.658 | 0.691 | 0.709 | 0.722 | 0.728 | 0.732 | 0.732 | 0.739 | 0.742 | 0.744 | 0.741 | 0.74
Hydrogen Evolution | Srg_BB006a | MW | SPEN | Newarthill |  | 1.115 | 1.114 | 1.398 | 1.56 | 1.694 | 1.667 | 1.722 | 1.762 | 1.884 | 2.053 | 2.234 | 2.354 | 2.463 | 2.559 | 2.661 | 2.754 | 2.879 | 3.02 | 3.102 | 3.157 | 3.185 | 3.2 | 3.202 | 3.233 | 3.245 | 3.253 | 3.241 | 3.235
Hydrogen Evolution | Srg_BB006a | MW | SPEN | Newton Stewart |  | 0.17 | 0.17 | 0.213 | 0.238 | 0.258 | 0.254 | 0.263 | 0.269 | 0.288 | 0.313 | 0.341 | 0.359 | 0.376 | 0.39 | 0.406 | 0.42 | 0.439 | 0.461 | 0.473 | 0.482 | 0.486 | 0.488 | 0.489 | 0.493 | 0.495 | 0.496 | 0.495 | 0.494
Hydrogen Evolution | Srg_BB006a | MW | SPEN | Paisley |  | 0.441 | 0.44 | 0.552 | 0.616 | 0.669 | 0.659 | 0.68 | 0.696 | 0.744 | 0.811 | 0.883 | 0.93 | 0.973 | 1.011 | 1.051 | 1.088 | 1.138 | 1.193 | 1.226 | 1.247 | 1.258 | 1.264 | 1.265 | 1.278 | 1.282 | 1.285 | 1.281 | 1.278
Hydrogen Evolution | Srg_BB006a | MW | SPEN | Partick |  | 0.216 | 0.216 | 0.271 | 0.303 | 0.329 | 0.323 | 0.334 | 0.342 | 0.366 | 0.398 | 0.434 | 0.457 | 0.478 | 0.497 | 0.516 | 0.534 | 0.559 | 0.586 | 0.602 | 0.613 | 0.618 | 0.621 | 0.621 | 0.627 | 0.63 | 0.631 | 0.629 | 0.628
Hydrogen Evolution | Srg_BB006a | MW | SPEN | Port Dundas |  | 0.437 | 0.437 | 0.548 | 0.611 | 0.664 | 0.653 | 0.675 | 0.69 | 0.738 | 0.805 | 0.876 | 0.923 | 0.965 | 1.003 | 1.043 | 1.079 | 1.128 | 1.184 | 1.216 | 1.237 | 1.248 | 1.254 | 1.255 | 1.267 | 1.272 | 1.275 | 1.27 | 1.268
Hydrogen Evolution | Srg_BB006a | MW | SPEN | Portobello |  | 1.316 | 1.314 | 1.65 | 1.84 | 1.998 | 1.967 | 2.031 | 2.078 | 2.223 | 2.422 | 2.636 | 2.777 | 2.906 | 3.019 | 3.139 | 3.249 | 3.396 | 3.563 | 3.659 | 3.724 | 3.757 | 3.775 | 3.777 | 3.815 | 3.828 | 3.837 | 3.823 | 3.816
Hydrogen Evolution | Srg_BB006a | MW | SPEN | Ravenscraig |  | 0.024 | 0.024 | 0.03 | 0.034 | 0.037 | 0.036 | 0.037 | 0.038 | 0.041 | 0.044 | 0.048 | 0.051 | 0.053 | 0.055 | 0.057 | 0.059 | 0.062 | 0.065 | 0.067 | 0.068 | 0.069 | 0.069 | 0.069 | 0.07 | 0.07 | 0.07 | 0.07 | 0.07
Hydrogen Evolution | Srg_BB006a | MW | SPEN | Redhouse |  | 0.389 | 0.389 | 0.488 | 0.544 | 0.591 | 0.581 | 0.6 | 0.614 | 0.657 | 0.716 | 0.779 | 0.821 | 0.859 | 0.892 | 0.928 | 0.96 | 1.004 | 1.053 | 1.082 | 1.101 | 1.111 | 1.116 | 1.117 | 1.128 | 1.132 | 1.134 | 1.13 | 1.128
Hydrogen Evolution | Srg_BB006a | MW | SPEN | Saltcoats A |  | 0.342 | 0.342 | 0.429 | 0.479 | 0.52 | 0.512 | 0.529 | 0.541 | 0.579 | 0.63 | 0.686 | 0.723 | 0.756 | 0.786 | 0.817 | 0.846 | 0.884 | 0.927 | 0.952 | 0.969 | 0.978 | 0.983 | 0.983 | 0.993 | 0.996 | 0.999 | 0.995 | 0.993
Hydrogen Evolution | Srg_BB006a | MW | SPEN | Saltcoats B |  | 0.288 | 0.288 | 0.361 | 0.403 | 0.437 | 0.43 | 0.444 | 0.455 | 0.486 | 0.53 | 0.577 | 0.607 | 0.636 | 0.66 | 0.687 | 0.711 | 0.743 | 0.78 | 0.8 | 0.815 | 0.822 | 0.826 | 0.826 | 0.834 | 0.837 | 0.839 | 0.836 | 0.835
Hydrogen Evolution | Srg_BB006a | MW | SPEN | Shrubhill |  | 1.05 | 1.049 | 1.316 | 1.468 | 1.594 | 1.569 | 1.621 | 1.658 | 1.773 | 1.933 | 2.103 | 2.216 | 2.318 | 2.409 | 2.504 | 2.592 | 2.71 | 2.843 | 2.92 | 2.971 | 2.998 | 3.012 | 3.014 | 3.043 | 3.054 | 3.062 | 3.051 | 3.045
Hydrogen Evolution | Srg_BB006a | MW | SPEN | Sighthill |  | 1.459 | 1.458 | 1.83 | 2.041 | 2.216 | 2.181 | 2.253 | 2.305 | 2.465 | 2.686 | 2.923 | 3.08 | 3.223 | 3.348 | 3.481 | 3.603 | 3.767 | 3.952 | 4.058 | 4.13 | 4.167 | 4.187 | 4.189 | 4.231 | 4.245 | 4.256 | 4.24 | 4.232
Hydrogen Evolution | Srg_BB006a | MW | SPEN | Spango Valley |  | 0.412 | 0.412 | 0.517 | 0.576 | 0.626 | 0.616 | 0.636 | 0.651 | 0.696 | 0.759 | 0.826 | 0.87 | 0.91 | 0.946 | 0.983 | 1.018 | 1.064 | 1.116 | 1.146 | 1.167 | 1.177 | 1.183 | 1.183 | 1.195 | 1.199 | 1.202 | 1.198 | 1.196
Hydrogen Evolution | Srg_BB006a | MW | SPEN | St Andrews Cross |  | 0.524 | 0.523 | 0.657 | 0.732 | 0.795 | 0.783 | 0.808 | 0.827 | 0.885 | 0.964 | 1.049 | 1.105 | 1.157 | 1.202 | 1.249 | 1.293 | 1.352 | 1.418 | 1.456 | 1.482 | 1.495 | 1.503 | 1.503 | 1.518 | 1.524 | 1.527 | 1.522 | 1.519
Hydrogen Evolution | Srg_BB006a | MW | SPEN | Stirling |  | 0.803 | 0.803 | 1.008 | 1.124 | 1.221 | 1.201 | 1.241 | 1.269 | 1.358 | 1.479 | 1.61 | 1.696 | 1.775 | 1.844 | 1.917 | 1.984 | 2.074 | 2.176 | 2.235 | 2.275 | 2.294 | 2.306 | 2.307 | 2.33 | 2.338 | 2.343 | 2.335 | 2.331
Hydrogen Evolution | Srg_BB006a | MW | SPEN | Strathaven |  | 0.814 | 0.814 | 1.021 | 1.139 | 1.237 | 1.217 | 1.257 | 1.287 | 1.376 | 1.499 | 1.632 | 1.719 | 1.799 | 1.869 | 1.943 | 2.011 | 2.103 | 2.206 | 2.265 | 2.306 | 2.326 | 2.337 | 2.338 | 2.361 | 2.37 | 2.375 | 2.367 | 2.362
Hydrogen Evolution | Srg_BB006a | MW | SPEN | Strathleven |  | 0.607 | 0.607 | 0.761 | 0.849 | 0.922 | 0.908 | 0.937 | 0.959 | 1.026 | 1.118 | 1.216 | 1.282 | 1.341 | 1.393 | 1.448 | 1.499 | 1.567 | 1.644 | 1.689 | 1.719 | 1.734 | 1.742 | 1.743 | 1.76 | 1.767 | 1.771 | 1.765 | 1.761
Hydrogen Evolution | Srg_BB006a | MW | SPEN | Telford Road |  | 0.218 | 0.217 | 0.273 | 0.305 | 0.331 | 0.325 | 0.336 | 0.344 | 0.368 | 0.401 | 0.436 | 0.46 | 0.481 | 0.5 | 0.519 | 0.538 | 0.562 | 0.59 | 0.605 | 0.616 | 0.622 | 0.625 | 0.625 | 0.631 | 0.633 | 0.635 | 0.633 | 0.631
Hydrogen Evolution | Srg_BB006a | MW | SPEN | Tongland |  | 0.098 | 0.098 | 0.123 | 0.138 | 0.15 | 0.147 | 0.152 | 0.155 | 0.166 | 0.181 | 0.197 | 0.208 | 0.217 | 0.226 | 0.235 | 0.243 | 0.254 | 0.267 | 0.274 | 0.279 | 0.281 | 0.282 | 0.283 | 0.285 | 0.286 | 0.287 | 0.286 | 0.286
Hydrogen Evolution | Srg_BB006a | MW | SPEN | West George Street |  | 1.286 | 1.285 | 1.612 | 1.799 | 1.953 | 1.922 | 1.985 | 2.031 | 2.173 | 2.367 | 2.576 | 2.714 | 2.84 | 2.951 | 3.068 | 3.175 | 3.32 | 3.482 | 3.576 | 3.64 | 3.672 | 3.69 | 3.692 | 3.728 | 3.741 | 3.75 | 3.737 | 3.73
Hydrogen Evolution | Srg_BB006a | MW | SPEN | Westfield |  | 0.238 | 0.238 | 0.299 | 0.333 | 0.362 | 0.356 | 0.368 | 0.376 | 0.402 | 0.439 | 0.477 | 0.503 | 0.526 | 0.547 | 0.568 | 0.588 | 0.615 | 0.645 | 0.662 | 0.674 | 0.68 | 0.684 | 0.684 | 0.691 | 0.693 | 0.695 | 0.692 | 0.691
Hydrogen Evolution | Srg_BB006a | MW | SPEN | Whitehouse |  | 0.854 | 0.854 | 1.071 | 1.195 | 1.298 | 1.277 | 1.319 | 1.35 | 1.444 | 1.573 | 1.712 | 1.804 | 1.887 | 1.961 | 2.039 | 2.11 | 2.206 | 2.314 | 2.377 | 2.419 | 2.44 | 2.452 | 2.453 | 2.478 | 2.486 | 2.492 | 2.483 | 2.479
Hydrogen Evolution | Srg_BB006a | MW | SPEN | Wishaw |  | 0.845 | 0.844 | 1.059 | 1.182 | 1.283 | 1.263 | 1.304 | 1.335 | 1.427 | 1.556 | 1.693 | 1.783 | 1.866 | 1.939 | 2.016 | 2.086 | 2.181 | 2.288 | 2.35 | 2.392 | 2.413 | 2.424 | 2.426 | 2.45 | 2.458 | 2.464 | 2.455 | 2.451
Hydrogen Evolution | Srg_BB006a | MW | SPEN Manweb | Birkenhead |  | 2.951 | 2.951 | 3.703 | 4.14 | 4.514 | 4.461 | 4.618 | 4.753 | 5.102 | 5.556 | 6.042 | 6.362 | 6.656 | 6.905 | 7.169 | 7.411 | 7.738 | 8.108 | 8.322 | 8.47 | 8.543 | 8.583 | 8.587 | 8.671 | 8.702 | 8.721 | 8.69 | 8.674
Hydrogen Evolution | Srg_BB006a | MW | SPEN Manweb | Capenhurst |  | 4.893 | 4.893 | 6.141 | 6.866 | 7.486 | 7.397 | 7.657 | 7.882 | 8.461 | 9.213 | 10.019 | 10.55 | 11.037 | 11.451 | 11.888 | 12.289 | 12.832 | 13.445 | 13.8 | 14.045 | 14.167 | 14.234 | 14.24 | 14.38 | 14.43 | 14.463 | 14.411 | 14.384
Hydrogen Evolution | Srg_BB006a | MW | SPEN Manweb | Carrington |  | 5.11 | 5.111 | 6.414 | 7.171 | 7.818 | 7.726 | 7.998 | 8.233 | 8.837 | 9.623 | 10.464 | 11.018 | 11.528 | 11.959 | 12.417 | 12.835 | 13.402 | 14.043 | 14.413 | 14.669 | 14.796 | 14.866 | 14.873 | 15.019 | 15.071 | 15.105 | 15.051 | 15.023
Hydrogen Evolution | Srg_BB006a | MW | SPEN Manweb | Connah's Quay |  | 3.394 | 3.394 | 4.26 | 4.763 | 5.193 | 5.131 | 5.312 | 5.468 | 5.869 | 6.391 | 6.95 | 7.318 | 7.656 | 7.943 | 8.247 | 8.524 | 8.901 | 9.326 | 9.573 | 9.743 | 9.827 | 9.874 | 9.878 | 9.975 | 10.009 | 10.032 | 9.997 | 9.978
Hydrogen Evolution | Srg_BB006a | MW | SPEN Manweb | Fiddlers Ferry |  | 5.373 | 5.374 | 6.744 | 7.54 | 8.221 | 8.123 | 8.409 | 8.657 | 9.292 | 10.118 | 11.002 | 11.586 | 12.121 | 12.575 | 13.056 | 13.496 | 14.092 | 14.765 | 15.155 | 15.425 | 15.558 | 15.632 | 15.639 | 15.792 | 15.847 | 15.883 | 15.826 | 15.797
Hydrogen Evolution | Srg_BB006a | MW | SPEN Manweb | Frodsham |  | 4.843 | 4.843 | 6.078 | 6.795 | 7.409 | 7.321 | 7.579 | 7.801 | 8.374 | 9.119 | 9.916 | 10.441 | 10.924 | 11.333 | 11.766 | 12.163 | 12.7 | 13.307 | 13.658 | 13.901 | 14.021 | 14.088 | 14.094 | 14.232 | 14.282 | 14.314 | 14.263 | 14.236
Hydrogen Evolution | Srg_BB006a | MW | SPEN Manweb | Kirkby (_D) |  | 3.073 | 3.073 | 3.856 | 4.312 | 4.701 | 4.645 | 4.809 | 4.95 | 5.313 | 5.786 | 6.291 | 6.625 | 6.931 | 7.191 | 7.466 | 7.717 | 8.058 | 8.443 | 8.666 | 8.82 | 8.896 | 8.938 | 8.942 | 9.03 | 9.061 | 9.082 | 9.05 | 9.033
Hydrogen Evolution | Srg_BB006a | MW | SPEN Manweb | Legacy |  | 4.555 | 4.555 | 5.717 | 6.392 | 6.969 | 6.886 | 7.129 | 7.338 | 7.877 | 8.577 | 9.327 | 9.821 | 10.275 | 10.66 | 11.068 | 11.441 | 11.946 | 12.517 | 12.847 | 13.076 | 13.189 | 13.251 | 13.257 | 13.387 | 13.433 | 13.464 | 13.416 | 13.391
Hydrogen Evolution | Srg_BB006a | MW | SPEN Manweb | Lister Drive |  | 4.607 | 4.607 | 5.782 | 6.465 | 7.048 | 6.965 | 7.21 | 7.422 | 7.967 | 8.675 | 9.433 | 9.933 | 10.392 | 10.782 | 11.194 | 11.571 | 12.082 | 12.66 | 12.994 | 13.225 | 13.339 | 13.402 | 13.408 | 13.54 | 13.587 | 13.618 | 13.569 | 13.544
Hydrogen Evolution | Srg_BB006a | MW | SPEN Manweb | Pentir |  | 1.638 | 1.638 | 2.056 | 2.299 | 2.506 | 2.476 | 2.564 | 2.639 | 2.833 | 3.085 | 3.354 | 3.532 | 3.695 | 3.834 | 3.98 | 4.114 | 4.296 | 4.501 | 4.62 | 4.702 | 4.743 | 4.765 | 4.767 | 4.814 | 4.831 | 4.842 | 4.825 | 4.816
Hydrogen Evolution | Srg_BB006a | MW | SPEN Manweb | Rainhill |  | 4.933 | 4.933 | 6.191 | 6.922 | 7.547 | 7.457 | 7.72 | 7.947 | 8.53 | 9.288 | 10.1 | 10.636 | 11.127 | 11.544 | 11.985 | 12.389 | 12.936 | 13.555 | 13.912 | 14.16 | 14.282 | 14.35 | 14.356 | 14.497 | 14.547 | 14.58 | 14.528 | 14.501
Hydrogen Evolution | Srg_BB006a | MW | SPEN Manweb | St. Asaph |  | 0.338 | 0.339 | 0.425 | 0.475 | 0.518 | 0.512 | 0.53 | 0.545 | 0.585 | 0.637 | 0.693 | 0.73 | 0.764 | 0.792 | 0.823 | 0.85 | 0.888 | 0.93 | 0.955 | 0.972 | 0.98 | 0.985 | 0.985 | 0.995 | 0.998 | 1.001 | 0.997 | 0.995
Hydrogen Evolution | Srg_BB006a | MW | SPEN Manweb | Trawsfynydd |  | 1.39 | 1.39 | 1.745 | 1.951 | 2.127 | 2.102 | 2.176 | 2.24 | 2.404 | 2.618 | 2.847 | 2.998 | 3.136 | 3.254 | 3.378 | 3.492 | 3.646 | 3.821 | 3.921 | 3.991 | 4.026 | 4.045 | 4.047 | 4.086 | 4.1 | 4.11 | 4.095 | 4.087
Hydrogen Evolution | Srg_BB006a | MW | SPEN Manweb | Wylfa |  | 0.774 | 0.774 | 0.971 | 1.086 | 1.184 | 1.17 | 1.211 | 1.247 | 1.338 | 1.457 | 1.585 | 1.669 | 1.746 | 1.811 | 1.881 | 1.944 | 2.03 | 2.127 | 2.183 | 2.222 | 2.241 | 2.252 | 2.253 | 2.275 | 2.283 | 2.288 | 2.28 | 2.275
Hydrogen Evolution | Srg_BB006a | MW | SPTL | Direct(SPTL) |  | 2.73 | 2.728 | 3.31 | 3.692 | 4.01 | 3.946 | 4.075 | 4.17 | 4.46 | 4.86 | 5.288 | 5.572 | 5.83 | 6.057 | 6.297 | 6.518 | 6.814 | 7.149 | 7.342 | 7.472 | 7.538 | 7.575 | 7.579 | 7.654 | 7.68 | 7.699 | 7.671 | 7.657
Hydrogen Evolution | Srg_BB006a | MW | SSEN (SHEPD) | Abernethy |  | 0.481 | 0.48 | 0.603 | 0.672 | 0.73 | 0.719 | 0.742 | 0.759 | 0.812 | 0.885 | 0.963 | 1.015 | 1.062 | 1.103 | 1.147 | 1.187 | 1.241 | 1.302 | 1.337 | 1.361 | 1.373 | 1.38 | 1.38 | 1.394 | 1.399 | 1.402 | 1.397 | 1.395
Hydrogen Evolution | Srg_BB006a | MW | SSEN (SHEPD) | Alness |  | 0.412 | 0.412 | 0.517 | 0.577 | 0.627 | 0.617 | 0.637 | 0.652 | 0.697 | 0.759 | 0.826 | 0.871 | 0.911 | 0.946 | 0.984 | 1.019 | 1.065 | 1.117 | 1.147 | 1.168 | 1.178 | 1.184 | 1.184 | 1.196 | 1.2 | 1.203 | 1.199 | 1.196
Hydrogen Evolution | Srg_BB006a | MW | SSEN (SHEPD) | Arbroath |  | 0.728 | 0.727 | 0.913 | 1.018 | 1.106 | 1.088 | 1.124 | 1.15 | 1.23 | 1.341 | 1.459 | 1.537 | 1.608 | 1.671 | 1.737 | 1.798 | 1.88 | 1.972 | 2.025 | 2.061 | 2.079 | 2.089 | 2.09 | 2.111 | 2.118 | 2.124 | 2.116 | 2.112
Hydrogen Evolution | Srg_BB006a | MW | SSEN (SHEPD) | Ardkinglas |  | 0 | 0 | 0 | 0 | 0 | 0 | 0 | 0 | 0 | 0 | 0 | 0 | 0 | 0 | 0 | 0 | 0 | 0 | 0 | 0 | 0 | 0 | 0 | 0 | 0 | 0 | 0 | 0
Hydrogen Evolution | Srg_BB006a | MW | SSEN (SHEPD) | Ardmore |  | 0.469 | 0.469 | 0.588 | 0.656 | 0.713 | 0.701 | 0.724 | 0.741 | 0.793 | 0.864 | 0.94 | 0.99 | 1.036 | 1.076 | 1.119 | 1.158 | 1.211 | 1.27 | 1.305 | 1.328 | 1.339 | 1.346 | 1.347 | 1.36 | 1.365 | 1.368 | 1.363 | 1.361
Hydrogen Evolution | Srg_BB006a | MW | SSEN (SHEPD) | Beauly |  | 0.303 | 0.303 | 0.38 | 0.424 | 0.46 | 0.453 | 0.468 | 0.478 | 0.512 | 0.558 | 0.607 | 0.639 | 0.669 | 0.695 | 0.722 | 0.748 | 0.782 | 0.82 | 0.842 | 0.857 | 0.865 | 0.869 | 0.87 | 0.878 | 0.881 | 0.883 | 0.88 | 0.879
Hydrogen Evolution | Srg_BB006a | MW | SSEN (SHEPD) | Berryburn |  | 0 | 0 | 0 | 0 | 0 | 0 | 0 | 0 | 0 | 0 | 0 | 0 | 0 | 0 | 0 | 0 | 0 | 0 | 0 | 0 | 0 | 0 | 0 | 0 | 0 | 0 | 0 | 0
Hydrogen Evolution | Srg_BB006a | MW | SSEN (SHEPD) | Boat of Garten |  | 0.426 | 0.426 | 0.535 | 0.596 | 0.648 | 0.637 | 0.658 | 0.674 | 0.72 | 0.785 | 0.854 | 0.9 | 0.942 | 0.978 | 1.017 | 1.053 | 1.101 | 1.155 | 1.186 | 1.207 | 1.218 | 1.223 | 1.224 | 1.236 | 1.241 | 1.244 | 1.239 | 1.237
Hydrogen Evolution | Srg_BB006a | MW | SSEN (SHEPD) | Braco West |  | 0.665 | 0.664 | 0.833 | 0.93 | 1.01 | 0.994 | 1.026 | 1.05 | 1.123 | 1.224 | 1.332 | 1.403 | 1.468 | 1.525 | 1.586 | 1.641 | 1.716 | 1.8 | 1.849 | 1.882 | 1.898 | 1.907 | 1.908 | 1.927 | 1.934 | 1.939 | 1.932 | 1.928
Hydrogen Evolution | Srg_BB006a | MW | SSEN (SHEPD) | Bridge of Dun |  | 0.393 | 0.393 | 0.493 | 0.55 | 0.597 | 0.588 | 0.607 | 0.621 | 0.664 | 0.724 | 0.788 | 0.83 | 0.869 | 0.902 | 0.938 | 0.971 | 1.015 | 1.065 | 1.094 | 1.113 | 1.123 | 1.128 | 1.129 | 1.14 | 1.144 | 1.147 | 1.143 | 1.141
Hydrogen Evolution | Srg_BB006a | MW | SSEN (SHEPD) | Broadford-Skye |  | 0.191 | 0.191 | 0.24 | 0.267 | 0.29 | 0.286 | 0.295 | 0.302 | 0.323 | 0.352 | 0.383 | 0.403 | 0.422 | 0.438 | 0.456 | 0.472 | 0.493 | 0.518 | 0.532 | 0.541 | 0.546 | 0.548 | 0.549 | 0.554 | 0.556 | 0.557 | 0.555 | 0.554
Hydrogen Evolution | Srg_BB006a | MW | SSEN (SHEPD) | Brora |  | 0.126 | 0.126 | 0.158 | 0.176 | 0.191 | 0.188 | 0.194 | 0.199 | 0.213 | 0.232 | 0.252 | 0.266 | 0.278 | 0.289 | 0.3 | 0.311 | 0.325 | 0.341 | 0.35 | 0.356 | 0.36 | 0.361 | 0.362 | 0.365 | 0.366 | 0.367 | 0.366 | 0.365
Hydrogen Evolution | Srg_BB006a | MW | SSEN (SHEPD) | Burghmuir |  | 0.676 | 0.676 | 0.848 | 0.946 | 1.027 | 1.011 | 1.044 | 1.068 | 1.143 | 1.245 | 1.355 | 1.428 | 1.494 | 1.552 | 1.614 | 1.67 | 1.746 | 1.832 | 1.881 | 1.915 | 1.931 | 1.941 | 1.942 | 1.961 | 1.968 | 1.973 | 1.966 | 1.962
Hydrogen Evolution | Srg_BB006a | MW | SSEN (SHEPD) | Carradale |  | 0.219 | 0.219 | 0.274 | 0.306 | 0.332 | 0.327 | 0.338 | 0.346 | 0.37 | 0.403 | 0.438 | 0.462 | 0.483 | 0.502 | 0.522 | 0.54 | 0.565 | 0.593 | 0.609 | 0.619 | 0.625 | 0.628 | 0.628 | 0.634 | 0.637 | 0.638 | 0.636 | 0.635
Hydrogen Evolution | Srg_BB006a | MW | SSEN (SHEPD) | Cassley |  | 0.026 | 0.026 | 0.033 | 0.037 | 0.04 | 0.04 | 0.041 | 0.042 | 0.045 | 0.049 | 0.053 | 0.056 | 0.059 | 0.061 | 0.063 | 0.065 | 0.068 | 0.072 | 0.074 | 0.075 | 0.076 | 0.076 | 0.076 | 0.077 | 0.077 | 0.077 | 0.077 | 0.077
Hydrogen Evolution | Srg_BB006a | MW | SSEN (SHEPD) | Ceannacroc |  | 0.05 | 0.05 | 0.063 | 0.07 | 0.076 | 0.075 | 0.077 | 0.079 | 0.085 | 0.092 | 0.1 | 0.106 | 0.111 | 0.115 | 0.12 | 0.124 | 0.129 | 0.136 | 0.139 | 0.142 | 0.143 | 0.144 | 0.144 | 0.145 | 0.146 | 0.146 | 0.146 | 0.145
Hydrogen Evolution | Srg_BB006a | MW | SSEN (SHEPD) | Charleston |  | 0.307 | 0.307 | 0.385 | 0.429 | 0.466 | 0.459 | 0.474 | 0.485 | 0.519 | 0.565 | 0.615 | 0.648 | 0.678 | 0.705 | 0.733 | 0.758 | 0.793 | 0.832 | 0.854 | 0.869 | 0.877 | 0.881 | 0.882 | 0.89 | 0.893 | 0.896 | 0.892 | 0.891
Hydrogen Evolution | Srg_BB006a | MW | SSEN (SHEPD) | Clachan |  | 0.057 | 0.056 | 0.071 | 0.079 | 0.086 | 0.085 | 0.087 | 0.089 | 0.096 | 0.104 | 0.113 | 0.119 | 0.125 | 0.13 | 0.135 | 0.14 | 0.146 | 0.153 | 0.157 | 0.16 | 0.161 | 0.162 | 0.162 | 0.164 | 0.164 | 0.165 | 0.164 | 0.164
Hydrogen Evolution | Srg_BB006a | MW | SSEN (SHEPD) | Clayhills |  | 0.547 | 0.547 | 0.686 | 0.766 | 0.831 | 0.818 | 0.845 | 0.865 | 0.925 | 1.008 | 1.097 | 1.155 | 1.209 | 1.256 | 1.306 | 1.352 | 1.413 | 1.482 | 1.522 | 1.55 | 1.563 | 1.571 | 1.572 | 1.587 | 1.593 | 1.597 | 1.591 | 1.588
Hydrogen Evolution | Srg_BB006a | MW | SSEN (SHEPD) | Coupar Angus |  | 0.436 | 0.435 | 0.546 | 0.609 | 0.662 | 0.651 | 0.673 | 0.688 | 0.736 | 0.802 | 0.873 | 0.919 | 0.962 | 1 | 1.039 | 1.076 | 1.125 | 1.18 | 1.212 | 1.233 | 1.244 | 1.25 | 1.251 | 1.263 | 1.267 | 1.271 | 1.266 | 1.264
Hydrogen Evolution | Srg_BB006a | MW | SSEN (SHEPD) | Craigiebuckler |  | 0.271 | 0.271 | 0.34 | 0.379 | 0.412 | 0.405 | 0.418 | 0.428 | 0.458 | 0.499 | 0.543 | 0.572 | 0.599 | 0.622 | 0.647 | 0.669 | 0.7 | 0.734 | 0.754 | 0.767 | 0.774 | 0.778 | 0.778 | 0.786 | 0.789 | 0.79 | 0.788 | 0.786
Hydrogen Evolution | Srg_BB006a | MW | SSEN (SHEPD) | Dallas |  | 0 | 0 | 0 | 0 | 0 | 0 | 0 | 0 | 0 | 0 | 0 | 0 | 0 | 0 | 0 | 0 | 0 | 0 | 0 | 0 | 0 | 0 | 0 | 0 | 0 | 0 | 0 | 0
Hydrogen Evolution | Srg_BB006a | MW | SSEN (SHEPD) | Dounreay |  | 0.123 | 0.122 | 0.154 | 0.171 | 0.186 | 0.183 | 0.189 | 0.194 | 0.207 | 0.226 | 0.246 | 0.259 | 0.271 | 0.281 | 0.292 | 0.303 | 0.316 | 0.332 | 0.341 | 0.347 | 0.35 | 0.352 | 0.352 | 0.355 | 0.357 | 0.357 | 0.356 | 0.355
Hydrogen Evolution | Srg_BB006a | MW | SSEN (SHEPD) | Dudhope |  | 0.741 | 0.74 | 0.929 | 1.036 | 1.125 | 1.107 | 1.143 | 1.17 | 1.251 | 1.364 | 1.484 | 1.563 | 1.636 | 1.699 | 1.767 | 1.829 | 1.912 | 2.006 | 2.06 | 2.097 | 2.115 | 2.125 | 2.126 | 2.147 | 2.155 | 2.16 | 2.152 | 2.148
Hydrogen Evolution | Srg_BB006a | MW | SSEN (SHEPD) | Dunbeath |  | 0 | 0 | 0 | 0 | 0 | 0 | 0 | 0 | 0 | 0 | 0 | 0 | 0 | 0 | 0 | 0 | 0 | 0 | 0 | 0 | 0 | 0 | 0 | 0 | 0 | 0 | 0 | 0
Hydrogen Evolution | Srg_BB006a | MW | SSEN (SHEPD) | Dunoon |  | 0.338 | 0.338 | 0.424 | 0.473 | 0.513 | 0.505 | 0.522 | 0.534 | 0.571 | 0.622 | 0.677 | 0.713 | 0.746 | 0.775 | 0.806 | 0.835 | 0.872 | 0.915 | 0.94 | 0.957 | 0.965 | 0.97 | 0.97 | 0.98 | 0.983 | 0.986 | 0.982 | 0.98
Hydrogen Evolution | Srg_BB006a | MW | SSEN (SHEPD) | Dunvegan |  | 0.103 | 0.103 | 0.129 | 0.144 | 0.157 | 0.154 | 0.159 | 0.163 | 0.174 | 0.19 | 0.207 | 0.218 | 0.228 | 0.237 | 0.246 | 0.255 | 0.266 | 0.279 | 0.287 | 0.292 | 0.295 | 0.296 | 0.296 | 0.299 | 0.3 | 0.301 | 0.3 | 0.299
Hydrogen Evolution | Srg_BB006a | MW | SSEN (SHEPD) | Dyce |  | 0.537 | 0.536 | 0.673 | 0.751 | 0.815 | 0.802 | 0.829 | 0.848 | 0.907 | 0.988 | 1.075 | 1.133 | 1.185 | 1.231 | 1.28 | 1.325 | 1.385 | 1.453 | 1.493 | 1.519 | 1.532 | 1.54 | 1.541 | 1.556 | 1.561 | 1.565 | 1.56 | 1.557
Hydrogen Evolution | Srg_BB006a | MW | SSEN (SHEPD) | Elgin |  | 0.712 | 0.711 | 0.892 | 0.996 | 1.081 | 1.064 | 1.099 | 1.124 | 1.203 | 1.31 | 1.426 | 1.502 | 1.572 | 1.633 | 1.698 | 1.758 | 1.837 | 1.928 | 1.98 | 2.015 | 2.033 | 2.042 | 2.044 | 2.064 | 2.071 | 2.076 | 2.069 | 2.065
Hydrogen Evolution | Srg_BB006a | MW | SSEN (SHEPD) | Fasnakyle |  | 0.024 | 0.024 | 0.03 | 0.033 | 0.036 | 0.035 | 0.037 | 0.037 | 0.04 | 0.044 | 0.047 | 0.05 | 0.052 | 0.054 | 0.056 | 0.058 | 0.061 | 0.064 | 0.066 | 0.067 | 0.068 | 0.068 | 0.068 | 0.069 | 0.069 | 0.069 | 0.069 | 0.069
Hydrogen Evolution | Srg_BB006a | MW | SSEN (SHEPD) | Fetteresso |  | 0 | 0 | 0 | 0 | 0 | 0 | 0 | 0 | 0 | 0 | 0 | 0 | 0 | 0 | 0 | 0 | 0 | 0 | 0 | 0 | 0 | 0 | 0 | 0 | 0 | 0 | 0 | 0
Hydrogen Evolution | Srg_BB006a | MW | SSEN (SHEPD) | Fiddes |  | 0.305 | 0.305 | 0.383 | 0.427 | 0.464 | 0.456 | 0.471 | 0.482 | 0.516 | 0.562 | 0.612 | 0.645 | 0.674 | 0.701 | 0.728 | 0.754 | 0.788 | 0.827 | 0.849 | 0.864 | 0.872 | 0.876 | 0.877 | 0.885 | 0.888 | 0.891 | 0.887 | 0.886
Hydrogen Evolution | Srg_BB006a | MW | SSEN (SHEPD) | Finstown |  | 0 | 0 | 0 | 0 | 0 | 0 | 0 | 0 | 0 | 0 | 0 | 0 | 0 | 0 | 0 | 0 | 0 | 0 | 0 | 0 | 0 | 0 | 0 | 0 | 0 | 0 | 0 | 0
Hydrogen Evolution | Srg_BB006a | MW | SSEN (SHEPD) | Fort Augustus |  | 0.079 | 0.079 | 0.099 | 0.11 | 0.12 | 0.118 | 0.121 | 0.124 | 0.133 | 0.145 | 0.158 | 0.166 | 0.174 | 0.181 | 0.188 | 0.194 | 0.203 | 0.213 | 0.219 | 0.223 | 0.225 | 0.226 | 0.226 | 0.228 | 0.229 | 0.229 | 0.229 | 0.228
Hydrogen Evolution | Srg_BB006a | MW | SSEN (SHEPD) | Fort William |  | 0.526 | 0.526 | 0.66 | 0.736 | 0.799 | 0.786 | 0.812 | 0.831 | 0.889 | 0.969 | 1.054 | 1.11 | 1.162 | 1.207 | 1.255 | 1.299 | 1.358 | 1.425 | 1.463 | 1.489 | 1.502 | 1.509 | 1.51 | 1.525 | 1.531 | 1.534 | 1.529 | 1.526
Hydrogen Evolution | Srg_BB006a | MW | SSEN (SHEPD) | Fraserburgh |  | 0.29 | 0.289 | 0.363 | 0.405 | 0.44 | 0.433 | 0.447 | 0.458 | 0.49 | 0.533 | 0.58 | 0.612 | 0.64 | 0.665 | 0.691 | 0.716 | 0.748 | 0.785 | 0.806 | 0.82 | 0.827 | 0.831 | 0.832 | 0.84 | 0.843 | 0.845 | 0.842 | 0.84
Hydrogen Evolution | Srg_BB006a | MW | SSEN (SHEPD) | Glenfarclas |  | 0 | 0 | 0 | 0 | 0 | 0 | 0 | 0 | 0 | 0 | 0 | 0 | 0 | 0 | 0 | 0 | 0 | 0 | 0 | 0 | 0 | 0 | 0 | 0 | 0 | 0 | 0 | 0
Hydrogen Evolution | Srg_BB006a | MW | SSEN (SHEPD) | Grudie Bridge |  | 0.323 | 0.322 | 0.404 | 0.451 | 0.49 | 0.482 | 0.498 | 0.51 | 0.545 | 0.594 | 0.646 | 0.681 | 0.712 | 0.74 | 0.77 | 0.797 | 0.833 | 0.874 | 0.897 | 0.913 | 0.921 | 0.926 | 0.926 | 0.935 | 0.939 | 0.941 | 0.937 | 0.936
Hydrogen Evolution | Srg_BB006a | MW | SSEN (SHEPD) | Inverness |  | 0.827 | 0.826 | 1.037 | 1.157 | 1.256 | 1.236 | 1.277 | 1.306 | 1.397 | 1.523 | 1.657 | 1.746 | 1.827 | 1.898 | 1.973 | 2.042 | 2.135 | 2.24 | 2.301 | 2.341 | 2.362 | 2.373 | 2.375 | 2.398 | 2.407 | 2.412 | 2.404 | 2.399
Hydrogen Evolution | Srg_BB006a | MW | SSEN (SHEPD) | Keith |  | 0.595 | 0.594 | 0.746 | 0.832 | 0.904 | 0.889 | 0.918 | 0.94 | 1.005 | 1.095 | 1.192 | 1.256 | 1.314 | 1.365 | 1.419 | 1.469 | 1.536 | 1.611 | 1.654 | 1.684 | 1.699 | 1.707 | 1.708 | 1.725 | 1.731 | 1.735 | 1.729 | 1.725
Hydrogen Evolution | Srg_BB006a | MW | SSEN (SHEPD) | Killin |  | 0.089 | 0.089 | 0.112 | 0.125 | 0.136 | 0.134 | 0.138 | 0.141 | 0.151 | 0.165 | 0.179 | 0.189 | 0.198 | 0.205 | 0.214 | 0.221 | 0.231 | 0.242 | 0.249 | 0.253 | 0.256 | 0.257 | 0.257 | 0.26 | 0.26 | 0.261 | 0.26 | 0.26
Hydrogen Evolution | Srg_BB006a | MW | SSEN (SHEPD) | Kinlochleven |  | 0.047 | 0.047 | 0.059 | 0.066 | 0.072 | 0.071 | 0.073 | 0.075 | 0.08 | 0.087 | 0.095 | 0.1 | 0.105 | 0.109 | 0.113 | 0.117 | 0.122 | 0.128 | 0.132 | 0.134 | 0.135 | 0.136 | 0.136 | 0.137 | 0.138 | 0.138 | 0.138 | 0.137
Hydrogen Evolution | Srg_BB006a | MW | SSEN (SHEPD) | Kintore |  | 0.895 | 0.894 | 1.122 | 1.252 | 1.359 | 1.338 | 1.382 | 1.413 | 1.512 | 1.647 | 1.793 | 1.889 | 1.976 | 2.053 | 2.135 | 2.21 | 2.31 | 2.423 | 2.489 | 2.533 | 2.555 | 2.568 | 2.569 | 2.595 | 2.604 | 2.61 | 2.601 | 2.596
Hydrogen Evolution | Srg_BB006a | MW | SSEN (SHEPD) | Lairg |  | 0.028 | 0.028 | 0.035 | 0.039 | 0.043 | 0.042 | 0.043 | 0.044 | 0.047 | 0.052 | 0.056 | 0.059 | 0.062 | 0.064 | 0.067 | 0.069 | 0.072 | 0.076 | 0.078 | 0.079 | 0.08 | 0.08 | 0.08 | 0.081 | 0.082 | 0.082 | 0.081 | 0.081
Hydrogen Evolution | Srg_BB006a | MW | SSEN (SHEPD) | Lunanhead |  | 0.614 | 0.614 | 0.77 | 0.859 | 0.933 | 0.918 | 0.948 | 0.97 | 1.038 | 1.131 | 1.23 | 1.296 | 1.356 | 1.409 | 1.465 | 1.517 | 1.585 | 1.663 | 1.708 | 1.738 | 1.754 | 1.762 | 1.763 | 1.781 | 1.787 | 1.791 | 1.785 | 1.781
Hydrogen Evolution | Srg_BB006a | MW | SSEN (SHEPD) | Lyndhurst |  | 0.333 | 0.333 | 0.418 | 0.466 | 0.506 | 0.498 | 0.514 | 0.526 | 0.563 | 0.613 | 0.667 | 0.703 | 0.736 | 0.764 | 0.794 | 0.822 | 0.86 | 0.902 | 0.926 | 0.943 | 0.951 | 0.956 | 0.956 | 0.966 | 0.969 | 0.971 | 0.968 | 0.966
Hydrogen Evolution | Srg_BB006a | MW | SSEN (SHEPD) | Macduff |  | 0.334 | 0.333 | 0.419 | 0.467 | 0.507 | 0.499 | 0.515 | 0.527 | 0.564 | 0.614 | 0.669 | 0.705 | 0.737 | 0.766 | 0.796 | 0.824 | 0.862 | 0.904 | 0.928 | 0.945 | 0.953 | 0.958 | 0.958 | 0.968 | 0.971 | 0.973 | 0.97 | 0.968
Hydrogen Evolution | Srg_BB006a | MW | SSEN (SHEPD) | Milton of Craigie |  | 0.684 | 0.683 | 0.857 | 0.956 | 1.039 | 1.022 | 1.056 | 1.08 | 1.155 | 1.259 | 1.37 | 1.443 | 1.51 | 1.569 | 1.631 | 1.688 | 1.765 | 1.852 | 1.902 | 1.935 | 1.952 | 1.962 | 1.963 | 1.982 | 1.989 | 1.994 | 1.987 | 1.983
Hydrogen Evolution | Srg_BB006a | MW | SSEN (SHEPD) | Mybster |  | 0.125 | 0.125 | 0.157 | 0.175 | 0.19 | 0.187 | 0.193 | 0.197 | 0.211 | 0.23 | 0.25 | 0.264 | 0.276 | 0.287 | 0.298 | 0.308 | 0.322 | 0.338 | 0.347 | 0.354 | 0.357 | 0.358 | 0.359 | 0.362 | 0.363 | 0.364 | 0.363 | 0.362
Hydrogen Evolution | Srg_BB006a | MW | SSEN (SHEPD) | Nairn |  | 0.529 | 0.529 | 0.664 | 0.741 | 0.804 | 0.791 | 0.817 | 0.836 | 0.894 | 0.975 | 1.061 | 1.118 | 1.169 | 1.215 | 1.263 | 1.307 | 1.367 | 1.434 | 1.473 | 1.499 | 1.512 | 1.519 | 1.52 | 1.535 | 1.54 | 1.544 | 1.539 | 1.536
Hydrogen Evolution | Srg_BB006a | MW | SSEN (SHEPD) | Orrin |  | 0 | 0 | 0 | 0 | 0 | 0 | 0 | 0 | 0 | 0 | 0 | 0 | 0 | 0 | 0 | 0 | 0 | 0 | 0 | 0 | 0 | 0 | 0 | 0 | 0 | 0 | 0 | 0
Hydrogen Evolution | Srg_BB006a | MW | SSEN (SHEPD) | Persley |  | 0.606 | 0.605 | 0.76 | 0.847 | 0.92 | 0.905 | 0.935 | 0.957 | 1.023 | 1.115 | 1.214 | 1.279 | 1.338 | 1.39 | 1.445 | 1.496 | 1.564 | 1.641 | 1.685 | 1.715 | 1.73 | 1.738 | 1.739 | 1.756 | 1.763 | 1.767 | 1.76 | 1.757
Hydrogen Evolution | Srg_BB006a | MW | SSEN (SHEPD) | Peterhead Grange |  | 0.448 | 0.448 | 0.562 | 0.627 | 0.681 | 0.67 | 0.692 | 0.708 | 0.758 | 0.826 | 0.898 | 0.946 | 0.99 | 1.029 | 1.07 | 1.107 | 1.158 | 1.214 | 1.247 | 1.269 | 1.28 | 1.287 | 1.287 | 1.3 | 1.305 | 1.308 | 1.303 | 1.301
Hydrogen Evolution | Srg_BB006a | MW | SSEN (SHEPD) | Peterhead Shell |  | 0.103 | 0.103 | 0.129 | 0.144 | 0.157 | 0.154 | 0.159 | 0.163 | 0.174 | 0.19 | 0.207 | 0.218 | 0.228 | 0.237 | 0.246 | 0.255 | 0.266 | 0.279 | 0.287 | 0.292 | 0.295 | 0.296 | 0.296 | 0.299 | 0.3 | 0.301 | 0.3 | 0.299
Hydrogen Evolution | Srg_BB006a | MW | SSEN (SHEPD) | Port Ann |  | 0.333 | 0.332 | 0.417 | 0.465 | 0.506 | 0.497 | 0.514 | 0.526 | 0.562 | 0.613 | 0.667 | 0.702 | 0.735 | 0.764 | 0.794 | 0.822 | 0.859 | 0.901 | 0.926 | 0.942 | 0.95 | 0.955 | 0.956 | 0.965 | 0.968 | 0.971 | 0.967 | 0.965
Hydrogen Evolution | Srg_BB006a | MW | SSEN (SHEPD) | Quoich |  | 0.006 | 0.006 | 0.007 | 0.008 | 0.009 | 0.009 | 0.009 | 0.009 | 0.01 | 0.011 | 0.012 | 0.013 | 0.013 | 0.014 | 0.014 | 0.015 | 0.015 | 0.016 | 0.016 | 0.017 | 0.017 | 0.017 | 0.017 | 0.017 | 0.017 | 0.017 | 0.017 | 0.017
Hydrogen Evolution | Srg_BB006a | MW | SSEN (SHEPD) | Rannoch |  | 0.063 | 0.063 | 0.079 | 0.088 | 0.096 | 0.094 | 0.098 | 0.1 | 0.107 | 0.116 | 0.127 | 0.133 | 0.14 | 0.145 | 0.151 | 0.156 | 0.163 | 0.171 | 0.176 | 0.179 | 0.181 | 0.181 | 0.181 | 0.183 | 0.184 | 0.184 | 0.184 | 0.183
Hydrogen Evolution | Srg_BB006a | MW | SSEN (SHEPD) | Redmoss |  | 0.69 | 0.689 | 0.865 | 0.965 | 1.048 | 1.031 | 1.065 | 1.09 | 1.165 | 1.27 | 1.382 | 1.456 | 1.524 | 1.583 | 1.646 | 1.703 | 1.781 | 1.868 | 1.919 | 1.953 | 1.97 | 1.979 | 1.98 | 2 | 2.007 | 2.012 | 2.005 | 2.001
Hydrogen Evolution | Srg_BB006a | MW | SSEN (SHEPD) | Rothienorman |  | 0.366 | 0.365 | 0.458 | 0.511 | 0.555 | 0.546 | 0.564 | 0.577 | 0.618 | 0.673 | 0.732 | 0.772 | 0.807 | 0.839 | 0.872 | 0.903 | 0.944 | 0.99 | 1.017 | 1.035 | 1.044 | 1.049 | 1.05 | 1.06 | 1.064 | 1.066 | 1.062 | 1.06
Hydrogen Evolution | Srg_BB006a | MW | SSEN (SHEPD) | Shin |  | 0.029 | 0.029 | 0.037 | 0.041 | 0.045 | 0.044 | 0.045 | 0.046 | 0.05 | 0.054 | 0.059 | 0.062 | 0.065 | 0.067 | 0.07 | 0.073 | 0.076 | 0.08 | 0.082 | 0.083 | 0.084 | 0.084 | 0.084 | 0.085 | 0.086 | 0.086 | 0.086 | 0.085
Hydrogen Evolution | Srg_BB006a | MW | SSEN (SHEPD) | Sloy |  | 0.04 | 0.04 | 0.05 | 0.056 | 0.06 | 0.059 | 0.061 | 0.063 | 0.067 | 0.073 | 0.08 | 0.084 | 0.088 | 0.091 | 0.095 | 0.098 | 0.103 | 0.108 | 0.111 | 0.113 | 0.114 | 0.114 | 0.114 | 0.115 | 0.116 | 0.116 | 0.115 | 0.115
Hydrogen Evolution | Srg_BB006a | MW | SSEN (SHEPD) | St Fergus Gas Terminal |  | 0.116 | 0.116 | 0.146 | 0.162 | 0.176 | 0.174 | 0.179 | 0.183 | 0.196 | 0.214 | 0.233 | 0.245 | 0.256 | 0.266 | 0.277 | 0.287 | 0.3 | 0.314 | 0.323 | 0.329 | 0.332 | 0.333 | 0.333 | 0.337 | 0.338 | 0.339 | 0.337 | 0.337
Hydrogen Evolution | Srg_BB006a | MW | SSEN (SHEPD) | Strichen |  | 0.238 | 0.238 | 0.298 | 0.333 | 0.361 | 0.356 | 0.367 | 0.376 | 0.402 | 0.438 | 0.477 | 0.502 | 0.526 | 0.546 | 0.568 | 0.588 | 0.614 | 0.644 | 0.662 | 0.674 | 0.68 | 0.683 | 0.683 | 0.69 | 0.692 | 0.694 | 0.692 | 0.69
Hydrogen Evolution | Srg_BB006a | MW | SSEN (SHEPD) | Tarland |  | 0.27 | 0.27 | 0.338 | 0.377 | 0.41 | 0.403 | 0.417 | 0.426 | 0.456 | 0.497 | 0.54 | 0.569 | 0.596 | 0.619 | 0.644 | 0.666 | 0.696 | 0.731 | 0.75 | 0.764 | 0.77 | 0.774 | 0.775 | 0.782 | 0.785 | 0.787 | 0.784 | 0.783
Hydrogen Evolution | Srg_BB006a | MW | SSEN (SHEPD) | Taynuilt |  | 0.535 | 0.534 | 0.67 | 0.748 | 0.812 | 0.799 | 0.826 | 0.845 | 0.904 | 0.985 | 1.071 | 1.129 | 1.181 | 1.227 | 1.276 | 1.321 | 1.38 | 1.448 | 1.487 | 1.514 | 1.527 | 1.534 | 1.535 | 1.55 | 1.556 | 1.56 | 1.554 | 1.551
Hydrogen Evolution | Srg_BB006a | MW | SSEN (SHEPD) | Thurso |  | 0.484 | 0.484 | 0.607 | 0.678 | 0.736 | 0.724 | 0.748 | 0.765 | 0.818 | 0.892 | 0.97 | 1.022 | 1.07 | 1.111 | 1.156 | 1.196 | 1.251 | 1.312 | 1.347 | 1.371 | 1.383 | 1.39 | 1.391 | 1.404 | 1.409 | 1.413 | 1.408 | 1.405
Hydrogen Evolution | Srg_BB006a | MW | SSEN (SHEPD) | Tummel Bridge |  | 0.209 | 0.209 | 0.262 | 0.292 | 0.317 | 0.312 | 0.323 | 0.33 | 0.353 | 0.385 | 0.419 | 0.441 | 0.462 | 0.48 | 0.499 | 0.516 | 0.54 | 0.566 | 0.581 | 0.592 | 0.597 | 0.6 | 0.6 | 0.606 | 0.608 | 0.61 | 0.607 | 0.606
Hydrogen Evolution | Srg_BB006a | MW | SSEN (SHEPD) | Willowdale |  | 0.493 | 0.493 | 0.618 | 0.69 | 0.749 | 0.737 | 0.761 | 0.779 | 0.833 | 0.908 | 0.988 | 1.041 | 1.089 | 1.131 | 1.176 | 1.218 | 1.273 | 1.335 | 1.371 | 1.396 | 1.408 | 1.415 | 1.416 | 1.43 | 1.435 | 1.438 | 1.433 | 1.43
Hydrogen Evolution | Srg_BB006a | MW | SSEN (SHEPD) | Woodhill |  | 0.471 | 0.471 | 0.591 | 0.659 | 0.716 | 0.705 | 0.728 | 0.745 | 0.796 | 0.868 | 0.944 | 0.995 | 1.041 | 1.082 | 1.124 | 1.164 | 1.217 | 1.277 | 1.311 | 1.334 | 1.346 | 1.353 | 1.353 | 1.367 | 1.371 | 1.375 | 1.37 | 1.367
Hydrogen Evolution | Srg_BB006a | MW | SSEN South | Acton Lane 66kV |  | 0.376 | 0.377 | 0.473 | 0.528 | 0.576 | 0.569 | 0.589 | 0.607 | 0.651 | 0.709 | 0.771 | 0.812 | 0.849 | 0.881 | 0.915 | 0.946 | 0.987 | 1.035 | 1.062 | 1.081 | 1.09 | 1.095 | 1.096 | 1.106 | 1.11 | 1.113 | 1.109 | 1.107
Hydrogen Evolution | Srg_BB006a | MW | SSEN South | Axminster_H |  | 1.196 | 1.196 | 1.501 | 1.678 | 1.829 | 1.808 | 1.871 | 1.926 | 2.068 | 2.252 | 2.448 | 2.578 | 2.697 | 2.798 | 2.905 | 3.003 | 3.136 | 3.286 | 3.372 | 3.432 | 3.462 | 3.479 | 3.48 | 3.514 | 3.526 | 3.534 | 3.522 | 3.515
Hydrogen Evolution | Srg_BB006a | MW | SSEN South | Botley Wood |  | 1.853 | 1.853 | 2.325 | 2.6 | 2.835 | 2.801 | 2.9 | 2.985 | 3.204 | 3.489 | 3.794 | 3.995 | 4.179 | 4.336 | 4.502 | 4.654 | 4.859 | 5.091 | 5.226 | 5.319 | 5.365 | 5.39 | 5.392 | 5.445 | 5.464 | 5.477 | 5.457 | 5.447
Hydrogen Evolution | Srg_BB006a | MW | SSEN South | Bramley |  | 8.133 | 8.134 | 10.208 | 11.413 | 12.443 | 12.296 | 12.729 | 13.103 | 14.064 | 15.315 | 16.654 | 17.537 | 18.347 | 19.034 | 19.762 | 20.428 | 21.33 | 22.35 | 22.94 | 23.347 | 23.549 | 23.661 | 23.671 | 23.903 | 23.986 | 24.041 | 23.956 | 23.91
Hydrogen Evolution | Srg_BB006a | MW | SSEN South | Chickerell |  | 1.319 | 1.32 | 1.656 | 1.851 | 2.019 | 1.995 | 2.065 | 2.126 | 2.282 | 2.485 | 2.702 | 2.845 | 2.976 | 3.088 | 3.206 | 3.314 | 3.46 | 3.626 | 3.721 | 3.788 | 3.82 | 3.838 | 3.84 | 3.878 | 3.891 | 3.9 | 3.886 | 3.879
Hydrogen Evolution | Srg_BB006a | MW | SSEN South | Cowley |  | 8.156 | 8.157 | 10.237 | 11.445 | 12.479 | 12.33 | 12.765 | 13.14 | 14.104 | 15.359 | 16.701 | 17.586 | 18.399 | 19.088 | 19.818 | 20.486 | 21.391 | 22.413 | 23.005 | 23.413 | 23.616 | 23.728 | 23.738 | 23.971 | 24.054 | 24.109 | 24.023 | 23.978
Hydrogen Evolution | Srg_BB006a | MW | SSEN South | Ealing |  | 3.038 | 3.038 | 3.813 | 4.263 | 4.648 | 4.592 | 4.754 | 4.894 | 5.253 | 5.72 | 6.22 | 6.55 | 6.853 | 7.109 | 7.381 | 7.63 | 7.967 | 8.347 | 8.568 | 8.72 | 8.796 | 8.837 | 8.841 | 8.928 | 8.959 | 8.979 | 8.947 | 8.93
Hydrogen Evolution | Srg_BB006a | MW | SSEN South | Fawley |  | 3.05 | 3.05 | 3.828 | 4.28 | 4.666 | 4.611 | 4.773 | 4.914 | 5.274 | 5.743 | 6.245 | 6.576 | 6.88 | 7.138 | 7.411 | 7.661 | 7.999 | 8.381 | 8.603 | 8.756 | 8.831 | 8.873 | 8.877 | 8.964 | 8.995 | 9.016 | 8.984 | 8.967
Hydrogen Evolution | Srg_BB006a | MW | SSEN South | Fleet |  | 9.88 | 9.881 | 12.401 | 13.864 | 15.116 | 14.937 | 15.463 | 15.917 | 17.085 | 18.605 | 20.231 | 21.304 | 22.288 | 23.123 | 24.007 | 24.816 | 25.912 | 27.15 | 27.867 | 28.362 | 28.607 | 28.743 | 28.756 | 29.038 | 29.139 | 29.205 | 29.101 | 29.046
Hydrogen Evolution | Srg_BB006a | MW | SSEN South | Iver 132kV |  | 4.836 | 4.836 | 6.069 | 6.786 | 7.398 | 7.31 | 7.568 | 7.79 | 8.362 | 9.106 | 9.902 | 10.427 | 10.908 | 11.317 | 11.75 | 12.146 | 12.682 | 13.288 | 13.639 | 13.881 | 14.001 | 14.068 | 14.074 | 14.212 | 14.261 | 14.294 | 14.243 | 14.216
Hydrogen Evolution | Srg_BB006a | MW | SSEN South | Iver 66kV |  | 1.983 | 1.983 | 2.489 | 2.783 | 3.034 | 2.998 | 3.103 | 3.195 | 3.429 | 3.734 | 4.06 | 4.276 | 4.473 | 4.641 | 4.818 | 4.98 | 5.2 | 5.449 | 5.593 | 5.692 | 5.741 | 5.769 | 5.771 | 5.828 | 5.848 | 5.861 | 5.841 | 5.829
Hydrogen Evolution | Srg_BB006a | MW | SSEN South | Laleham |  | 3.541 | 3.541 | 4.444 | 4.968 | 5.417 | 5.353 | 5.541 | 5.704 | 6.123 | 6.667 | 7.25 | 7.634 | 7.987 | 8.286 | 8.603 | 8.893 | 9.286 | 9.729 | 9.986 | 10.164 | 10.252 | 10.3 | 10.305 | 10.406 | 10.442 | 10.466 | 10.429 | 10.409
Hydrogen Evolution | Srg_BB006a | MW | SSEN South | Lovedean |  | 7.29 | 7.291 | 9.15 | 10.23 | 11.153 | 11.021 | 11.409 | 11.744 | 12.606 | 13.728 | 14.927 | 15.718 | 16.445 | 17.061 | 17.713 | 18.31 | 19.119 | 20.032 | 20.561 | 20.927 | 21.108 | 21.208 | 21.217 | 21.425 | 21.499 | 21.548 | 21.472 | 21.431
Hydrogen Evolution | Srg_BB006a | MW | SSEN South | Mannington |  | 9.482 | 9.483 | 11.901 | 13.305 | 14.507 | 14.335 | 14.84 | 15.276 | 16.397 | 17.855 | 19.415 | 20.445 | 21.389 | 22.191 | 23.039 | 23.815 | 24.867 | 26.056 | 26.744 | 27.219 | 27.454 | 27.585 | 27.597 | 27.867 | 27.964 | 28.028 | 27.928 | 27.875
Hydrogen Evolution | Srg_BB006a | MW | SSEN South | Melksham |  | 9.208 | 9.208 | 11.557 | 12.92 | 14.087 | 13.92 | 14.41 | 14.834 | 15.922 | 17.339 | 18.854 | 19.853 | 20.77 | 21.549 | 22.373 | 23.126 | 24.148 | 25.302 | 25.97 | 26.431 | 26.66 | 26.786 | 26.798 | 27.061 | 27.155 | 27.217 | 27.12 | 27.069
Hydrogen Evolution | Srg_BB006a | MW | SSEN South | Minety |  | 5.123 | 5.124 | 6.43 | 7.189 | 7.838 | 7.745 | 8.018 | 8.254 | 8.859 | 9.647 | 10.49 | 11.047 | 11.557 | 11.99 | 12.448 | 12.868 | 13.436 | 14.078 | 14.45 | 14.707 | 14.834 | 14.904 | 14.911 | 15.057 | 15.109 | 15.144 | 15.09 | 15.061
Hydrogen Evolution | Srg_BB006a | MW | SSEN South | North Hyde |  | 2.28 | 2.281 | 2.862 | 3.2 | 3.489 | 3.447 | 3.569 | 3.674 | 3.943 | 4.294 | 4.669 | 4.917 | 5.144 | 5.337 | 5.541 | 5.728 | 5.981 | 6.266 | 6.432 | 6.546 | 6.603 | 6.634 | 6.637 | 6.702 | 6.725 | 6.741 | 6.717 | 6.704
Hydrogen Evolution | Srg_BB006a | MW | SSEN South | Nursling |  | 5.25 | 5.25 | 6.589 | 7.366 | 8.031 | 7.936 | 8.216 | 8.457 | 9.078 | 9.885 | 10.749 | 11.319 | 11.842 | 12.285 | 12.755 | 13.185 | 13.767 | 14.425 | 14.806 | 15.069 | 15.199 | 15.271 | 15.278 | 15.428 | 15.482 | 15.517 | 15.462 | 15.432
Hydrogen Evolution | Srg_BB006a | MW | UKPN Eastern | Amersham Main |  | 1.456 | 1.456 | 1.827 | 2.043 | 2.227 | 2.201 | 2.279 | 2.345 | 2.518 | 2.742 | 2.981 | 3.139 | 3.284 | 3.407 | 3.538 | 3.657 | 3.818 | 4.001 | 4.106 | 4.179 | 4.215 | 4.235 | 4.237 | 4.279 | 4.294 | 4.303 | 4.288 | 4.28
Hydrogen Evolution | Srg_BB006a | MW | UKPN Eastern | Braintree |  | 2.734 | 2.734 | 3.431 | 3.836 | 4.182 | 4.132 | 4.278 | 4.404 | 4.727 | 5.147 | 5.597 | 5.894 | 6.166 | 6.397 | 6.642 | 6.866 | 7.169 | 7.512 | 7.71 | 7.847 | 7.915 | 7.952 | 7.956 | 8.034 | 8.062 | 8.08 | 8.051 | 8.036
Hydrogen Evolution | Srg_BB006a | MW | UKPN Eastern | Bramford |  | 10.215 | 10.216 | 12.821 | 14.334 | 15.628 | 15.443 | 15.987 | 16.457 | 17.664 | 19.235 | 20.916 | 22.025 | 23.043 | 23.906 | 24.82 | 25.656 | 26.79 | 28.07 | 28.811 | 29.323 | 29.577 | 29.717 | 29.73 | 30.022 | 30.126 | 30.194 | 30.087 | 30.03
Hydrogen Evolution | Srg_BB006a | MW | UKPN Eastern | Brimsdown |  | 4.172 | 4.172 | 5.236 | 5.854 | 6.382 | 6.307 | 6.529 | 6.721 | 7.214 | 7.856 | 8.542 | 8.995 | 9.41 | 9.763 | 10.136 | 10.478 | 10.941 | 11.464 | 11.766 | 11.975 | 12.079 | 12.136 | 12.141 | 12.261 | 12.303 | 12.331 | 12.287 | 12.264
Hydrogen Evolution | Srg_BB006a | MW | UKPN Eastern | Burwell Main |  | 4.498 | 4.499 | 5.646 | 6.312 | 6.882 | 6.8 | 7.04 | 7.247 | 7.778 | 8.47 | 9.21 | 9.699 | 10.147 | 10.527 | 10.93 | 11.298 | 11.797 | 12.36 | 12.687 | 12.912 | 13.024 | 13.086 | 13.091 | 13.22 | 13.266 | 13.296 | 13.249 | 13.224
Hydrogen Evolution | Srg_BB006a | MW | UKPN Eastern | Clacton |  | 0.858 | 0.858 | 1.077 | 1.204 | 1.313 | 1.298 | 1.343 | 1.383 | 1.484 | 1.616 | 1.757 | 1.851 | 1.936 | 2.009 | 2.085 | 2.156 | 2.251 | 2.359 | 2.421 | 2.464 | 2.485 | 2.497 | 2.498 | 2.522 | 2.531 | 2.537 | 2.528 | 2.523
Hydrogen Evolution | Srg_BB006a | MW | UKPN Eastern | Eaton Socon |  | 2.758 | 2.758 | 3.462 | 3.87 | 4.22 | 4.17 | 4.317 | 4.443 | 4.77 | 5.194 | 5.648 | 5.947 | 6.222 | 6.455 | 6.702 | 6.928 | 7.234 | 7.579 | 7.779 | 7.918 | 7.986 | 8.024 | 8.027 | 8.106 | 8.134 | 8.153 | 8.124 | 8.109
Hydrogen Evolution | Srg_BB006a | MW | UKPN Eastern | Elstree |  | 5.679 | 5.68 | 7.128 | 7.97 | 8.689 | 8.586 | 8.888 | 9.15 | 9.821 | 10.695 | 11.629 | 12.246 | 12.812 | 13.292 | 13.8 | 14.265 | 14.895 | 15.607 | 16.019 | 16.303 | 16.444 | 16.522 | 16.529 | 16.692 | 16.749 | 16.788 | 16.728 | 16.696
Hydrogen Evolution | Srg_BB006a | MW | UKPN Eastern | Loudwater |  | 0.606 | 0.606 | 0.761 | 0.851 | 0.927 | 0.916 | 0.949 | 0.977 | 1.048 | 1.141 | 1.241 | 1.307 | 1.367 | 1.419 | 1.473 | 1.522 | 1.59 | 1.666 | 1.71 | 1.74 | 1.755 | 1.763 | 1.764 | 1.781 | 1.788 | 1.792 | 1.785 | 1.782
Hydrogen Evolution | Srg_BB006a | MW | UKPN Eastern | Mill Hill |  | 2.367 | 2.367 | 2.971 | 3.321 | 3.621 | 3.578 | 3.704 | 3.813 | 4.093 | 4.457 | 4.847 | 5.103 | 5.339 | 5.539 | 5.751 | 5.945 | 6.207 | 6.504 | 6.676 | 6.795 | 6.853 | 6.886 | 6.889 | 6.956 | 6.98 | 6.996 | 6.971 | 6.958
Hydrogen Evolution | Srg_BB006a | MW | UKPN Eastern | Norwich Main |  | 5.617 | 5.617 | 7.05 | 7.882 | 8.593 | 8.491 | 8.79 | 9.049 | 9.713 | 10.577 | 11.501 | 12.111 | 12.67 | 13.145 | 13.648 | 14.107 | 14.73 | 15.434 | 15.842 | 16.123 | 16.263 | 16.34 | 16.347 | 16.507 | 16.565 | 16.602 | 16.543 | 16.512
Hydrogen Evolution | Srg_BB006a | MW | UKPN Eastern | Pelham |  | 4.175 | 4.175 | 5.24 | 5.858 | 6.387 | 6.311 | 6.533 | 6.725 | 7.219 | 7.861 | 8.548 | 9.001 | 9.417 | 9.77 | 10.143 | 10.485 | 10.948 | 11.472 | 11.774 | 11.984 | 12.087 | 12.145 | 12.15 | 12.269 | 12.312 | 12.34 | 12.296 | 12.273
Hydrogen Evolution | Srg_BB006a | MW | UKPN Eastern | Rayleigh |  | 8.002 | 8.002 | 10.043 | 11.228 | 12.242 | 12.097 | 12.523 | 12.891 | 13.837 | 15.067 | 16.384 | 17.253 | 18.05 | 18.726 | 19.442 | 20.097 | 20.985 | 21.988 | 22.568 | 22.969 | 23.168 | 23.278 | 23.288 | 23.516 | 23.598 | 23.651 | 23.567 | 23.523
Hydrogen Evolution | Srg_BB006a | MW | UKPN Eastern | Rye House |  | 5.49 | 5.49 | 6.891 | 7.704 | 8.399 | 8.3 | 8.592 | 8.844 | 9.493 | 10.338 | 11.241 | 11.837 | 12.384 | 12.848 | 13.339 | 13.789 | 14.398 | 15.086 | 15.484 | 15.759 | 15.896 | 15.971 | 15.978 | 16.135 | 16.191 | 16.228 | 16.17 | 16.14
Hydrogen Evolution | Srg_BB006a | MW | UKPN Eastern | Sheringham Shoal |  | 2.814 | 2.815 | 3.532 | 3.949 | 4.306 | 4.255 | 4.404 | 4.534 | 4.867 | 5.3 | 5.763 | 6.068 | 6.348 | 6.586 | 6.838 | 7.069 | 7.381 | 7.734 | 7.938 | 8.079 | 8.149 | 8.187 | 8.191 | 8.271 | 8.3 | 8.319 | 8.289 | 8.274
Hydrogen Evolution | Srg_BB006a | MW | UKPN Eastern | Sundon |  | 8.334 | 8.335 | 10.46 | 11.695 | 12.751 | 12.599 | 13.043 | 13.426 | 14.412 | 15.694 | 17.065 | 17.97 | 18.8 | 19.504 | 20.25 | 20.932 | 21.857 | 22.902 | 23.506 | 23.924 | 24.131 | 24.245 | 24.256 | 24.494 | 24.579 | 24.635 | 24.547 | 24.501
Hydrogen Evolution | Srg_BB006a | MW | UKPN Eastern | Tilbury |  | 2.771 | 2.771 | 3.478 | 3.888 | 4.239 | 4.189 | 4.336 | 4.464 | 4.791 | 5.218 | 5.674 | 5.974 | 6.25 | 6.485 | 6.733 | 6.959 | 7.267 | 7.614 | 7.815 | 7.954 | 8.023 | 8.061 | 8.064 | 8.143 | 8.172 | 8.19 | 8.161 | 8.146
Hydrogen Evolution | Srg_BB006a | MW | UKPN Eastern | Tottenham |  | 4.57 | 4.57 | 5.736 | 6.412 | 6.991 | 6.908 | 7.152 | 7.362 | 7.902 | 8.605 | 9.357 | 9.853 | 10.308 | 10.695 | 11.104 | 11.478 | 11.985 | 12.557 | 12.889 | 13.118 | 13.231 | 13.294 | 13.3 | 13.431 | 13.477 | 13.508 | 13.46 | 13.434
Hydrogen Evolution | Srg_BB006a | MW | UKPN Eastern | Walpole (_A) |  | 7 | 7.001 | 8.786 | 9.823 | 10.71 | 10.583 | 10.955 | 11.277 | 12.105 | 13.182 | 14.333 | 15.093 | 15.791 | 16.382 | 17.009 | 17.582 | 18.358 | 19.236 | 19.743 | 20.094 | 20.268 | 20.364 | 20.373 | 20.573 | 20.644 | 20.691 | 20.618 | 20.579
Hydrogen Evolution | Srg_BB006a | MW | UKPN Eastern | Warley |  | 3.675 | 3.676 | 4.613 | 5.157 | 5.623 | 5.556 | 5.752 | 5.921 | 6.355 | 6.921 | 7.526 | 7.925 | 8.291 | 8.601 | 8.93 | 9.231 | 9.639 | 10.099 | 10.366 | 10.55 | 10.641 | 10.692 | 10.697 | 10.802 | 10.839 | 10.864 | 10.825 | 10.805
Hydrogen Evolution | Srg_BB006a | MW | UKPN Eastern | Watford South |  | 3.176 | 3.176 | 3.986 | 4.456 | 4.858 | 4.801 | 4.97 | 5.116 | 5.491 | 5.98 | 6.502 | 6.847 | 7.163 | 7.432 | 7.716 | 7.976 | 8.328 | 8.726 | 8.956 | 9.116 | 9.194 | 9.238 | 9.242 | 9.333 | 9.365 | 9.386 | 9.353 | 9.335
Hydrogen Evolution | Srg_BB006a | MW | UKPN Eastern | West Thurrock |  | 0.893 | 0.893 | 1.121 | 1.253 | 1.366 | 1.35 | 1.398 | 1.439 | 1.544 | 1.682 | 1.828 | 1.925 | 2.014 | 2.09 | 2.17 | 2.243 | 2.342 | 2.454 | 2.519 | 2.563 | 2.586 | 2.598 | 2.599 | 2.624 | 2.634 | 2.64 | 2.63 | 2.625
Hydrogen Evolution | Srg_BB006a | MW | UKPN Eastern | Wymondley |  | 3.227 | 3.227 | 4.05 | 4.528 | 4.937 | 4.878 | 5.05 | 5.199 | 5.58 | 6.076 | 6.607 | 6.958 | 7.279 | 7.552 | 7.841 | 8.105 | 8.463 | 8.867 | 9.101 | 9.263 | 9.343 | 9.387 | 9.391 | 9.484 | 9.517 | 9.538 | 9.504 | 9.486
Hydrogen Evolution | Srg_BB006a | MW | UKPN London | Acton Lane 22kV |  | 0.547 | 0.548 | 0.687 | 0.768 | 0.838 | 0.828 | 0.857 | 0.882 | 0.947 | 1.031 | 1.121 | 1.18 | 1.235 | 1.281 | 1.33 | 1.375 | 1.436 | 1.504 | 1.544 | 1.572 | 1.585 | 1.593 | 1.593 | 1.609 | 1.615 | 1.618 | 1.613 | 1.609
Hydrogen Evolution | Srg_BB006a | MW | UKPN London | Barking |  | 1.431 | 1.431 | 1.796 | 2.008 | 2.19 | 2.164 | 2.24 | 2.306 | 2.475 | 2.695 | 2.931 | 3.086 | 3.229 | 3.349 | 3.478 | 3.595 | 3.753 | 3.933 | 4.037 | 4.108 | 4.144 | 4.164 | 4.165 | 4.206 | 4.221 | 4.23 | 4.215 | 4.208
Hydrogen Evolution | Srg_BB006a | MW | UKPN London | Barking West |  | 3.289 | 3.29 | 4.129 | 4.616 | 5.033 | 4.973 | 5.148 | 5.299 | 5.688 | 6.194 | 6.735 | 7.093 | 7.42 | 7.698 | 7.993 | 8.262 | 8.627 | 9.039 | 9.278 | 9.443 | 9.524 | 9.57 | 9.574 | 9.668 | 9.701 | 9.723 | 9.689 | 9.67
Hydrogen Evolution | Srg_BB006a | MW | UKPN London | Beddington (_C) |  | 1.578 | 1.578 | 1.98 | 2.214 | 2.414 | 2.385 | 2.469 | 2.542 | 2.728 | 2.971 | 3.23 | 3.402 | 3.559 | 3.692 | 3.833 | 3.963 | 4.138 | 4.335 | 4.45 | 4.529 | 4.568 | 4.59 | 4.592 | 4.637 | 4.653 | 4.663 | 4.647 | 4.638
Hydrogen Evolution | Srg_BB006a | MW | UKPN London | Canal Bank |  | 0.495 | 0.495 | 0.621 | 0.694 | 0.757 | 0.748 | 0.774 | 0.797 | 0.855 | 0.931 | 1.013 | 1.067 | 1.116 | 1.158 | 1.202 | 1.242 | 1.297 | 1.359 | 1.395 | 1.42 | 1.432 | 1.439 | 1.44 | 1.454 | 1.459 | 1.462 | 1.457 | 1.454
Hydrogen Evolution | Srg_BB006a | MW | UKPN London | City Road |  | 12.2 | 12.201 | 15.313 | 17.12 | 18.666 | 18.444 | 19.094 | 19.655 | 21.097 | 22.974 | 24.981 | 26.306 | 27.521 | 28.552 | 29.644 | 30.643 | 31.996 | 33.526 | 34.411 | 35.022 | 35.325 | 35.492 | 35.508 | 35.856 | 35.981 | 36.062 | 35.934 | 35.867
Hydrogen Evolution | Srg_BB006a | MW | UKPN London | Greenford |  | 0.474 | 0.474 | 0.595 | 0.665 | 0.725 | 0.716 | 0.742 | 0.763 | 0.819 | 0.892 | 0.97 | 1.022 | 1.069 | 1.109 | 1.151 | 1.19 | 1.243 | 1.302 | 1.336 | 1.36 | 1.372 | 1.378 | 1.379 | 1.393 | 1.397 | 1.401 | 1.396 | 1.393
Hydrogen Evolution | Srg_BB006a | MW | UKPN London | Hackney 132kV |  | 2.21 | 2.21 | 2.774 | 3.101 | 3.381 | 3.341 | 3.458 | 3.56 | 3.821 | 4.161 | 4.525 | 4.765 | 4.985 | 5.171 | 5.369 | 5.55 | 5.795 | 6.072 | 6.233 | 6.343 | 6.398 | 6.428 | 6.431 | 6.494 | 6.517 | 6.532 | 6.508 | 6.496
Hydrogen Evolution | Srg_BB006a | MW | UKPN London | Hackney 66kV |  | 2.361 | 2.361 | 2.964 | 3.313 | 3.613 | 3.57 | 3.695 | 3.804 | 4.083 | 4.446 | 4.835 | 5.091 | 5.326 | 5.526 | 5.737 | 5.931 | 6.193 | 6.489 | 6.66 | 6.778 | 6.837 | 6.869 | 6.872 | 6.94 | 6.964 | 6.98 | 6.955 | 6.942
Hydrogen Evolution | Srg_BB006a | MW | UKPN London | Hurst |  | 3.502 | 3.502 | 4.395 | 4.914 | 5.357 | 5.294 | 5.48 | 5.641 | 6.055 | 6.594 | 7.17 | 7.55 | 7.899 | 8.195 | 8.508 | 8.795 | 9.184 | 9.623 | 9.877 | 10.052 | 10.139 | 10.187 | 10.192 | 10.292 | 10.327 | 10.351 | 10.314 | 10.294
Hydrogen Evolution | Srg_BB006a | MW | UKPN London | Islington |  | 1.917 | 1.917 | 2.406 | 2.69 | 2.933 | 2.898 | 3 | 3.088 | 3.315 | 3.609 | 3.925 | 4.133 | 4.324 | 4.486 | 4.657 | 4.814 | 5.027 | 5.267 | 5.406 | 5.502 | 5.55 | 5.576 | 5.579 | 5.633 | 5.653 | 5.666 | 5.646 | 5.635
Hydrogen Evolution | Srg_BB006a | MW | UKPN London | Littlebrook (_C) |  | 2.527 | 2.528 | 3.172 | 3.546 | 3.867 | 3.821 | 3.955 | 4.071 | 4.37 | 4.759 | 5.175 | 5.449 | 5.701 | 5.915 | 6.141 | 6.348 | 6.628 | 6.945 | 7.128 | 7.255 | 7.317 | 7.352 | 7.355 | 7.428 | 7.453 | 7.47 | 7.444 | 7.43
Hydrogen Evolution | Srg_BB006a | MW | UKPN London | Lodge Road |  | 4.914 | 4.915 | 6.168 | 6.896 | 7.518 | 7.429 | 7.691 | 7.917 | 8.498 | 9.253 | 10.062 | 10.596 | 11.085 | 11.5 | 11.94 | 12.342 | 12.887 | 13.504 | 13.86 | 14.106 | 14.228 | 14.296 | 14.302 | 14.442 | 14.492 | 14.525 | 14.474 | 14.446
Hydrogen Evolution | Srg_BB006a | MW | UKPN London | New Cross |  | 6.382 | 6.383 | 8.01 | 8.955 | 9.764 | 9.648 | 9.988 | 10.281 | 11.036 | 12.018 | 13.068 | 13.761 | 14.396 | 14.936 | 15.507 | 16.029 | 16.737 | 17.537 | 18 | 18.32 | 18.478 | 18.566 | 18.574 | 18.756 | 18.821 | 18.864 | 18.797 | 18.762
Hydrogen Evolution | Srg_BB006a | MW | UKPN London | Perivale |  | 0.344 | 0.344 | 0.432 | 0.483 | 0.527 | 0.521 | 0.539 | 0.555 | 0.596 | 0.649 | 0.705 | 0.743 | 0.777 | 0.806 | 0.837 | 0.865 | 0.903 | 0.946 | 0.971 | 0.989 | 0.997 | 1.002 | 1.002 | 1.012 | 1.016 | 1.018 | 1.014 | 1.012
Hydrogen Evolution | Srg_BB006a | MW | UKPN London | Redbridge |  | 1.708 | 1.708 | 2.144 | 2.397 | 2.614 | 2.583 | 2.674 | 2.752 | 2.954 | 3.217 | 3.498 | 3.684 | 3.854 | 3.998 | 4.151 | 4.291 | 4.48 | 4.694 | 4.818 | 4.904 | 4.946 | 4.97 | 4.972 | 5.021 | 5.038 | 5.05 | 5.032 | 5.022
Hydrogen Evolution | Srg_BB006a | MW | UKPN London | St John's Wood |  | 11.343 | 11.344 | 14.237 | 15.917 | 17.354 | 17.148 | 17.752 | 18.274 | 19.615 | 21.359 | 23.226 | 24.457 | 25.587 | 26.546 | 27.561 | 28.489 | 29.748 | 31.17 | 31.992 | 32.561 | 32.842 | 32.998 | 33.013 | 33.336 | 33.452 | 33.528 | 33.409 | 33.346
Hydrogen Evolution | Srg_BB006a | MW | UKPN London | Wesley Avenue (Willesden) |  | 0.108 | 0.108 | 0.135 | 0.151 | 0.165 | 0.163 | 0.169 | 0.174 | 0.187 | 0.203 | 0.221 | 0.233 | 0.243 | 0.252 | 0.262 | 0.271 | 0.283 | 0.296 | 0.304 | 0.31 | 0.312 | 0.314 | 0.314 | 0.317 | 0.318 | 0.319 | 0.318 | 0.317
Hydrogen Evolution | Srg_BB006a | MW | UKPN London | West Ham |  | 6.177 | 6.178 | 7.753 | 8.668 | 9.451 | 9.338 | 9.667 | 9.951 | 10.682 | 11.632 | 12.648 | 13.319 | 13.934 | 14.456 | 15.009 | 15.515 | 16.2 | 16.974 | 17.422 | 17.732 | 17.885 | 17.97 | 17.978 | 18.154 | 18.217 | 18.259 | 18.194 | 18.159
Hydrogen Evolution | Srg_BB006a | MW | UKPN London | Willesden 132kV |  | 3.593 | 3.593 | 4.51 | 5.042 | 5.497 | 5.432 | 5.623 | 5.788 | 6.213 | 6.766 | 7.357 | 7.747 | 8.105 | 8.409 | 8.73 | 9.024 | 9.423 | 9.873 | 10.134 | 10.314 | 10.403 | 10.452 | 10.457 | 10.56 | 10.596 | 10.62 | 10.583 | 10.563
Hydrogen Evolution | Srg_BB006a | MW | UKPN London | Willesden 66kV |  | 0.945 | 0.945 | 1.186 | 1.326 | 1.445 | 1.428 | 1.479 | 1.522 | 1.634 | 1.779 | 1.935 | 2.037 | 2.131 | 2.211 | 2.296 | 2.373 | 2.478 | 2.596 | 2.665 | 2.712 | 2.736 | 2.749 | 2.75 | 2.777 | 2.786 | 2.793 | 2.783 | 2.778
Hydrogen Evolution | Srg_BB006a | MW | UKPN London | Wimbledon North |  | 1.846 | 1.846 | 2.317 | 2.591 | 2.825 | 2.791 | 2.889 | 2.974 | 3.193 | 3.477 | 3.78 | 3.981 | 4.165 | 4.321 | 4.486 | 4.637 | 4.842 | 5.073 | 5.207 | 5.3 | 5.346 | 5.371 | 5.373 | 5.426 | 5.445 | 5.457 | 5.438 | 5.428
Hydrogen Evolution | Srg_BB006a | MW | UKPN London | Wimbledon South |  | 7.346 | 7.346 | 9.22 | 10.308 | 11.239 | 11.105 | 11.496 | 11.834 | 12.702 | 13.832 | 15.041 | 15.839 | 16.57 | 17.191 | 17.849 | 18.45 | 19.265 | 20.186 | 20.718 | 21.087 | 21.269 | 21.37 | 21.379 | 21.589 | 21.664 | 21.713 | 21.636 | 21.595
Hydrogen Evolution | Srg_BB006a | MW | UKPN South East | Beddington (_J) |  | 5.882 | 5.883 | 7.383 | 8.254 | 9 | 8.893 | 9.206 | 9.477 | 10.172 | 11.077 | 12.045 | 12.684 | 13.27 | 13.767 | 14.293 | 14.775 | 15.427 | 16.164 | 16.591 | 16.886 | 17.032 | 17.113 | 17.12 | 17.288 | 17.348 | 17.388 | 17.326 | 17.293
Hydrogen Evolution | Srg_BB006a | MW | UKPN South East | Bolney |  | 11.908 | 11.909 | 14.946 | 16.709 | 18.218 | 18.002 | 18.636 | 19.184 | 20.591 | 22.423 | 24.382 | 25.675 | 26.861 | 27.868 | 28.933 | 29.908 | 31.229 | 32.722 | 33.586 | 34.182 | 34.478 | 34.641 | 34.657 | 34.997 | 35.118 | 35.198 | 35.073 | 35.007
Hydrogen Evolution | Srg_BB006a | MW | UKPN South East | Canterbury |  | 3.358 | 3.358 | 4.215 | 4.712 | 5.137 | 5.076 | 5.255 | 5.41 | 5.807 | 6.323 | 6.876 | 7.24 | 7.575 | 7.859 | 8.159 | 8.434 | 8.806 | 9.227 | 9.471 | 9.639 | 9.723 | 9.769 | 9.773 | 9.869 | 9.903 | 9.926 | 9.89 | 9.872
Hydrogen Evolution | Srg_BB006a | MW | UKPN South East | Chessington |  | 3.003 | 3.003 | 3.769 | 4.214 | 4.594 | 4.54 | 4.699 | 4.838 | 5.193 | 5.654 | 6.149 | 6.475 | 6.774 | 7.028 | 7.296 | 7.542 | 7.875 | 8.252 | 8.469 | 8.62 | 8.694 | 8.736 | 8.739 | 8.825 | 8.856 | 8.876 | 8.844 | 8.828
Hydrogen Evolution | Srg_BB006a | MW | UKPN South East | Kemsley |  | 1.564 | 1.565 | 1.964 | 2.195 | 2.393 | 2.365 | 2.448 | 2.52 | 2.705 | 2.946 | 3.203 | 3.373 | 3.529 | 3.661 | 3.801 | 3.929 | 4.103 | 4.299 | 4.412 | 4.491 | 4.53 | 4.551 | 4.553 | 4.598 | 4.614 | 4.624 | 4.608 | 4.599
Hydrogen Evolution | Srg_BB006a | MW | UKPN South East | Kingsnorth |  | 2.695 | 2.695 | 3.382 | 3.781 | 4.123 | 4.074 | 4.217 | 4.341 | 4.66 | 5.074 | 5.518 | 5.81 | 6.079 | 6.306 | 6.548 | 6.768 | 7.067 | 7.405 | 7.6 | 7.735 | 7.802 | 7.839 | 7.843 | 7.92 | 7.947 | 7.965 | 7.937 | 7.922
Hydrogen Evolution | Srg_BB006a | MW | UKPN South East | Littlebrook (_J) |  | 0.212 | 0.212 | 0.265 | 0.297 | 0.324 | 0.32 | 0.331 | 0.341 | 0.366 | 0.398 | 0.433 | 0.456 | 0.477 | 0.495 | 0.514 | 0.531 | 0.555 | 0.581 | 0.597 | 0.607 | 0.612 | 0.615 | 0.616 | 0.622 | 0.624 | 0.625 | 0.623 | 0.622
Hydrogen Evolution | Srg_BB006a | MW | UKPN South East | Ninfield |  | 6.021 | 6.021 | 7.557 | 8.449 | 9.211 | 9.102 | 9.423 | 9.7 | 10.411 | 11.338 | 12.328 | 12.982 | 13.582 | 14.09 | 14.629 | 15.122 | 15.79 | 16.545 | 16.982 | 17.283 | 17.433 | 17.515 | 17.523 | 17.695 | 17.756 | 17.797 | 17.733 | 17.7
Hydrogen Evolution | Srg_BB006a | MW | UKPN South East | Northfleet East |  | 6.571 | 6.572 | 8.248 | 9.221 | 10.053 | 9.934 | 10.284 | 10.586 | 11.363 | 12.374 | 13.455 | 14.168 | 14.823 | 15.378 | 15.966 | 16.504 | 17.233 | 18.057 | 18.533 | 18.863 | 19.026 | 19.116 | 19.125 | 19.312 | 19.379 | 19.423 | 19.354 | 19.318
Hydrogen Evolution | Srg_BB006a | MW | UKPN South East | Richborough |  | 0 | 0 | 0 | 0 | 0 | 0 | 0 | 0 | 0 | 0 | 0 | 0 | 0 | 0 | 0 | 0 | 0 | 0 | 0 | 0 | 0 | 0 | 0 | 0 | 0 | 0 | 0 | 0
Hydrogen Evolution | Srg_BB006a | MW | UKPN South East | Sellindge |  | 1.668 | 1.668 | 2.094 | 2.341 | 2.552 | 2.522 | 2.611 | 2.687 | 2.884 | 3.141 | 3.416 | 3.597 | 3.763 | 3.904 | 4.053 | 4.19 | 4.375 | 4.584 | 4.705 | 4.788 | 4.83 | 4.853 | 4.855 | 4.902 | 4.919 | 4.931 | 4.913 | 4.904
Hydrogen Evolution | Srg_BB006a | MW | UKPN South East | West Weybridge |  | 5.022 | 5.022 | 6.303 | 7.046 | 7.683 | 7.591 | 7.859 | 8.09 | 8.683 | 9.456 | 10.282 | 10.827 | 11.328 | 11.752 | 12.201 | 12.612 | 13.169 | 13.799 | 14.163 | 14.415 | 14.539 | 14.608 | 14.615 | 14.758 | 14.809 | 14.843 | 14.79 | 14.762

## BB2
2024 Buildings Blocks
Template | Technology | Building Block ID Number | Technology Detail | Units | Detail | Comments | Alignment with Ofgem Core Scenario Key Drivers | Included in ESO Data | ESO Comments
Generation | Non-renewable CHP | Gen_BB001 | >=1MW | MW | Installed capacity | Non-renewable | Distribution Thermal Generation (MW) | Y
|  | Gen_BB002 | <1MW | MW | Installed capacity | Non-renewable excluding domestic Micro CHP |  | Y
| Micro CHP | Gen_BB003 | Domestic (G98/G83) | MW | Installed capacity |  |  | Y
| Renewable Engines (Landfill Gas, Sewage Gas, Biogas) | Gen_BB004 |  | MW | Installed capacity | Reciprocating Engines, Gas Turbines, Includes Anaerobic Digestion |  | Y
| Non-renewable Engines (Diesel) (non CHP) | Gen_BB005 | [5 empty] | Y
| Non-renewable Engines (Gas) (non CHP) | Gen_BB006 |  | MW | Installed capacity | Reciprocating Engines, Gas Turbines |  | Y
| Fuel Cells | Gen_BB007 |  | MW | Installed capacity | Hydrogen or Gas as fuel input |  | Y
| OCGTs (non CHP) | Gen_BB008 |  | MW | Installed capacity | Open Cycle Gas Turbines |  | Y
| CCGTs (non CHP) | Gen_BB009 |  | MW | Installed capacity | Combined Cycle Gas Turbines: |  | Y
| Biomass & Energy Crops (including CHP) | Gen_BB010 | Includes Biomass Conversions | MW | Installed capacity |  |  | Y
| Waste Incineration (including CHP) | Gen_BB011 |  | MW | Installed capacity |  |  | Y
| Solar Generation | Gen_BB012 | Large (G99) | MW | Installed capacity |  | Solar Generation (MW) | Y
|  | Gen_BB013 | Small (G98/G83) | MW | Installed capacity |  |  | Y
| Wind | Gen_BB014 | Offshore Wind | MW | Installed capacity |  | Wind Generation (MW) | Y
|  | Gen_BB015 | Onshore Wind >=1MW |  |  |  |  | Y
|  | Gen_BB016 | Onshore Wind <1MW | MW | Installed capacity |  |  | Y
| Marine | Gen_BB017 | Tidal Stream, Wave Power, Tidal Lagoon | MW | Installed capacity |  | Not mentioned in Ofgem Core Scenario BBs | Y
| Hydro | Gen_BB018 | Not pumped hydro | MW | Installed capacity |  | Not mentioned in Ofgem Core Scenario BBs | Y
| Geothermal | Gen_BB019 |  | MW | Installed capacity |  | Not mentioned in Ofgem Core Scenario BBs | Y
| Nuclear | Gen_BB020 |  | MW | Installed capacity |  | Not mentioned in Ofgem Core Scenario BBs | Y
| Coal | Gen_BB021 | COAL | MW | Installed capacity | Transmission connected coal fired generation |  | Y
| Interconnector | Gen_BB022 | IC | MW | Installed capacity | Transmission connected interconnection of other Transmission networks |  | Y
| Hydrogen fuelled generation | Gen_BB023 | Hydrogen | MW | Installed capacity | Hydrogen fired generation |  | Y
| Offshore-Wind (off-Grid) | Gen_BB024 | NC_GEN | MW | Installed capacity | Offshore wind capacity not connected to NETS |  | Y
Demand |  | Dem_BB001a | Domestic | Number of | Number of domestic customers |  |  | Y
|  | Dem_BB002a | I&C | Number of | Number of I&C customers |  |  | Y
|  | Dem_BB002b | I&C | Metres squared | Area of I&C customers |  |  | N | Not included - we do not have this information as part of our FES analysis.
|  | Dem_BB003 | Demand | GWh | Total Annual consumption in GWh | Total demand consumption at GSP level, including losses, any energy saving and new LCT driven demand growth |  | Y | The Building block data has been developed using a combination of modelling approaches for generating geographical split of demand. We have a bottom-up approach for modelling demand for heat in buildings, where calculations are performed from data below the GSP and then aggregated up to GSP level. Transport demand modelling on the other hand starts with a GB level estimate of demand which we then disaggregate down to GSP level. There are some trade-offs with this mixed approach to generating GSP level data and some combinations of the individual elements will need refining in the future. As always, we’ll continue to work with stakeholders to improve our assumptions and modelling methodologies.
|  | Dem_BB004 | Residential HP Demand | GWh | Total Annual consumption in GWh | Heat demand due to residential HPs (including hybrid HPs) |  | Y
|  | Dem_BB005 | I&C HP Demand | GWh | Total Annual consumption in GWh | Heat demand due to I&C HPs (including hybrid HPs) |  | Y
|  | Dem_BB006 | EV Demand 1 | GWh | Total Annual consumption in GWh | Transport demand due to Light Vans, Cars and Motorbikes (including Hybrid EVs) |  | Y
|  | Dem_BB007 | EV Demand 2 | GWh | Total Annual consumption in GWh | Transport demand due to HGVs and Buses (including Hybrid EVs) |  | Y
|  | Dem_BB008 | Baseline Demand | GWh | Total Annual consumption in GW | The gross energy consumption excluding EVs and HPs (BB8=BB3-BB4-BB5-BB6-BB7) |  | Y
|  | Dem_BB008a | Baseline Domestic True Demand | GWh | Total Annual consumption in GWh | Total gross annual consumption of domestic end customers minus domestic EV and domestic HP demand. |  | Y
|  | Dem_BB008b | Non-domestic Demand | GWh | Total Annual consumption in GWh | Total gross annual consumption of non-domestic end customers minus non-domestic EV and non-domestic HP demand. |  | Y
|  | Dem_BB009 | Hydrogen electrolysis | MW | Installed capacity |  |  | Y
Demand Low Carbon Technologies | Electric Vehicles | Lct_BB001 | Pure Electric (vans, cars & motorbikes) | Number of | Number of EVs registered in the specific geographical area | Light Vans,Cars and Motorbikes Includes number of EVs in the specific geographical area | Low carbon vehicles | Y
|  | Lct_BB002 | Plug-in-hybrid (vans, cars and motorbikes) | Number of | Number of EVs registered in the specific geographical area | Light Vans, Cars and Motorbikes Includes number of EVs in the specific geographical area |  | Y
|  | Lct_BB003 | Pure Electric (road vehicles other than vans, cars and motorbikes) | Number of | Number of EVs registered in the specific geographical area | HGVs and Buses Includes number of EVs in the specific geographical area |  | Y
|  | Lct_BB004 | Plug-in-hybrid (road vehicles other than vans, cars and motorbikes) | Number of | Number of EVs registered in the specific geographical area | HGVs and Buses Includes number of EVs in the specific geographical area |  | Y
| Heat Pumps | Lct_BB005 | Domestic - Non-hybrid | Number of | Number of Heat Pumps registered in the specific geographical area | Excluding those supplying District Heating | Heat (Number of installations (k)) | Y
|  | Lct_BB006 | Domestic - Hybrid | Number of | Number of Heat Pumps registered in the specific geographical area | Electrical vs Gas bias Excluding those supplying District Heating |  | Y
|  | Lct_BB007 | I&C - Non-hybrid | Number of | Number of Heat Pumps registered in the specific geographical area | Excluding those supplying District Heating |  | Y
|  | Lct_BB008 | I&C - Hybrid | Number of | Number of Heat Pumps registered in the specific geographical area | Electrical vs Gas bias Exluding those supplying District Heating |  | Y
| District Heating | Lct_BB009 |  | Number of properties connected to DH |  |  | Heat (Number of installations (k)) | Y
| Electric Vehicle Charging units | Lct_BB010a | Domestic | Number of | Number of domestic charging units | Excluding 3pin plugs |  | N | Not included - we do not have this information as part of our FES analysis.
|  | Lct_BB010b | Domestic | MW | Installed capacity of domestic charging units |  |  | N | Not included - we do not have this information as part of our FES analysis.
|  | Lct_BB011a | Workplace | Number of | Number of Workplace charging units |  |  | N | Not included - we do not have this information as part of our FES analysis.
|  | Lct_BB011b | Workplace | MW | Installed capacity of Workplace charging units |  |  | N | Not included - we do not have this information as part of our FES analysis.
|  | Lct_BB012a | Public Slow/Fast | Number of | Number of Public Slow/Fast charging units |  |  | N | Not included - we do not have this information as part of our FES analysis.
|  | Lct_BB012b | Public Slow/Fast | MW | Installed capacity of public Slow/Fast charging units |  |  | N | Not included - we do not have this information as part of our FES analysis.
|  | Lct_BB013a | Public Rapid | Number of | Number of Public Rapid charging units | defined as >=43kW |  | N | Not included - we do not have this information as part of our FES analysis.
|  | Lct_BB013b | Public Rapid | MW | Installed capacity of public Rapid charging units | defined as >=43kW |  | N | Not included - we do not have this information as part of our FES analysis.
| Airconditioning units | Lct_BB014 | A/C Domestic units | Number of |  |  |  | N | Not included - we do not have this information as part of our FES analysis.
|  | Lct_BB015 | A/C I&C units | Number of |  |  |  | N | Not included - we do not have this information as part of our FES analysis.
Storage & Flexibility | Storage | Srg_BB001 | Batteries | MW | Installed capacity (MWh?) | Record Import and Export seperately | Storage (GW) | Y
|  | Srg_BB002 | Domestic Batteries (G98) | MW | Installed capacity |  |  | Y
|  | Srg_BB003 | Pumped Hydro | MW | Installed capacity |  |  | Y
|  | Srg_BB004 | Other | MW | Installed capacity |  |  | Y
|  | Srg_BB005 | V2G | MW availability | Potential MW available to participate |  |  | Y
| I&C Flexibility | Srg_BB006a | I&C Flexibility (TouT) | MW availability | Potential MW available to participate in DSR |  | Total Industrial & Commercial demand available to participate in Demand Response (Non-contracted) | Y | The Building block data has been developed using a combination of modelling approaches for generating geographical split of demand. We have a bottom-up approach for modelling demand for heat in buildings, where calculations are performed from data below the GSP and then aggregated up to GSP level. Transport demand modelling on the other hand starts with a GB level estimate of demand which we then disaggregate down to GSP level. There are some trade-offs with this mixed approach to generating GSP level data and some combinations of the individual elements will need refining in the future. As always, we’ll continue to work with stakeholders to improve our assumptions and modelling methodologies.
|  | Srg_BB006b | I&C Flexibility (TouT) | % customers | % Potential participating customers |  |  | N | Not included - we do not have this information as part of our FES analysis.
| Domestic Flexibility | Srg_BB007a | Electric Vehicle Smart Charging (TouT) | MW availability | Potential MW available to participate in DSR |  | Total domestic demand available to participate in Demand Response (Non-contracted). It is assumed that a domestic customer to have a separate EV based tariff | N | Not included - we do not have this information as part of our FES analysis.
|  | Srg_BB007b | Electric Vehicle Smart Charging (TouT) | % customers | % Potential participating customers |  |  | N | Not included - we do not have this information as part of our FES analysis.
|  | Srg_BB08a | Domestic Flexibility (TouT) | MW availability | Potential MW available to participate in DSR |  |  | N | Not included - we do not have this information as part of our FES analysis.
|  | Srg_BB08b | Domestic Flexibility (TouT) | % customers | % Potential participating customers |  |  | N | Not included - we do not have this information as part of our FES analysis.

## BB3
BB3: Building Blocks - Area Name Lookup
Return to: Main Menu
Return to: Chapter contents
Building Block Licence Area Name Mapping
| Area Type | FES23 BB Area Name | Full Licence Name | Elexon GSP Group | Elexon GSP Group Name | FES2024 Area Name | Comments
| DNO | ENW | Electricity North West | _G | North Western | Electricity North West
| DNO | EPN | Eastern Power Networks | _A | Eastern | UKPN Eastern
| DNO | East Midlands | NGED (East Midlands) | _B | East Midlands | NGED East Midlands
| DNO | LPN | London Power Networks | _C | London | UKPN London
| DNO | NPgN | Northern Power Grid (Northeast) | _F | Northern | NPg Northeast
| DNO | NPgY | Northern Power Grid (Yorkshire) | _M | Yorkshire | NPg Yorkshire
| DNO | SEPD | Southern Electric Power Distribution | _H | Southern | SSEN South
| DNO | SHEPD | Scottish Hydro Electric Power Distribution | _P | North Scotland | SSEN (SHEPD)
| DNO | SPD | SP Distribution | _N | South Scotland | SPEN
| DNO | SPM | SP Manweb | _D | Merseyside and North Wales | SPEN Manweb
| DNO | SPN | South Eastern Power Networks | _J | South Eastern | UKPN South East
| DNO | South Wales | NGED (South Wales) | _K | South Wales | NGED South Wales
| DNO | South Western | NGED (South West) | _L | South Western | NGED South West
| DNO | West Midlands | NGED (West Midlands) | _E | Midlands | NGED West Midlands
| TO | NGET | National Grid Electricity Transmission | N/A | N/A | NGET
| TO | SHETL | Scottish Hydro Electricity Transmission | N/A | N/A | SHETL
| TO | SPTL | Scottish Power Transmission | N/A | N/A | SPTL
| IDNO | IDNO | Independent Distribution Network Operator | N/A | N/A | IDNO
| Non-network connected | Not Connected | Not Connected | N/A | N/A | Not Connected | e.g. Offshore wind exclusively for H2 production